40640 | Permanently Closed | 1993-12-21 | 1989-02-01 |  | Petroleum | Used oil | Used oil |  | Steel | Steel |  | Painted or None | Steel |  | 1901-01-01 | [5 empty] | Manual Tank Gauging (only tanks 1000 gal. or less and 48” or 64” in diameter) | [8 empty] | UST Currently In Use: 0; UST Temp Close: 0; AST Currently In Use: 0; AST Temp Closed: 0 | 0 | 0 | 1 | 17003-101-014937 | SUPER LUBE 10 MINUTE OIL CHANGE INC
40641 | Permanently Closed | 1992-09-09 | 1990-02-01 | 1992-09-09 | Petroleum | Used oil | Used oil |  | Steel | Steel |  | Painted or None | Steel |  | 1901-01-01 | [5 empty] | Manual Tank Gauging (only tanks 1000 gal. or less and 48” or 64” in diameter) | [8 empty] | UST Currently In Use: 0; UST Temp Close: 0; AST Currently In Use: 0; AST Temp Closed: 0 | 0 | 0 | 1 | 17003-101-014938 | SUPER LUBE 10 MINUTE OIL CHANGE INC
40642 | Cannot Locate or abandoned | 1988-12-25 | 1982-01-01 |  | Petroleum | Unleaded gasoline | Unleaded gasoline |  | Steel | Steel |  | Painted or None | Steel |  | 1901-01-01 | [14 empty] | UST Currently In Use: 0; UST Temp Close: 0; AST Currently In Use: 0; AST Temp Closed: 0 | 0 | 0 | 0 | 17004-021-014040 | ATHLONE RAY
40643 | Cannot Locate or abandoned | 1988-12-25 | 1982-01-01 |  | Petroleum | Unleaded gasoline | Unleaded gasoline |  | Steel | Steel |  | Painted or None | Steel |  | 1901-01-01 | [14 empty] | UST Currently In Use: 0; UST Temp Close: 0; AST Currently In Use: 0; AST Temp Closed: 0 | 0 | 0 | 0 | 17004-021-014040 | ATHLONE RAY
40644 | Cannot Locate or abandoned | 1988-12-25 | 1982-01-01 |  | Petroleum | Unleaded gasoline | Unleaded gasoline |  | Steel | Steel |  | Painted or None | Steel |  | 1901-01-01 | [14 empty] | UST Currently In Use: 0; UST Temp Close: 0; AST Currently In Use: 0; AST Temp Closed: 0 | 0 | 0 | 0 | 17004-021-014040 | ATHLONE RAY
40645 | Permanently Closed | 1998-10-15 | 1981-01-01 | 1998-10-15 | Petroleum | Unleaded gasoline | Unleaded gasoline |  | Steel | Steel |  | Painted or None | Steel |  | 1901-01-01 | [14 empty] | UST Currently In Use: 0; UST Temp Close: 0; AST Currently In Use: 0; AST Temp Closed: 0 | 0 | 0 | 3 | 17005-089-008154 | LINDA MERRILL
40646 | Permanently Closed | 1998-10-15 | 1981-01-01 | 1998-10-15 | Petroleum | Unleaded gasoline | Unleaded gasoline |  | Steel | Steel |  | Painted or None | Steel |  | 1901-01-01 | [14 empty] | UST Currently In Use: 0; UST Temp Close: 0; AST Currently In Use: 0; AST Temp Closed: 0 | 0 | 0 | 3 | 17005-089-008154 | LINDA MERRILL
40647 | Permanently Closed | 1998-10-15 | 1981-01-01 | 1998-10-15 | Petroleum | On road diesel | On road diesel |  | Steel | Steel |  | Painted or None | Steel |  | 1901-01-01 | [14 empty] | UST Currently In Use: 0; UST Temp Close: 0; AST Currently In Use: 0; AST Temp Closed: 0 | 0 | 0 | 3 | 17005-089-008154 | LINDA MERRILL
40648 | Permanently Closed | 1990-08-28 | 1901-01-01 | 1990-08-28 | Petroleum | On road diesel | On road diesel | [7 empty] | 1901-01-01 | [14 empty] | UST Currently In Use: 1; UST Temp Close: 0; AST Currently In Use: 0; AST Temp Closed: 0 | 1 | 0 | 6 | 17006-109-009828 | SACO SERVICES
40649 | Permanently Closed | 1990-08-28 | 1901-01-01 | 1990-08-28 | Petroleum | Unleaded gasoline | Unleaded gasoline | [7 empty] | 1901-01-01 | [14 empty] | UST Currently In Use: 1; UST Temp Close: 0; AST Currently In Use: 0; AST Temp Closed: 0 | 1 | 0 | 6 | 17006-109-009828 | SACO SERVICES
40650 | Permanently Closed | 1990-08-28 | 1901-01-01 | 1990-08-28 | Petroleum | Unleaded gasoline | Unleaded gasoline | [7 empty] | 1901-01-01 | [14 empty] | UST Currently In Use: 1; UST Temp Close: 0; AST Currently In Use: 0; AST Temp Closed: 0 | 1 | 0 | 6 | 17006-109-009828 | SACO SERVICES
40651 | Permanently Closed | 1993-12-20 | 1979-01-01 | 1993-12-20 | Petroleum | On road diesel | On road diesel |  | Steel | Steel |  | Painted or None | Steel |  | 1901-01-01 | [14 empty] | UST Currently In Use: 1; UST Temp Close: 0; AST Currently In Use: 0; AST Temp Closed: 0 | 1 | 0 | 6 | 17006-109-009828 | SACO SERVICES
40652 | Permanently Closed | 1991-01-01 | 1979-02-01 | 1993-04-24 | Petroleum | Unleaded gasoline | Unleaded gasoline | Retail | Steel | Steel |  | Painted or None | Steel |  | 1901-01-01 | [14 empty] | UST Currently In Use: 0; UST Temp Close: 0; AST Currently In Use: 0; AST Temp Closed: 0 | 0 | 0 | 4 | 17007-133-015059 | BRENT HARBISON
40653 | Permanently Closed | 1991-01-01 | 1979-02-01 | 1993-04-24 | Petroleum | Unleaded gasoline | Unleaded gasoline | Retail | Steel | Steel |  | Painted or None | Steel |  | 1901-01-01 | [14 empty] | UST Currently In Use: 0; UST Temp Close: 0; AST Currently In Use: 0; AST Temp Closed: 0 | 0 | 0 | 4 | 17007-133-015059 | BRENT HARBISON
40654 | Permanently Closed | 1991-01-01 | 1979-02-01 | 1993-04-24 | Petroleum | Unleaded gasoline | Unleaded gasoline | Retail | Steel | Steel |  | Painted or None | Steel |  | 1901-01-01 | [14 empty] | UST Currently In Use: 0; UST Temp Close: 0; AST Currently In Use: 0; AST Temp Closed: 0 | 0 | 0 | 4 | 17007-133-015059 | BRENT HARBISON
40655 | Permanently Closed | 1991-01-01 | 1979-02-01 | 1993-04-24 | Petroleum | On road diesel | On road diesel | Retail | Steel | Steel |  | Painted or None | Steel |  | 1901-01-01 | [14 empty] | UST Currently In Use: 0; UST Temp Close: 0; AST Currently In Use: 0; AST Temp Closed: 0 | 0 | 0 | 4 | 17007-133-015059 | BRENT HARBISON
40656 | Cannot Locate or abandoned | 2002-01-01 | 1982-01-01 |  | Petroleum | Unleaded gasoline | Unleaded gasoline | Retail | Steel | Steel | Field installed cathodic protection |  | Steel |  | 1901-01-01 | Catchment Basin | Automatic shutoff device At 95% full | Automatic shutoff device At 95% full |  |  | Statistical Inventory Reconciliation (SIR) | [8 empty] | UST Currently In Use: 0; UST Temp Close: 0; AST Currently In Use: 0; AST Temp Closed: 0 | 0 | 0 | 0 | 17009-101-007848 | JACK SCRUSHY
40657 | Cannot Locate or abandoned | 2002-01-01 | 1980-01-01 |  | Petroleum | Unleaded gasoline | Unleaded gasoline | Retail | Steel | Steel | Field installed cathodic protection |  | Steel |  | 1901-01-01 | Catchment Basin |  |  |  |  | Statistical Inventory Reconciliation (SIR) | [8 empty] | UST Currently In Use: 0; UST Temp Close: 0; AST Currently In Use: 0; AST Temp Closed: 0 | 0 | 0 | 0 | 17009-101-007848 | JACK SCRUSHY
40658 | Cannot Locate or abandoned | 2005-08-30 | 1984-01-01 |  | Petroleum | Unleaded gasoline | Unleaded gasoline |  | Steel | Steel | Field installed cathodic protection |  | Steel |  | 1901-01-01 | Catchment Basin |  |  |  |  | Statistical Inventory Reconciliation (SIR) | [8 empty] | UST Currently In Use: 0; UST Temp Close: 0; AST Currently In Use: 0; AST Temp Closed: 0 | 0 | 0 | 0 | 17009-101-007848 | JACK SCRUSHY
40659 | Permanently Closed | 1989-01-01 | 1976-01-01 | 1989-01-01 | Petroleum | Unleaded gasoline | Unleaded gasoline |  | Steel | Steel |  | Painted or None | Steel |  | 1901-01-01 | [14 empty] | UST Currently In Use: 0; UST Temp Close: 0; AST Currently In Use: 0; AST Temp Closed: 0 | 0 | 0 | 2 | 17010-093-009011 | TRAVIS RAY CARTER
40660 | Permanently Closed | 1989-01-01 | 1976-01-01 | 1989-01-01 | Petroleum | Unleaded gasoline | Unleaded gasoline |  | Steel | Steel |  | Painted or None | Steel |  | 1901-01-01 | [14 empty] | UST Currently In Use: 0; UST Temp Close: 0; AST Currently In Use: 0; AST Temp Closed: 0 | 0 | 0 | 2 | 17010-093-009011 | TRAVIS RAY CARTER
40662 | Currently in Use |  | 1989-11-30 |  | Petroleum | On road diesel | On road diesel | Retail | Fiberglass reinforced plastic | Fiberglass reinforced plastic |  |  | Fiberglass reinforced plastic |  | 1901-01-01 | Catchment Basin | Flow Rest 90% Full | Flow Rest 90% Full |  |  |  |  | Automatic flow restrictor (MLLD) | Automatic flow restrictor (MLLD) |  |  | CITLDS | Continuous alarm system |  | UST Currently In Use: 8; UST Temp Close: 1; AST Currently In Use: 0; AST Temp Closed: 0 | 8 | 1 | 0 | 17050-125-014907 | TRUCK STOPS OF AMERICA
40663 | Currently in Use |  | 1989-11-30 |  | Petroleum | On road diesel | On road diesel | Retail | Fiberglass reinforced plastic | Fiberglass reinforced plastic |  |  | Fiberglass reinforced plastic |  | 1901-01-01 | Catchment Basin | Flow Rest 90% Full | Flow Rest 90% Full |  |  | CITLDS |  | MANIFOLDED | Other |  |  | CITLDS | Continuous alarm system |  | UST Currently In Use: 8; UST Temp Close: 1; AST Currently In Use: 0; AST Temp Closed: 0 | 8 | 1 | 0 | 17050-125-014907 | TRUCK STOPS OF AMERICA
40664 | Currently in Use |  | 1989-11-30 |  | Petroleum | On road diesel | On road diesel | Retail | Fiberglass reinforced plastic | Fiberglass reinforced plastic |  |  | Fiberglass reinforced plastic |  | 1901-01-01 | Catchment Basin | Flow Rest 90% Full | Flow Rest 90% Full |  |  |  |  | Automatic flow restrictor (MLLD) | Automatic flow restrictor (MLLD) |  |  | Continuous alarm system | Continuous alarm system |  | UST Currently In Use: 8; UST Temp Close: 1; AST Currently In Use: 0; AST Temp Closed: 0 | 8 | 1 | 0 | 17050-125-014907 | TRUCK STOPS OF AMERICA
40665 | Currently in Use |  | 1989-11-30 |  | Petroleum | On road diesel | On road diesel | Retail | Fiberglass reinforced plastic | Fiberglass reinforced plastic |  |  | Fiberglass reinforced plastic |  | 1901-01-01 | Catchment Basin | Flow Rest 90% Full | Flow Rest 90% Full |  |  |  |  | MANIFOLDED | Other |  |  | CITLDS | Continuous alarm system |  | UST Currently In Use: 8; UST Temp Close: 1; AST Currently In Use: 0; AST Temp Closed: 0 | 8 | 1 | 0 | 17050-125-014907 | TRUCK STOPS OF AMERICA
40666 | Temporary Closed | 2023-10-06 | 1989-11-30 |  | Petroleum | Unleaded gasoline | Unleaded gasoline | Retail | Fiberglass reinforced plastic | Fiberglass reinforced plastic |  |  | Fiberglass reinforced plastic |  | 1901-01-01 | Catchment Basin | Flow Rest 90% Full | Flow Rest 90% Full |  |  | Continuous Automatic Tank Gauge |  | Automatic flow restrictor (MLLD) | Automatic flow restrictor (MLLD) |  |  | Annual line testing | Annual line testing |  | UST Currently In Use: 8; UST Temp Close: 1; AST Currently In Use: 0; AST Temp Closed: 0 | 8 | 1 | 0 | 17050-125-014907 | TRUCK STOPS OF AMERICA
40667 | Currently in Use |  | 1989-11-30 |  | Petroleum | Unleaded gasoline | Unleaded gasoline | Retail | Fiberglass reinforced plastic | Fiberglass reinforced plastic |  |  | Fiberglass reinforced plastic |  | 1901-01-01 | Catchment Basin | Flow Rest 90% Full | Flow Rest 90% Full |  |  | Continuous Automatic Tank Gauge |  | Automatic flow restrictor (MLLD) | Automatic flow restrictor (MLLD) |  |  | Annual line testing | Annual line testing |  | UST Currently In Use: 8; UST Temp Close: 1; AST Currently In Use: 0; AST Temp Closed: 0 | 8 | 1 | 0 | 17050-125-014907 | TRUCK STOPS OF AMERICA
40668 | Currently in Use |  | 1989-11-30 |  | Petroleum | Unleaded gasoline | Unleaded gasoline | Retail | Fiberglass reinforced plastic | Fiberglass reinforced plastic |  |  | Fiberglass reinforced plastic |  | 1901-01-01 | Catchment Basin | Flow Rest 90% Full | Flow Rest 90% Full |  |  | Continuous Automatic Tank Gauge |  | Automatic flow restrictor (MLLD) | Automatic flow restrictor (MLLD) |  |  | Annual line testing | Annual line testing |  | UST Currently In Use: 8; UST Temp Close: 1; AST Currently In Use: 0; AST Temp Closed: 0 | 8 | 1 | 0 | 17050-125-014907 | TRUCK STOPS OF AMERICA
40669 | Currently in Use |  | 1989-11-30 |  | Petroleum | Virgin oil | Virgin oil | Retail | Fiberglass reinforced plastic | Fiberglass reinforced plastic |  |  | Fiberglass reinforced plastic |  | 1901-01-01 | Catchment Basin | Flow Rest 90% Full | Flow Rest 90% Full |  |  | Continuous Automatic Tank Gauge | [8 empty] | UST Currently In Use: 8; UST Temp Close: 1; AST Currently In Use: 0; AST Temp Closed: 0 | 8 | 1 | 0 | 17050-125-014907 | TRUCK STOPS OF AMERICA
40670 | Currently in Use |  | 1989-11-30 |  | Petroleum | Used oil | Used oil | Retail | Fiberglass reinforced plastic | Fiberglass reinforced plastic |  |  | Fiberglass reinforced plastic |  | 1901-01-01 | Catchment Basin | Flow Rest 90% Full | Flow Rest 90% Full |  |  | Continuous Automatic Tank Gauge | [8 empty] | UST Currently In Use: 8; UST Temp Close: 1; AST Currently In Use: 0; AST Temp Closed: 0 | 8 | 1 | 0 | 17050-125-014907 | TRUCK STOPS OF AMERICA
40671 | Retired | 1987-09-18 | 1968-01-01 |  | Petroleum | Other, OTHER | Other |  | Steel | Steel |  | Painted or None | Steel |  | 1901-01-01 | [14 empty] | UST Currently In Use: 0; UST Temp Close: 0; AST Currently In Use: 0; AST Temp Closed: 0 | 0 | 0 | 0 | 17051-051-008883 | J R DAVIS
40672 | Retired | 1987-09-18 | 1968-01-01 |  | Petroleum | Other, OTHER | Other |  | Steel | Steel |  | Painted or None | Steel |  | 1901-01-01 | [14 empty] | UST Currently In Use: 0; UST Temp Close: 0; AST Currently In Use: 0; AST Temp Closed: 0 | 0 | 0 | 0 | 17051-051-008883 | J R DAVIS
40673 |  | 1991-07-04 | 1941-01-01 |  | Petroleum | Unleaded gasoline | Unleaded gasoline |  | Steel | Steel |  | Painted or None | Steel |  | 1901-01-01 | [14 empty] | UST Currently In Use: 0; UST Temp Close: 0; AST Currently In Use: 0; AST Temp Closed: 0 | 0 | 0 | 0 | 17054-051-011032 | E FRANK & DORIS COLQUITT
40674 |  | 1991-07-04 | 1941-01-01 |  | Petroleum | Unleaded gasoline | Unleaded gasoline |  | Steel | Steel |  | Painted or None | Steel |  | 1901-01-01 | [14 empty] | UST Currently In Use: 0; UST Temp Close: 0; AST Currently In Use: 0; AST Temp Closed: 0 | 0 | 0 | 0 | 17054-051-011032 | E FRANK & DORIS COLQUITT
40675 |  | 1991-07-04 | 1975-01-01 |  | Petroleum | Unleaded gasoline | Unleaded gasoline |  | Steel | Steel |  | Painted or None | Steel |  | 1901-01-01 | [14 empty] | UST Currently In Use: 0; UST Temp Close: 0; AST Currently In Use: 0; AST Temp Closed: 0 | 0 | 0 | 0 | 17054-051-011032 | E FRANK & DORIS COLQUITT
40676 | Cannot Locate or abandoned | 1999-12-22 | 1982-01-01 |  | Petroleum | Unleaded gasoline | Unleaded gasoline |  | Steel | Steel | Coated & cathodic protection (sti-P3) |  | Steel |  | 1901-01-01 | [14 empty] | UST Currently In Use: 0; UST Temp Close: 0; AST Currently In Use: 0; AST Temp Closed: 0 | 0 | 0 | 0 | 17055-007-014354 | TERRI WEST
40677 | Cannot Locate or abandoned | 1999-12-22 | 1982-01-01 |  | Petroleum | Unleaded gasoline | Unleaded gasoline |  | Steel | Steel | Coated & cathodic protection (sti-P3) |  | Steel |  | 1901-01-01 | [14 empty] | UST Currently In Use: 0; UST Temp Close: 0; AST Currently In Use: 0; AST Temp Closed: 0 | 0 | 0 | 0 | 17055-007-014354 | TERRI WEST
40678 | Cannot Locate or abandoned | 1999-12-22 | 1982-01-01 |  | Petroleum | Unleaded gasoline | Unleaded gasoline |  | Steel | Steel | Coated & cathodic protection (sti-P3) |  | Steel |  | 1901-01-01 | [14 empty] | UST Currently In Use: 0; UST Temp Close: 0; AST Currently In Use: 0; AST Temp Closed: 0 | 0 | 0 | 0 | 17055-007-014354 | TERRI WEST
40679 | Cannot Locate or abandoned | 1999-12-22 | 1982-01-01 |  | Petroleum | On road diesel | On road diesel |  | Steel | Steel | Coated & cathodic protection (sti-P3) |  | Steel |  | 1901-01-01 | [14 empty] | UST Currently In Use: 0; UST Temp Close: 0; AST Currently In Use: 0; AST Temp Closed: 0 | 0 | 0 | 0 | 17055-007-014354 | TERRI WEST
40680 | Permanently Closed | 1991-02-01 | 1969-01-01 | 1991-02-01 | Petroleum | Unleaded gasoline | Unleaded gasoline | State/federal government | Steel | Steel | Interior lined (not allowed as a standalone method of corrosion protection) | Painted or None | Steel |  | 1901-01-01 | [14 empty] | UST Currently In Use: 0; UST Temp Close: 0; AST Currently In Use: 0; AST Temp Closed: 0 | 0 | 0 | 5 | 17057-101-006889 | ALABAMA STATE UNIVERSITY
40681 | Permanently Closed | 1991-02-01 | 1965-01-01 | 1991-02-01 | Petroleum | Unleaded gasoline | Unleaded gasoline | State/federal government | Steel | Steel |  | Painted or None | Steel |  | 1901-01-01 | [14 empty] | UST Currently In Use: 0; UST Temp Close: 0; AST Currently In Use: 0; AST Temp Closed: 0 | 0 | 0 | 5 | 17057-101-006889 | ALABAMA STATE UNIVERSITY
40682 | Permanently Closed | 1991-02-01 | 1965-01-01 | 1991-02-01 | Petroleum | Unleaded gasoline | Unleaded gasoline | State/federal government | Steel | Steel |  | Painted or None | Steel |  | 1901-01-01 | [14 empty] | UST Currently In Use: 0; UST Temp Close: 0; AST Currently In Use: 0; AST Temp Closed: 0 | 0 | 0 | 5 | 17057-101-006889 | ALABAMA STATE UNIVERSITY
40683 | Permanently Closed | 1991-02-01 | 1965-01-01 | 1991-02-01 | Petroleum | Unleaded gasoline | Unleaded gasoline | State/federal government | Steel | Steel |  | Painted or None | Steel |  | 1901-01-01 | [14 empty] | UST Currently In Use: 0; UST Temp Close: 0; AST Currently In Use: 0; AST Temp Closed: 0 | 0 | 0 | 5 | 17057-101-006889 | ALABAMA STATE UNIVERSITY
40684 | Permanently Closed | 1991-02-01 | 1965-01-01 | 1991-02-01 | Petroleum | Used oil | Used oil | State/federal government | Steel | Steel |  | Painted or None | Steel |  | 1901-01-01 | [14 empty] | UST Currently In Use: 0; UST Temp Close: 0; AST Currently In Use: 0; AST Temp Closed: 0 | 0 | 0 | 5 | 17057-101-006889 | ALABAMA STATE UNIVERSITY
40685 | Permanently Closed | 1991-12-30 | 1983-01-01 | 1991-12-30 | Petroleum | Unleaded gasoline | Unleaded gasoline |  | Steel | Steel |  | Painted or None | Steel |  | 1901-01-01 | [14 empty] | UST Currently In Use: 0; UST Temp Close: 0; AST Currently In Use: 0; AST Temp Closed: 0 | 0 | 0 | 2 | 17058-041-014912 | RONNIE RHOADES AND CHARLES SIKES
40686 | Permanently Closed | 1991-09-30 | 1983-01-01 | 1991-09-30 | Petroleum | Unleaded gasoline | Unleaded gasoline |  | Steel | Steel |  | Painted or None | Steel |  | 1901-01-01 | [14 empty] | UST Currently In Use: 0; UST Temp Close: 0; AST Currently In Use: 0; AST Temp Closed: 0 | 0 | 0 | 2 | 17058-041-014912 | RONNIE RHOADES AND CHARLES SIKES
40687 | Permanently Closed | 1989-01-01 | 1901-01-01 | 1992-07-10 | Petroleum | Unleaded gasoline | Unleaded gasoline |  | Steel | Steel |  | Painted or None | Steel |  | 1901-01-01 | [14 empty] | UST Currently In Use: 0; UST Temp Close: 0; AST Currently In Use: 0; AST Temp Closed: 0 | 0 | 0 | 3 | 17059-001-014913 | RUFUS S & ANNA BELLE T PEARSON
40688 | Permanently Closed | 1989-01-01 | 1901-01-01 | 1992-07-10 | Petroleum | Unleaded gasoline | Unleaded gasoline |  | Steel | Steel |  | Painted or None | Steel |  | 1901-01-01 | [14 empty] | UST Currently In Use: 0; UST Temp Close: 0; AST Currently In Use: 0; AST Temp Closed: 0 | 0 | 0 | 3 | 17059-001-014913 | RUFUS S & ANNA BELLE T PEARSON
40689 | Permanently Closed | 1989-01-01 | 1901-01-01 | 1992-07-10 | Petroleum | On road diesel | On road diesel |  | Steel | Steel |  | Painted or None | Steel |  | 1901-01-01 | [14 empty] | UST Currently In Use: 0; UST Temp Close: 0; AST Currently In Use: 0; AST Temp Closed: 0 | 0 | 0 | 3 | 17059-001-014913 | RUFUS S & ANNA BELLE T PEARSON
40690 | Permanently Closed | 1994-06-01 | 1984-04-18 23:00 | 1995-06-21 | Petroleum | Unleaded gasoline | Unleaded gasoline | Retail | Steel | Steel |  | Painted or None | Steel |  | 1901-01-01 | [14 empty] | UST Currently In Use: 0; UST Temp Close: 0; AST Currently In Use: 0; AST Temp Closed: 0 | 0 | 0 | 1 | 17060-101-014914 | NEWELL BROTHERS CONSTRUCTION CO INC
40691 | Currently in Use |  | 1970-05-01 |  | Petroleum | Unleaded gasoline | Unleaded gasoline | Retail | Steel | Steel | Field installed cathodic protection |  | Steel |  |  | Catchment Basin | Automatic shutoff device At 95% full | Automatic shutoff device At 95% full |  |  | Statistical Inventory Reconciliation (SIR) | [8 empty] | UST Currently In Use: 3; UST Temp Close: 0; AST Currently In Use: 0; AST Temp Closed: 0 | 3 | 0 | 0 | 17061-101-014915 | WAYNE G HATCHER
40692 | Currently in Use |  | 1970-05-01 |  | Petroleum | Unleaded gasoline | Unleaded gasoline | Retail | Steel | Steel | Field installed cathodic protection |  | Steel |  |  | Catchment Basin | Automatic shutoff device At 95% full | Automatic shutoff device At 95% full |  |  | Statistical Inventory Reconciliation (SIR) | [8 empty] | UST Currently In Use: 3; UST Temp Close: 0; AST Currently In Use: 0; AST Temp Closed: 0 | 3 | 0 | 0 | 17061-101-014915 | WAYNE G HATCHER
40693 | Currently in Use |  | 1911-01-01 |  | Petroleum | Unleaded gasoline | Unleaded gasoline | Retail | Steel | Steel | Field installed cathodic protection |  | Steel |  |  | Catchment Basin | Automatic shutoff device At 95% full | Automatic shutoff device At 95% full |  |  | Statistical Inventory Reconciliation (SIR) | [8 empty] | UST Currently In Use: 3; UST Temp Close: 0; AST Currently In Use: 0; AST Temp Closed: 0 | 3 | 0 | 0 | 17061-101-014915 | WAYNE G HATCHER
40694 | Permanently Closed | 1994-10-31 | 1983-06-10 | 1995-06-08 | Petroleum | Unleaded gasoline | Unleaded gasoline | Retail | Steel | Steel |  |  | Steel |  | 1901-01-01 | [5 empty] | Statistical Inventory Reconciliation (SIR) | [8 empty] | UST Currently In Use: 0; UST Temp Close: 0; AST Currently In Use: 0; AST Temp Closed: 0 | 0 | 0 | 2 | 17062-021-014916 | LUTHER CLECKLER
40695 | Permanently Closed | 1994-10-31 | 1983-06-10 | 1995-06-08 | Petroleum | Unleaded gasoline | Unleaded gasoline | Retail | Steel | Steel |  |  | Steel |  | 1901-01-01 | [5 empty] | Statistical Inventory Reconciliation (SIR) | [8 empty] | UST Currently In Use: 0; UST Temp Close: 0; AST Currently In Use: 0; AST Temp Closed: 0 | 0 | 0 | 2 | 17062-021-014916 | LUTHER CLECKLER
40696 | Permanently Closed | 2001-10-19 | 1987-06-15 | 2001-10-19 | Petroleum | On road diesel | On road diesel |  | Fiberglass coated steel | Fiberglass coated steel |  |  | Fiberglass reinforced plastic |  | 1901-01-01 | Catchment Basin | Flow Rest 90% Full | Flow Rest 90% Full |  |  | Automatic Tank Gauge | [5 empty] | Annual line testing | Annual line testing |  | UST Currently In Use: 0; UST Temp Close: 0; AST Currently In Use: 0; AST Temp Closed: 0 | 0 | 0 | 2 | 13617-101-014917 | SOUTHERN NATIONAL LEASE INC
40697 | Retired | 1988-12-01 | 1964-01-01 |  | Petroleum | Unleaded gasoline | Unleaded gasoline |  | Steel | Steel |  | Painted or None | Steel |  | 1901-01-01 | [14 empty] | UST Currently In Use: 0; UST Temp Close: 0; AST Currently In Use: 0; AST Temp Closed: 0 | 0 | 0 | 0 | 17064-037-002674 | RONNIE AND CAROLYN HARRINGTON
40698 | Retired | 1981-01-01 | 1964-01-01 |  | Petroleum | Other, OTHER | Other |  | Steel | Steel |  | Painted or None | Steel |  | 1901-01-01 | [14 empty] | UST Currently In Use: 0; UST Temp Close: 0; AST Currently In Use: 0; AST Temp Closed: 0 | 0 | 0 | 0 | 17064-037-002674 | RONNIE AND CAROLYN HARRINGTON
40699 | Permanently Closed | 1991-03-11 | 1970-01-01 | 1991-03-11 | Petroleum | Unleaded gasoline | Unleaded gasoline |  | Steel | Steel |  | Painted or None | PL WRAPPED |  | 1901-01-01 | [5 empty] | Manual Tank Gauging (only tanks 1000 gal. or less and 48” or 64” in diameter) | [8 empty] | UST Currently In Use: 0; UST Temp Close: 0; AST Currently In Use: 0; AST Temp Closed: 0 | 0 | 0 | 2 | 17065-101-004933 | BARBARA TWINER/DBA MR CAR WASH
40700 | Permanently Closed | 1991-03-11 | 1970-01-01 | 1991-03-11 | Petroleum | Unleaded gasoline | Unleaded gasoline |  | Steel | Steel |  | Painted or None | PL WRAPPED |  | 1901-01-01 | [5 empty] | Manual Tank Gauging (only tanks 1000 gal. or less and 48” or 64” in diameter) | [8 empty] | UST Currently In Use: 0; UST Temp Close: 0; AST Currently In Use: 0; AST Temp Closed: 0 | 0 | 0 | 2 | 17065-101-004933 | BARBARA TWINER/DBA MR CAR WASH
40701 | Temporary Closed | 2001-04-01 | 1990-08-20 |  | Petroleum | Unleaded gasoline | Unleaded gasoline | Retail | Steel | Steel | Coated & cathodic protection (sti-P3) |  | Fiberglass reinforced plastic |  |  | Catchment Basin | Automatic shutoff device At 95% full | Automatic shutoff device At 95% full | [11 empty] | UST Currently In Use: 0; UST Temp Close: 1; AST Currently In Use: 0; AST Temp Closed: 0 | 0 | 1 | 0 | 20867-051-014922 | GEORGE M HALL
40702 | Currently in Use |  | 1990-02-12 |  | Petroleum | On road diesel | On road diesel | Retail | Fiberglass reinforced plastic | Fiberglass reinforced plastic |  |  | Fiberglass reinforced plastic |  | 1901-01-01 | Catchment Basin | Automatic shutoff device At 95% full | Automatic shutoff device At 95% full | Interstitial Monitoring within Secondary Containment |  | Automatic Tank Gauge |  | Automatic flow restrictor (MLLD) | Automatic flow restrictor (MLLD) |  |  | Annual line testing | Annual line testing |  | UST Currently In Use: 11; UST Temp Close: 0; AST Currently In Use: 0; AST Temp Closed: 0 | 11 | 0 | 0 | 23065-125-014923 | HPT PSC PROPERTIES TRUST
40703 | Currently in Use |  | 1990-02-12 |  | Petroleum | On road diesel | On road diesel | Retail | Fiberglass reinforced plastic | Fiberglass reinforced plastic |  |  | Fiberglass reinforced plastic |  | 1901-01-01 | Catchment Basin | Automatic shutoff device At 95% full | Automatic shutoff device At 95% full | Interstitial Monitoring within Secondary Containment |  | Automatic Tank Gauge |  | Automatic flow restrictor (MLLD) | Automatic flow restrictor (MLLD) |  |  | Annual line testing | Annual line testing |  | UST Currently In Use: 11; UST Temp Close: 0; AST Currently In Use: 0; AST Temp Closed: 0 | 11 | 0 | 0 | 23065-125-014923 | HPT PSC PROPERTIES TRUST
40704 | Currently in Use |  | 1990-02-12 |  | Petroleum | On road diesel | On road diesel | Retail | Fiberglass reinforced plastic | Fiberglass reinforced plastic |  |  | Fiberglass reinforced plastic |  | 1901-01-01 | Catchment Basin | Automatic shutoff device At 95% full | Automatic shutoff device At 95% full | Interstitial Monitoring within Secondary Containment |  | Automatic Tank Gauge |  | MANIFOLDED | Automatic flow restrictor (MLLD) |  |  | Annual line testing | Annual line testing |  | UST Currently In Use: 11; UST Temp Close: 0; AST Currently In Use: 0; AST Temp Closed: 0 | 11 | 0 | 0 | 23065-125-014923 | HPT PSC PROPERTIES TRUST
40705 | Currently in Use |  | 1990-02-12 |  | Petroleum | On road diesel | On road diesel | Retail | Fiberglass reinforced plastic | Fiberglass reinforced plastic |  |  | Fiberglass reinforced plastic |  | 1901-01-01 | Catchment Basin | Automatic shutoff device At 95% full | Automatic shutoff device At 95% full | Interstitial Monitoring within Secondary Containment |  | Automatic Tank Gauge |  | MANIFOLDED | Automatic flow restrictor (MLLD) |  |  | Annual line testing | Annual line testing |  | UST Currently In Use: 11; UST Temp Close: 0; AST Currently In Use: 0; AST Temp Closed: 0 | 11 | 0 | 0 | 23065-125-014923 | HPT PSC PROPERTIES TRUST
40706 | Currently in Use |  | 1990-02-12 |  | Petroleum | On road diesel | On road diesel | Retail | Fiberglass reinforced plastic | Fiberglass reinforced plastic |  |  | Fiberglass reinforced plastic |  | 1901-01-01 | Catchment Basin | Automatic shutoff device At 95% full | Automatic shutoff device At 95% full | Interstitial Monitoring within Secondary Containment |  | Automatic Tank Gauge |  | Automatic flow restrictor (MLLD) | Automatic flow restrictor (MLLD) |  |  | Annual line testing | Annual line testing |  | UST Currently In Use: 11; UST Temp Close: 0; AST Currently In Use: 0; AST Temp Closed: 0 | 11 | 0 | 0 | 23065-125-014923 | HPT PSC PROPERTIES TRUST
40707 | Currently in Use |  | 1990-02-12 |  | Petroleum | Unleaded gasoline | Unleaded gasoline | Retail | Fiberglass reinforced plastic | Fiberglass reinforced plastic |  |  | Fiberglass reinforced plastic |  | 1901-01-01 | Catchment Basin | Automatic shutoff device At 95% full | Automatic shutoff device At 95% full | Interstitial Monitoring within Secondary Containment |  | Automatic Tank Gauge |  | Automatic flow restrictor (MLLD) | Automatic flow restrictor (MLLD) |  |  | Annual line testing | Annual line testing |  | UST Currently In Use: 11; UST Temp Close: 0; AST Currently In Use: 0; AST Temp Closed: 0 | 11 | 0 | 0 | 23065-125-014923 | HPT PSC PROPERTIES TRUST
40708 | Currently in Use |  | 1990-02-12 |  | Petroleum | Mid-grade gasoline | Mid-grade gasoline | Retail | Fiberglass reinforced plastic | Fiberglass reinforced plastic |  |  | Fiberglass reinforced plastic |  | 1901-01-01 | Catchment Basin | Automatic shutoff device At 95% full | Automatic shutoff device At 95% full | Interstitial Monitoring within Secondary Containment |  | Automatic Tank Gauge |  | Automatic flow restrictor (MLLD) | Automatic flow restrictor (MLLD) |  |  | Continuous alarm system | Annual line testing |  | UST Currently In Use: 11; UST Temp Close: 0; AST Currently In Use: 0; AST Temp Closed: 0 | 11 | 0 | 0 | 23065-125-014923 | HPT PSC PROPERTIES TRUST
40709 | Currently in Use |  | 1990-02-12 |  | Petroleum | Premium gasoline | Premium gasoline | Retail | Fiberglass reinforced plastic | Fiberglass reinforced plastic |  |  | Fiberglass reinforced plastic |  | 1901-01-01 | Catchment Basin | Automatic shutoff device At 95% full | Automatic shutoff device At 95% full | Interstitial Monitoring within Secondary Containment |  | Automatic Tank Gauge |  | Automatic flow restrictor (MLLD) | Automatic flow restrictor (MLLD) |  |  | Annual line testing | Annual line testing |  | UST Currently In Use: 11; UST Temp Close: 0; AST Currently In Use: 0; AST Temp Closed: 0 | 11 | 0 | 0 | 23065-125-014923 | HPT PSC PROPERTIES TRUST
40710 | Currently in Use |  | 1990-02-12 |  | Petroleum | Used oil | Used oil |  | Fiberglass reinforced plastic | Fiberglass reinforced plastic |  |  | Fiberglass reinforced plastic |  | 1901-01-01 | Catchment Basin | EXEMPT | Automatic shutoff device At 95% full | Interstitial Monitoring within Secondary Containment |  | Automatic Tank Gauge |  | Automatic flow restrictor (MLLD) | Automatic flow restrictor (MLLD) |  |  | Continuous alarm system | Continuous alarm system |  | UST Currently In Use: 11; UST Temp Close: 0; AST Currently In Use: 0; AST Temp Closed: 0 | 11 | 0 | 0 | 23065-125-014923 | HPT PSC PROPERTIES TRUST
40711 | Currently in Use |  | 1990-02-12 |  | Petroleum | Used oil | Used oil |  | Fiberglass coated steel | Fiberglass coated steel |  |  | Fiberglass reinforced plastic |  | 1901-01-01 | Catchment Basin | EXEMPT | Automatic shutoff device At 95% full | Interstitial Monitoring within Secondary Containment |  | Automatic Tank Gauge |  | Automatic flow restrictor (MLLD) | Automatic flow restrictor (MLLD) |  |  | Continuous alarm system | Continuous alarm system |  | UST Currently In Use: 11; UST Temp Close: 0; AST Currently In Use: 0; AST Temp Closed: 0 | 11 | 0 | 0 | 23065-125-014923 | HPT PSC PROPERTIES TRUST
40712 | Currently in Use |  | 1990-02-12 |  | Petroleum | Used oil | Used oil |  | Fiberglass coated steel | Fiberglass coated steel |  |  | Fiberglass reinforced plastic |  | 1901-01-01 | Catchment Basin | EXEMPT | Automatic shutoff device At 95% full | Interstitial Monitoring within Secondary Containment |  | Automatic Tank Gauge |  | Automatic flow restrictor (MLLD) | Automatic flow restrictor (MLLD) |  |  | Continuous alarm system | Continuous alarm system |  | UST Currently In Use: 11; UST Temp Close: 0; AST Currently In Use: 0; AST Temp Closed: 0 | 11 | 0 | 0 | 23065-125-014923 | HPT PSC PROPERTIES TRUST
40713 | Permanently Closed | 1990-09-07 | 1975-11-01 | 1990-09-07 | Petroleum | Unleaded gasoline | Unleaded gasoline |  | Steel | Steel |  |  | Steel |  | 1901-01-01 | [5 empty] | Manual Tank Gauging (only tanks 1000 gal. or less and 48” or 64” in diameter) | [8 empty] | UST Currently In Use: 0; UST Temp Close: 0; AST Currently In Use: 0; AST Temp Closed: 0 | 0 | 0 | 1 | 17068-101-014925 | V M S INC
40714 | Cannot Locate or abandoned | 2000-02-22 | 1973-01-01 |  | Petroleum | Unleaded gasoline | Unleaded gasoline | Retail | Steel | Steel |  | Painted or None | Steel |  | 1901-01-01 | [5 empty] | Statistical Inventory Reconciliation (SIR) | [8 empty] | UST Currently In Use: 0; UST Temp Close: 0; AST Currently In Use: 0; AST Temp Closed: 0 | 0 | 0 | 0 | 17069-001-011044 | WILLIAM AND MELODY MONCRIEF
40715 | Cannot Locate or abandoned | 2000-02-22 | 1973-01-01 |  | Petroleum | Unleaded gasoline | Unleaded gasoline | Retail | Steel | Steel |  | Painted or None | Steel |  | 1901-01-01 | [5 empty] | Statistical Inventory Reconciliation (SIR) | [8 empty] | UST Currently In Use: 0; UST Temp Close: 0; AST Currently In Use: 0; AST Temp Closed: 0 | 0 | 0 | 0 | 17069-001-011044 | WILLIAM AND MELODY MONCRIEF
40716 | Permanently Closed | 1993-04-03 | 1980-01-01 | 1993-04-06 | Petroleum | Unleaded gasoline | Unleaded gasoline | Retail | Steel | Steel |  | Painted or None | Steel |  | 1901-01-01 | [14 empty] | UST Currently In Use: 0; UST Temp Close: 0; AST Currently In Use: 0; AST Temp Closed: 0 | 0 | 0 | 2 | 17070-001-014926 | C J HOLLON
40717 | Permanently Closed | 1993-04-03 | 1980-01-01 | 1993-04-06 | Petroleum | Unleaded gasoline | Unleaded gasoline | Retail | Steel | Steel |  | Painted or None | Steel |  | 1901-01-01 | [14 empty] | UST Currently In Use: 0; UST Temp Close: 0; AST Currently In Use: 0; AST Temp Closed: 0 | 0 | 0 | 2 | 17070-001-014926 | C J HOLLON
40718 | Permanently Closed | 1998-12-21 | 1986-05-01 | 1998-12-21 | Petroleum | Unleaded gasoline | Unleaded gasoline |  | Fiberglass reinforced plastic | Fiberglass reinforced plastic |  |  | Fiberglass reinforced plastic |  | 1901-01-01 | [5 empty] | Manual Tank Gauging (only tanks 1000 gal. or less and 48” or 64” in diameter) | [8 empty] | UST Currently In Use: 0; UST Temp Close: 0; AST Currently In Use: 0; AST Temp Closed: 0 | 0 | 0 | 2 | 17071-101-014928 | WYNLAKES GOLF AND COUNTRY CLUB
40719 | Permanently Closed | 1998-12-21 | 1986-05-01 | 1998-12-21 | Petroleum | On road diesel | On road diesel |  | Fiberglass reinforced plastic | Fiberglass reinforced plastic |  |  | Fiberglass reinforced plastic |  | 1901-01-01 | [5 empty] | Manual Tank Gauging (only tanks 1000 gal. or less and 48” or 64” in diameter) | [8 empty] | UST Currently In Use: 0; UST Temp Close: 0; AST Currently In Use: 0; AST Temp Closed: 0 | 0 | 0 | 2 | 17071-101-014928 | WYNLAKES GOLF AND COUNTRY CLUB
40720 | Permanently Closed | 1991-10-15 | 1986-01-01 | 1991-10-15 | Petroleum | Unleaded gasoline | Unleaded gasoline |  | Steel | Steel | Coated & cathodic protection (sti-P3) |  | Steel |  | 1901-01-01 | [14 empty] | UST Currently In Use: 0; UST Temp Close: 0; AST Currently In Use: 0; AST Temp Closed: 0 | 0 | 0 | 1 | 17072-101-005998 | THERMO KING CORPORATION
40721 | Permanently Closed | 1993-02-05 | 1972-09-01 | 1993-02-05 | Petroleum | Unleaded gasoline | Unleaded gasoline |  | Steel | Steel |  | Painted or None | Steel |  | 1901-01-01 | [14 empty] | UST Currently In Use: 0; UST Temp Close: 0; AST Currently In Use: 0; AST Temp Closed: 0 | 0 | 0 | 3 | 17073-101-014930 | C T THACKSTON SAND & GRAVEL
40722 | Permanently Closed | 1993-02-05 | 1972-09-01 | 1993-02-05 | Petroleum | On road diesel | On road diesel |  | Steel | Steel |  | Painted or None | Steel |  | 1901-01-01 | [14 empty] | UST Currently In Use: 0; UST Temp Close: 0; AST Currently In Use: 0; AST Temp Closed: 0 | 0 | 0 | 3 | 17073-101-014930 | C T THACKSTON SAND & GRAVEL
40723 | Permanently Closed | 1993-02-05 | 1972-09-01 | 1993-02-05 | Petroleum | On road diesel | On road diesel |  | Steel | Steel |  | Painted or None | Steel |  | 1901-01-01 | [14 empty] | UST Currently In Use: 0; UST Temp Close: 0; AST Currently In Use: 0; AST Temp Closed: 0 | 0 | 0 | 3 | 17073-101-014930 | C T THACKSTON SAND & GRAVEL
40724 | Cannot Locate or abandoned | 1999-10-20 | 1985-08-15 |  | Petroleum | On road diesel | On road diesel |  | Steel | Steel |  | Painted or None | Steel |  | 1901-01-01 | [11 empty] | Annual line testing | Annual line testing |  | UST Currently In Use: 0; UST Temp Close: 0; AST Currently In Use: 0; AST Temp Closed: 0 | 0 | 0 | 0 | 17501-001-014931 | EDWARD C COOK
40725 | Cannot Locate or abandoned | 1999-10-20 | 1985-08-15 |  | Petroleum | Unleaded gasoline | Unleaded gasoline |  | Steel | Steel |  | Painted or None | Steel |  | 1901-01-01 | [11 empty] | Annual line testing | Annual line testing |  | UST Currently In Use: 0; UST Temp Close: 0; AST Currently In Use: 0; AST Temp Closed: 0 | 0 | 0 | 0 | 17501-001-014931 | EDWARD C COOK
40726 | Cannot Locate or abandoned | 1999-10-20 | 1985-08-15 |  | Petroleum | Unleaded gasoline | Unleaded gasoline |  | Steel | Steel |  | Painted or None | Steel |  | 1901-01-01 | [11 empty] | Annual line testing | Annual line testing |  | UST Currently In Use: 0; UST Temp Close: 0; AST Currently In Use: 0; AST Temp Closed: 0 | 0 | 0 | 0 | 17501-001-014931 | EDWARD C COOK
40727 | Cannot Locate or abandoned | 1999-10-20 | 1985-08-15 |  | Petroleum | Unleaded gasoline | Unleaded gasoline |  | Steel | Steel |  | Painted or None | Steel |  | 1901-01-01 | [11 empty] | Annual line testing | Annual line testing |  | UST Currently In Use: 0; UST Temp Close: 0; AST Currently In Use: 0; AST Temp Closed: 0 | 0 | 0 | 0 | 17501-001-014931 | EDWARD C COOK
40728 | Permanently Closed | 1991-06-17 | 1981-01-01 | 1991-06-17 | Petroleum | Unleaded gasoline | Unleaded gasoline |  | Steel | Steel |  | Painted or None | Steel |  | 1901-01-01 | [5 empty] | Other | [8 empty] | UST Currently In Use: 0; UST Temp Close: 0; AST Currently In Use: 0; AST Temp Closed: 0 | 0 | 0 | 3 | 17075-001-014932 | CARLTON E SMITH
40729 | Permanently Closed | 1991-06-17 | 1978-01-01 | 1991-06-17 | Petroleum | Unleaded gasoline | Unleaded gasoline |  | Steel | Steel |  | Painted or None | Steel |  | 1901-01-01 | [5 empty] | Other | [8 empty] | UST Currently In Use: 0; UST Temp Close: 0; AST Currently In Use: 0; AST Temp Closed: 0 | 0 | 0 | 3 | 17075-001-014932 | CARLTON E SMITH
40730 | Permanently Closed | 1991-06-24 | 1978-01-01 | 1991-06-17 | Petroleum | Unleaded gasoline | Unleaded gasoline |  | Steel | Steel |  | Painted or None | Steel |  | 1901-01-01 | [5 empty] | Other | [8 empty] | UST Currently In Use: 0; UST Temp Close: 0; AST Currently In Use: 0; AST Temp Closed: 0 | 0 | 0 | 3 | 17075-001-014932 | CARLTON E SMITH
40731 | Currently in Use |  | 1982-05-01 |  | Petroleum | Unleaded gasoline | Unleaded gasoline | Retail | Fiberglass reinforced plastic | Fiberglass reinforced plastic |  |  | Fiberglass reinforced plastic |  | 1901-01-01 | Catchment Basin | Automatic shutoff device At 95% full | Automatic shutoff device At 95% full |  |  | Continuous Automatic Tank Gauge |  | Automatic flow restrictor (MLLD) | Automatic flow restrictor (MLLD) | [5 empty] | UST Currently In Use: 3; UST Temp Close: 0; AST Currently In Use: 1; AST Temp Closed: 0 | 3 | 0 | 1 | 13343-125-005307 | MCCULLOUGH OIL COMPANY, INC.
40733 | Currently in Use |  | 1982-05-01 |  | Petroleum | Premium gasoline | Premium gasoline | Retail | Fiberglass reinforced plastic | Fiberglass reinforced plastic |  |  | Fiberglass reinforced plastic |  | 1901-01-01 | Catchment Basin | Automatic shutoff device At 95% full | Automatic shutoff device At 95% full |  |  | Continuous Automatic Tank Gauge |  | Automatic shutoff device (AELLD) | Automatic flow restrictor (MLLD) | [5 empty] | UST Currently In Use: 3; UST Temp Close: 0; AST Currently In Use: 1; AST Temp Closed: 0 | 3 | 0 | 1 | 13343-125-005307 | MCCULLOUGH OIL COMPANY, INC.
40734 | Currently in Use |  | 1982-05-01 |  | Petroleum | On road diesel | On road diesel | Retail | Fiberglass reinforced plastic | Fiberglass reinforced plastic |  |  | Fiberglass reinforced plastic |  | 1901-01-01 | Catchment Basin | EXEMPT | Automatic shutoff device At 95% full |  |  | Continuous Automatic Tank Gauge |  | Automatic flow restrictor (MLLD) | Automatic flow restrictor (MLLD) | [5 empty] | UST Currently In Use: 3; UST Temp Close: 0; AST Currently In Use: 1; AST Temp Closed: 0 | 3 | 0 | 1 | 13343-125-005307 | MCCULLOUGH OIL COMPANY, INC.
40735 | Permanently Closed | 2009-06-01 | 1982-05-01 | 2011-10-28 | Petroleum | Used oil | Used oil |  | Fiberglass reinforced plastic | Fiberglass reinforced plastic |  |  | Fiberglass reinforced plastic |  | 1901-01-01 | Other | EXEMPT | Other |  |  | Manual Tank Gauging (only tanks 1000 gal. or less and 48” or 64” in diameter) | [8 empty] | UST Currently In Use: 3; UST Temp Close: 0; AST Currently In Use: 1; AST Temp Closed: 0 | 3 | 0 | 1 | 13343-125-005307 | MCCULLOUGH OIL COMPANY, INC.
40736 | Permanently Closed | 1998-09-24 | 1975-01-01 | 1998-09-24 | Petroleum | On road diesel | On road diesel | Industrial | Steel | Steel |  | Painted or None | Steel |  | 1901-01-01 | [11 empty] | Annual line testing | Annual line testing |  | UST Currently In Use: 1; UST Temp Close: 0; AST Currently In Use: 0; AST Temp Closed: 0 | 1 | 0 | 2 | 17077-101-014934 | LOFTIN BROS TRANSPORTATION CO
40737 | Permanently Closed | 1998-09-24 | 1975-01-01 | 1998-09-24 | Petroleum | On road diesel | On road diesel | Industrial | Steel | Steel |  | Painted or None | Steel |  | 1901-01-01 | [11 empty] | Annual line testing | Annual line testing |  | UST Currently In Use: 1; UST Temp Close: 0; AST Currently In Use: 0; AST Temp Closed: 0 | 1 | 0 | 2 | 17077-101-014934 | LOFTIN BROS TRANSPORTATION CO
40738 | Permanently Closed | 1998-07-22 | 1968-01-01 | 1998-07-22 | Petroleum | Unleaded gasoline | Unleaded gasoline |  | Steel | Steel |  | Painted or None | Steel |  | 1901-01-01 | [5 empty] | Statistical Inventory Reconciliation (SIR) | [8 empty] | UST Currently In Use: 0; UST Temp Close: 0; AST Currently In Use: 0; AST Temp Closed: 0 | 0 | 0 | 3 | 17078-047-004467 | NATHAN RICHBURG
40739 | Permanently Closed | 1998-07-22 | 1968-01-01 | 1998-07-22 | Petroleum | Unleaded gasoline | Unleaded gasoline |  | Steel | Steel |  | Painted or None | Steel |  | 1901-01-01 | [5 empty] | Statistical Inventory Reconciliation (SIR) | [8 empty] | UST Currently In Use: 0; UST Temp Close: 0; AST Currently In Use: 0; AST Temp Closed: 0 | 0 | 0 | 3 | 17078-047-004467 | NATHAN RICHBURG
40740 | Permanently Closed | 1998-07-22 | 1968-01-01 | 1998-07-22 | Petroleum | Unleaded gasoline | Unleaded gasoline |  | Steel | Steel |  | Painted or None | Steel |  | 1901-01-01 | [5 empty] | Statistical Inventory Reconciliation (SIR) | [8 empty] | UST Currently In Use: 0; UST Temp Close: 0; AST Currently In Use: 0; AST Temp Closed: 0 | 0 | 0 | 3 | 17078-047-004467 | NATHAN RICHBURG
40741 | Permanently Closed | 1974-11-18 | 1974-01-01 | 1975-01-01 | Petroleum | On road diesel | On road diesel |  | Steel | Steel |  | Painted or None | Steel |  | 1901-01-01 | [14 empty] | UST Currently In Use: 0; UST Temp Close: 0; AST Currently In Use: 0; AST Temp Closed: 0 | 0 | 0 | 2 | 17079-101-014941 | L/B TRUCKING COMPANY
40742 | Permanently Closed | 1992-11-18 | 1974-01-01 | 1975-01-01 | Petroleum | Other, OTHER | Other |  | Steel | Steel |  | Painted or None | Steel |  | 1901-01-01 | [14 empty] | UST Currently In Use: 0; UST Temp Close: 0; AST Currently In Use: 0; AST Temp Closed: 0 | 0 | 0 | 2 | 17079-101-014941 | L/B TRUCKING COMPANY
40744 | Permanently Closed | 2001-06-19 | 1985-01-01 | 2001-06-19 | Petroleum | Used oil | Used oil | [7 empty] | 1901-01-01 | Other | Other | Other | [11 empty] | UST Currently In Use: 0; UST Temp Close: 0; AST Currently In Use: 0; AST Temp Closed: 0 | 0 | 0 | 1 | 17080-101-014942 | H S F XPERT TUNE, INC
40745 | Permanently Closed | 1901-01-01 | 1973-01-01 | 2011-11-11 | Petroleum | Unleaded gasoline | Unleaded gasoline |  | Steel | Steel |  | Painted or None | Steel |  | 1901-01-01 | [14 empty] | UST Currently In Use: 0; UST Temp Close: 0; AST Currently In Use: 0; AST Temp Closed: 0 | 0 | 0 | 2 | 17081-101-014911 | HENRY AND NADINE DURDEN
40746 | Permanently Closed | 1901-01-01 | 1973-01-01 | 2011-11-11 | Petroleum | Unleaded gasoline | Unleaded gasoline |  | Steel | Steel |  | Painted or None | Steel |  | 1901-01-01 | [14 empty] | UST Currently In Use: 0; UST Temp Close: 0; AST Currently In Use: 0; AST Temp Closed: 0 | 0 | 0 | 2 | 17081-101-014911 | HENRY AND NADINE DURDEN
40749 | Permanently Closed | 1990-08-01 | 1968-11-01 | 1990-08-01 | Petroleum | Other, OTHER | Other |  | Steel | Steel |  | Painted or None | Steel |  | 1901-01-01 | [5 empty] | Manual Tank Gauging (only tanks 1000 gal. or less and 48” or 64” in diameter) | [8 empty] | UST Currently In Use: 0; UST Temp Close: 0; AST Currently In Use: 0; AST Temp Closed: 0 | 0 | 0 | 3 | 17083-021-014945 | M D CLECKLER
40750 | Permanently Closed | 1990-08-01 | 1968-11-01 | 1990-08-01 | Petroleum | Other, OTHER | Other |  | Steel | Steel |  | Painted or None | Steel |  | 1901-01-01 | [5 empty] | Manual Tank Gauging (only tanks 1000 gal. or less and 48” or 64” in diameter) | [8 empty] | UST Currently In Use: 0; UST Temp Close: 0; AST Currently In Use: 0; AST Temp Closed: 0 | 0 | 0 | 3 | 17083-021-014945 | M D CLECKLER
40751 | Permanently Closed | 1990-08-01 | 1968-11-01 | 1990-08-01 | Petroleum | Other, OTHER | Other |  | Steel | Steel |  | Painted or None | Steel |  | 1901-01-01 | [5 empty] | Manual Tank Gauging (only tanks 1000 gal. or less and 48” or 64” in diameter) | [8 empty] | UST Currently In Use: 0; UST Temp Close: 0; AST Currently In Use: 0; AST Temp Closed: 0 | 0 | 0 | 3 | 17083-021-014945 | M D CLECKLER
40752 | Permanently Closed | 1990-08-01 | 1911-01-01 | 1990-08-01 | Petroleum | Other, EMPTY | Other | Local government | Steel | Steel |  | Painted or None |  |  | 1901-01-01 | [14 empty] | UST Currently In Use: 0; UST Temp Close: 0; AST Currently In Use: 0; AST Temp Closed: 0 | 0 | 0 | 1 | 17085-105-014947 | PERRY COUNTY BOARD OF EDUCATION
40753 | Permanently Closed | 1990-07-23 | 1911-01-01 | 1990-07-23 | Petroleum | Other, EMPTY | Other | Local government | Steel | Steel |  |  |  |  | 1901-01-01 | [14 empty] | UST Currently In Use: 0; UST Temp Close: 0; AST Currently In Use: 0; AST Temp Closed: 0 | 0 | 0 | 1 | 17085-105-014948 | PERRY COUNTY BOARD OF EDUCATION
40754 | Permanently Closed | 1998-11-04 | 1965-01-01 | 1998-11-04 | Petroleum | Unleaded gasoline | Unleaded gasoline | Industrial | Steel | Steel |  | Painted or None | Steel |  | 1901-01-01 | [5 empty] | Manual Tank Gauging (only tanks 1000 gal. or less and 48” or 64” in diameter) | [8 empty] | UST Currently In Use: 0; UST Temp Close: 0; AST Currently In Use: 0; AST Temp Closed: 0 | 0 | 0 | 1 | 17085-105-014949 | PERRY COUNTY BOARD OF EDUCATION
40755 | Permanently Closed | 1998-11-04 | 1975-01-01 | 1998-11-04 | Petroleum | Unleaded gasoline | Unleaded gasoline | Industrial | Steel | Steel |  | Painted or None | Steel |  | 1901-01-01 | [5 empty] | Manual Tank Gauging (only tanks 1000 gal. or less and 48” or 64” in diameter) | [8 empty] | UST Currently In Use: 0; UST Temp Close: 0; AST Currently In Use: 0; AST Temp Closed: 0 | 0 | 0 | 1 | 17085-105-015051 | PERRY COUNTY BOARD OF EDUCATION
40756 | Permanently Closed | 1901-01-01 | 1979-01-01 | 1989-02-06 | Petroleum | Unleaded gasoline | Unleaded gasoline |  | Steel | Steel |  | Painted or None | Steel |  | 1901-01-01 | [14 empty] | UST Currently In Use: 0; UST Temp Close: 0; AST Currently In Use: 0; AST Temp Closed: 0 | 0 | 0 | 3 | 17086-101-011499 | JOHN MANN
40757 | Permanently Closed | 1901-01-01 | 1979-01-01 | 1989-02-06 | Petroleum | Unleaded gasoline | Unleaded gasoline |  | Steel | Steel |  | Painted or None | Steel |  | 1901-01-01 | [14 empty] | UST Currently In Use: 0; UST Temp Close: 0; AST Currently In Use: 0; AST Temp Closed: 0 | 0 | 0 | 3 | 17086-101-011499 | JOHN MANN
40758 | Permanently Closed | 1901-01-01 | 1979-01-01 | 1989-02-06 | Petroleum | Unleaded gasoline | Unleaded gasoline |  | Steel | Steel |  | Painted or None | Steel |  | 1901-01-01 | [14 empty] | UST Currently In Use: 0; UST Temp Close: 0; AST Currently In Use: 0; AST Temp Closed: 0 | 0 | 0 | 3 | 17086-101-011499 | JOHN MANN
40759 | Cannot Locate or abandoned | 1996-01-01 | 1990-08-05 |  | Petroleum | Unleaded gasoline | Unleaded gasoline | Retail | Steel | Steel | Coated & cathodic protection (sti-P3) |  | Fiberglass reinforced plastic |  | 1901-01-01 | Catchment Basin | [13 empty] | UST Currently In Use: 0; UST Temp Close: 0; AST Currently In Use: 0; AST Temp Closed: 0 | 0 | 0 | 3 | 17086-101-011499 | JOHN MANN
40760 | Cannot Locate or abandoned | 1996-01-01 | 1990-08-05 |  | Petroleum | Unleaded gasoline | Unleaded gasoline | Retail | Fiberglass coated steel | Fiberglass coated steel |  |  | Fiberglass reinforced plastic |  | 1901-01-01 | Catchment Basin | [13 empty] | UST Currently In Use: 0; UST Temp Close: 0; AST Currently In Use: 0; AST Temp Closed: 0 | 0 | 0 | 3 | 17086-101-011499 | JOHN MANN
40761 | Cannot Locate or abandoned | 1996-01-01 | 1990-08-05 |  | Petroleum | Unleaded gasoline | Unleaded gasoline | Retail | Fiberglass coated steel | Fiberglass coated steel |  |  | Fiberglass reinforced plastic |  | 1901-01-01 | Catchment Basin | [13 empty] | UST Currently In Use: 0; UST Temp Close: 0; AST Currently In Use: 0; AST Temp Closed: 0 | 0 | 0 | 3 | 17086-101-011499 | JOHN MANN
40762 | Permanently Closed | 1998-04-07 | 1978-01-01 | 1998-04-07 | Petroleum | Unleaded gasoline | Unleaded gasoline |  | Steel | Steel |  | Painted or None | Steel |  | 1901-01-01 | [11 empty] | Annual line testing | Annual line testing |  | UST Currently In Use: 0; UST Temp Close: 1; AST Currently In Use: 0; AST Temp Closed: 0 | 0 | 1 | 3 | 22913-021-001268 | AST & W ASSOCIATES, LLC
40763 | Permanently Closed | 1998-04-07 | 1978-01-01 | 1998-04-07 | Petroleum | Unleaded gasoline | Unleaded gasoline |  | Steel | Steel |  | Painted or None | Steel |  | 1901-01-01 | [11 empty] | Annual line testing | Annual line testing |  | UST Currently In Use: 0; UST Temp Close: 1; AST Currently In Use: 0; AST Temp Closed: 0 | 0 | 1 | 3 | 22913-021-001268 | AST & W ASSOCIATES, LLC
40764 | Permanently Closed | 1998-04-07 | 1978-01-01 | 1998-04-07 | Petroleum | Unleaded gasoline | Unleaded gasoline |  | Steel | Steel |  | Painted or None | Steel |  | 1901-01-01 | [11 empty] | Annual line testing | Annual line testing |  | UST Currently In Use: 0; UST Temp Close: 1; AST Currently In Use: 0; AST Temp Closed: 0 | 0 | 1 | 3 | 22913-021-001268 | AST & W ASSOCIATES, LLC
40765 | Permanently Closed | 1993-06-01 | 1969-01-01 | 1993-09-10 | Petroleum | Unleaded gasoline | Unleaded gasoline |  | Steel | Steel |  | Painted or None | Steel |  | 1901-01-01 | [14 empty] | UST Currently In Use: 0; UST Temp Close: 1; AST Currently In Use: 0; AST Temp Closed: 0 | 0 | 1 | 3 | 17088-107-006502 | W E HUDSON
40766 | Permanently Closed | 1993-06-01 | 1969-01-01 | 1993-09-10 | Petroleum | Unleaded gasoline | Unleaded gasoline |  | Steel | Steel |  | Painted or None | Steel |  | 1901-01-01 | [14 empty] | UST Currently In Use: 0; UST Temp Close: 1; AST Currently In Use: 0; AST Temp Closed: 0 | 0 | 1 | 3 | 17088-107-006502 | W E HUDSON
40767 | Permanently Closed | 1993-06-01 | 1969-01-01 | 1993-09-10 | Petroleum | Unleaded gasoline | Unleaded gasoline |  | Steel | Steel |  | Painted or None | Steel |  | 1901-01-01 | [14 empty] | UST Currently In Use: 0; UST Temp Close: 1; AST Currently In Use: 0; AST Temp Closed: 0 | 0 | 1 | 3 | 17088-107-006502 | W E HUDSON
40768 | Retired | 1985-01-01 | 1901-01-01 |  | Petroleum | Other, EMPTY | Other | [7 empty] | 1901-01-01 | [14 empty] | UST Currently In Use: 0; UST Temp Close: 0; AST Currently In Use: 0; AST Temp Closed: 0 | 0 | 0 | 0 | 17090-101-013099 | MONTGOMERY EAST INC
40769 | Retired | 1985-01-01 | 1901-01-01 |  | Petroleum | Other, EMPTY | Other | [7 empty] | 1901-01-01 | [14 empty] | UST Currently In Use: 0; UST Temp Close: 0; AST Currently In Use: 0; AST Temp Closed: 0 | 0 | 0 | 0 | 17090-101-013099 | MONTGOMERY EAST INC
40770 | Retired | 1985-01-01 | 1901-01-01 |  | Petroleum | Other, EMPTY | Other | [7 empty] | 1901-01-01 | [14 empty] | UST Currently In Use: 0; UST Temp Close: 0; AST Currently In Use: 0; AST Temp Closed: 0 | 0 | 0 | 0 | 17090-101-013099 | MONTGOMERY EAST INC
40771 | Retired | 1985-01-01 | 1901-01-01 |  | Petroleum | Other, EMPTY | Other | [7 empty] | 1901-01-01 | [14 empty] | UST Currently In Use: 0; UST Temp Close: 0; AST Currently In Use: 0; AST Temp Closed: 0 | 0 | 0 | 0 | 17090-101-013099 | MONTGOMERY EAST INC
40772 | Retired | 1985-01-01 | 1901-01-01 |  | Petroleum | Other, EMPTY | Other | [7 empty] | 1901-01-01 | [14 empty] | UST Currently In Use: 0; UST Temp Close: 0; AST Currently In Use: 0; AST Temp Closed: 0 | 0 | 0 | 0 | 17090-101-013099 | MONTGOMERY EAST INC
40773 | Permanently Closed | 1990-08-31 | 1983-01-01 | 1990-08-31 | Petroleum | Unleaded gasoline | Unleaded gasoline |  | Steel | Steel |  | Painted or None | Steel |  | 1901-01-01 | [14 empty] | UST Currently In Use: 3; UST Temp Close: 0; AST Currently In Use: 0; AST Temp Closed: 0 | 3 | 0 | 3 | 25313-051-013881 | SAI PATH INC
40774 | Permanently Closed | 1990-08-31 | 1985-01-01 | 1990-08-31 | Petroleum | Unleaded gasoline | Unleaded gasoline |  | Steel | Steel |  | Painted or None | Steel |  | 1901-01-01 | [14 empty] | UST Currently In Use: 3; UST Temp Close: 0; AST Currently In Use: 0; AST Temp Closed: 0 | 3 | 0 | 3 | 25313-051-013881 | SAI PATH INC
40775 | Permanently Closed | 1990-08-31 | 1985-01-01 | 1990-08-31 | Petroleum | Unleaded gasoline | Unleaded gasoline |  | Steel | Steel |  | Painted or None | Steel |  | 1901-01-01 | [14 empty] | UST Currently In Use: 3; UST Temp Close: 0; AST Currently In Use: 0; AST Temp Closed: 0 | 3 | 0 | 3 | 25313-051-013881 | SAI PATH INC
40776 | Currently in Use |  | 1990-09-14 |  | Petroleum | Unleaded gasoline | Unleaded gasoline | Retail | Fiberglass reinforced plastic | Fiberglass reinforced plastic |  |  | Fiberglass reinforced plastic |  | 1901-01-01 | Catchment Basin | Flow Rest 90% Full | Flow Rest 90% Full |  |  | Automatic Tank Gauge | [8 empty] | UST Currently In Use: 3; UST Temp Close: 0; AST Currently In Use: 0; AST Temp Closed: 0 | 3 | 0 | 3 | 25313-051-013881 | SAI PATH INC
40777 | Currently in Use |  | 1990-09-14 |  | Petroleum | Unleaded gasoline | Unleaded gasoline | Retail | Fiberglass reinforced plastic | Fiberglass reinforced plastic |  |  | Fiberglass reinforced plastic |  | 1901-01-01 | Catchment Basin | Flow Rest 90% Full | Flow Rest 90% Full |  |  | Automatic Tank Gauge | [8 empty] | UST Currently In Use: 3; UST Temp Close: 0; AST Currently In Use: 0; AST Temp Closed: 0 | 3 | 0 | 3 | 25313-051-013881 | SAI PATH INC
40778 | Currently in Use |  | 1990-09-14 |  | Petroleum | Premium gasoline | Premium gasoline | Retail | Fiberglass reinforced plastic | Fiberglass reinforced plastic |  |  | Fiberglass reinforced plastic |  | 1901-01-01 | Catchment Basin | Flow Rest 90% Full | Flow Rest 90% Full |  |  | Automatic Tank Gauge | [8 empty] | UST Currently In Use: 3; UST Temp Close: 0; AST Currently In Use: 0; AST Temp Closed: 0 | 3 | 0 | 3 | 25313-051-013881 | SAI PATH INC
40779 | Currently in Use |  | 1982-01-01 |  | Petroleum | Premium gasoline | Premium gasoline | Retail | Steel | Steel | Field installed cathodic protection |  | Fiberglass reinforced plastic |  |  | Catchment Basin | Automatic shutoff device At 95% full | Automatic shutoff device At 95% full |  |  | Automatic Tank Gauge |  | Automatic flow restrictor (MLLD) | Automatic flow restrictor (MLLD) |  |  | Annual line testing | Annual line testing |  | UST Currently In Use: 2; UST Temp Close: 0; AST Currently In Use: 0; AST Temp Closed: 0 | 2 | 0 | 0 | 23706-105-004922 | AMIT B DALIA
40780 | Currently in Use |  | 1982-01-01 |  | Petroleum | Unleaded gasoline | Unleaded gasoline | Retail | Steel | Steel | Field installed cathodic protection |  | Fiberglass reinforced plastic |  |  | Catchment Basin | Flow Rest 90% Full | Automatic shutoff device At 95% full |  |  | Automatic Tank Gauge |  | Automatic flow restrictor (MLLD) | Automatic flow restrictor (MLLD) |  |  | Annual line testing | Annual line testing |  | UST Currently In Use: 2; UST Temp Close: 0; AST Currently In Use: 0; AST Temp Closed: 0 | 2 | 0 | 0 | 23706-105-004922 | AMIT B DALIA
40781 | Permanently Closed | 1998-11-16 | 1965-01-01 | 1998-11-16 | Petroleum | Unleaded gasoline | Unleaded gasoline | Retail | Steel | Steel |  | Painted or None | Steel |  | 1901-01-01 | Catchment Basin |  |  |  |  | Manual Tank Gauging (only tanks 1000 gal. or less and 48” or 64” in diameter) | [8 empty] | UST Currently In Use: 1; UST Temp Close: 0; AST Currently In Use: 0; AST Temp Closed: 0 | 1 | 0 | 1 | 24950-101-015054 | MOUNTAIN EXPRESS OIL CO. S.E.
40782 | Permanently Closed | 1991-09-29 | 1958-01-01 | 1991-09-29 | Petroleum | Unleaded gasoline | Unleaded gasoline |  | Steel | Steel |  | Painted or None | Steel |  | 1901-01-01 | [5 empty] | Manual Tank Gauging (only tanks 1000 gal. or less and 48” or 64” in diameter) | [8 empty] | UST Currently In Use: 0; UST Temp Close: 2; AST Currently In Use: 2; AST Temp Closed: 0 | 0 | 2 | 1 | 22195-125-015055 | JOHN W. STAMPS
40783 | Temporary Closed | 2000-09-01 | 1991-07-01 |  | Petroleum | Unleaded gasoline | Unleaded gasoline | Retail | Steel | Steel | Coated & cathodic protection (sti-P3) |  | Fiberglass reinforced plastic |  | 1901-01-01 | Catchment Basin | Flow Rest 90% Full | Flow Rest 90% Full |  |  | Statistical Inventory Reconciliation (SIR) | [8 empty] | UST Currently In Use: 0; UST Temp Close: 2; AST Currently In Use: 2; AST Temp Closed: 0 | 0 | 2 | 1 | 22195-125-015055 | JOHN W. STAMPS
40784 | Permanently Closed | 1993-01-01 | 1980-03-01 | 1994-06-15 | Petroleum | Unleaded gasoline | Unleaded gasoline |  | Steel | Steel |  | Painted or None | Steel |  | 1901-01-01 | [5 empty] | Other | [8 empty] | UST Currently In Use: 0; UST Temp Close: 0; AST Currently In Use: 0; AST Temp Closed: 0 | 0 | 0 | 1 | 17096-101-015056 | WAGNON AUTO PARTS
40785 | Permanently Closed | 1990-12-01 | 1982-05-01 | 1990-12-04 | Petroleum | Unleaded gasoline | Unleaded gasoline |  | Steel | Steel |  | Painted or None | Steel |  | 1901-01-01 | [5 empty] | Manual Tank Gauging (only tanks 1000 gal. or less and 48” or 64” in diameter) | [8 empty] | UST Currently In Use: 0; UST Temp Close: 0; AST Currently In Use: 0; AST Temp Closed: 0 | 0 | 0 | 2 | 17097-001-015058 | J D COLSON
40786 | Permanently Closed | 1990-12-01 | 1982-05-01 | 1990-12-04 | Petroleum | Unleaded gasoline | Unleaded gasoline |  | Steel | Steel |  | Painted or None | Steel |  | 1901-01-01 | [5 empty] | Manual Tank Gauging (only tanks 1000 gal. or less and 48” or 64” in diameter) | [8 empty] | UST Currently In Use: 0; UST Temp Close: 0; AST Currently In Use: 0; AST Temp Closed: 0 | 0 | 0 | 2 | 17097-001-015058 | J D COLSON
40787 | Permanently Closed | 1993-01-01 | 1971-01-01 |  | Petroleum | Unleaded gasoline | Unleaded gasoline |  | Steel | Steel |  |  | Steel |  | 1901-01-01 | [14 empty] | UST Currently In Use: 0; UST Temp Close: 0; AST Currently In Use: 0; AST Temp Closed: 0 | 0 | 0 | 2 | 17098-125-006020 | WILLAMINA LUMBER CO.DBA VANCE L.C.
40788 | Permanently Closed | 1993-01-01 | 1977-01-01 |  | Petroleum | On road diesel | On road diesel |  | Steel | Steel |  |  | Steel |  | 1901-01-01 | [14 empty] | UST Currently In Use: 0; UST Temp Close: 0; AST Currently In Use: 0; AST Temp Closed: 0 | 0 | 0 | 2 | 17098-125-006020 | WILLAMINA LUMBER CO.DBA VANCE L.C.
40789 | Temporary Closed | 2008-06-01 | 1979-01-01 |  | Petroleum | Premium gasoline | Premium gasoline | Retail | Steel | Steel | Field installed cathodic protection |  | Other |  |  | Catchment Basin | Automatic shutoff device At 95% full | Automatic shutoff device At 95% full |  |  |  |  | Automatic flow restrictor (MLLD) | Automatic flow restrictor (MLLD) |  |  | Annual line testing | Annual line testing |  | UST Currently In Use: 1; UST Temp Close: 4; AST Currently In Use: 0; AST Temp Closed: 0 | 1 | 4 | 0 | 22622-073-007755 | RAJAN PATEL
40790 | Temporary Closed | 2008-06-01 | 1979-01-01 |  | Petroleum | Mid-grade gasoline | Mid-grade gasoline | Retail | Steel | Steel | Field installed cathodic protection |  | REMOVED |  |  | Catchment Basin | Automatic shutoff device At 95% full | Automatic shutoff device At 95% full | [11 empty] | UST Currently In Use: 1; UST Temp Close: 4; AST Currently In Use: 0; AST Temp Closed: 0 | 1 | 4 | 0 | 22622-073-007755 | RAJAN PATEL
40791 | Temporary Closed | 2012-11-30 | 1983-01-01 |  | Petroleum | On road diesel | On road diesel | Retail | Steel | Steel | Field installed cathodic protection |  | Fiberglass reinforced plastic |  |  |  | Automatic shutoff device At 95% full | Automatic shutoff device At 95% full |  |  |  |  | Automatic flow restrictor (MLLD) | Automatic flow restrictor (MLLD) | [5 empty] | UST Currently In Use: 1; UST Temp Close: 4; AST Currently In Use: 0; AST Temp Closed: 0 | 1 | 4 | 0 | 22622-073-007755 | RAJAN PATEL
40792 | Currently in Use |  | 1979-01-01 |  | Petroleum | Unleaded gasoline | Unleaded gasoline | Retail | Steel | Steel | Field installed cathodic protection |  | 1 PIECE |  | 2008-06-06 | Catchment Basin | Automatic shutoff device At 95% full | Automatic shutoff device At 95% full |  |  | Statistical Inventory Reconciliation (SIR) |  | Automatic flow restrictor (MLLD) | Automatic flow restrictor (MLLD) | Interstitial Monitoring within Secondary Containment | MANUAL/VISUAL CHECK | Other | Other |  | UST Currently In Use: 1; UST Temp Close: 4; AST Currently In Use: 0; AST Temp Closed: 0 | 1 | 4 | 0 | 22622-073-007755 | RAJAN PATEL
40793 | Currently in Use |  | 1990-02-14 |  | Petroleum | Unleaded gasoline | Unleaded gasoline | Retail | Fiberglass coated steel | Fiberglass coated steel |  |  | Fiberglass reinforced plastic |  | 1901-01-01 | Catchment Basin | Flow Rest 90% Full | Flow Rest 90% Full |  |  | Statistical Inventory Reconciliation (SIR) |  | Automatic flow restrictor (MLLD) | Automatic flow restrictor (MLLD) |  |  | Statistical inventory reconciliation (SIR) | Statistical inventory reconciliation (SIR) |  | UST Currently In Use: 4; UST Temp Close: 0; AST Currently In Use: 0; AST Temp Closed: 0 | 4 | 0 | 0 | 17100-091-014980 | ADAMS REALTY
40794 | Currently in Use |  | 1990-02-14 |  | Petroleum | Premium gasoline | Premium gasoline | Retail | Fiberglass coated steel | Fiberglass coated steel |  |  | Fiberglass reinforced plastic |  | 1901-01-01 | Catchment Basin | Flow Rest 90% Full | Flow Rest 90% Full |  |  | Statistical Inventory Reconciliation (SIR) |  | Automatic flow restrictor (MLLD) | Automatic flow restrictor (MLLD) |  |  | Statistical inventory reconciliation (SIR) | Statistical inventory reconciliation (SIR) |  | UST Currently In Use: 4; UST Temp Close: 0; AST Currently In Use: 0; AST Temp Closed: 0 | 4 | 0 | 0 | 17100-091-014980 | ADAMS REALTY
40795 | Currently in Use |  | 1990-02-14 |  | Petroleum | On road diesel | On road diesel | Retail | Fiberglass coated steel | Fiberglass coated steel |  |  | Fiberglass reinforced plastic |  | 1901-01-01 | Catchment Basin | Flow Rest 90% Full | Flow Rest 90% Full |  |  | Statistical Inventory Reconciliation (SIR) |  | Automatic flow restrictor (MLLD) | Automatic flow restrictor (MLLD) |  |  | Statistical inventory reconciliation (SIR) | Statistical inventory reconciliation (SIR) |  | UST Currently In Use: 4; UST Temp Close: 0; AST Currently In Use: 0; AST Temp Closed: 0 | 4 | 0 | 0 | 17100-091-014980 | ADAMS REALTY
40796 | Temporary Closed | 2008-05-06 | 1989-09-01 |  | Petroleum | Unleaded gasoline | Unleaded gasoline | Retail | Steel | Steel | Coated & cathodic protection (sti-P3) |  | Fiberglass reinforced plastic |  | 1901-01-01 | Catchment Basin | Flow Rest 90% Full | Flow Rest 90% Full |  |  | Statistical Inventory Reconciliation (SIR) | [8 empty] | UST Currently In Use: 0; UST Temp Close: 3; AST Currently In Use: 0; AST Temp Closed: 0 | 0 | 3 | 0 | 17101-131-014981 | ELLA MAE BECKHAM
40797 | Temporary Closed | 2008-05-06 | 1989-09-01 |  | Petroleum | Mid-grade gasoline | Mid-grade gasoline | Retail | Steel | Steel | Coated & cathodic protection (sti-P3) |  | Fiberglass reinforced plastic |  | 1901-01-01 | Catchment Basin | Flow Rest 90% Full | Flow Rest 90% Full |  |  | Statistical Inventory Reconciliation (SIR) | [8 empty] | UST Currently In Use: 0; UST Temp Close: 3; AST Currently In Use: 0; AST Temp Closed: 0 | 0 | 3 | 0 | 17101-131-014981 | ELLA MAE BECKHAM
40798 | Temporary Closed | 2008-05-06 | 1989-09-01 |  | Petroleum | Premium gasoline | Premium gasoline | Retail | Steel | Steel | Coated & cathodic protection (sti-P3) |  | Fiberglass reinforced plastic |  | 1901-01-01 | Catchment Basin | Flow Rest 90% Full | Flow Rest 90% Full |  |  | Statistical Inventory Reconciliation (SIR) | [8 empty] | UST Currently In Use: 0; UST Temp Close: 3; AST Currently In Use: 0; AST Temp Closed: 0 | 0 | 3 | 0 | 17101-131-014981 | ELLA MAE BECKHAM
40799 | Permanently Closed | 1994-02-22 | 1990-01-01 | 1994-02-22 | Petroleum | Unleaded gasoline | Unleaded gasoline | [7 empty] | 1901-01-01 | [14 empty] | UST Currently In Use: 0; UST Temp Close: 0; AST Currently In Use: 0; AST Temp Closed: 0 | 0 | 0 | 4 | 17102-097-014982 | HUYEN TRINH
40800 | Permanently Closed | 1994-02-22 | 1990-01-01 | 1994-02-22 | Petroleum | Unleaded gasoline | Unleaded gasoline | [7 empty] | 1901-01-01 | [14 empty] | UST Currently In Use: 0; UST Temp Close: 0; AST Currently In Use: 0; AST Temp Closed: 0 | 0 | 0 | 4 | 17102-097-014982 | HUYEN TRINH
40801 | Permanently Closed | 1994-02-22 | 1990-01-01 | 1994-02-22 | Petroleum | Unleaded gasoline | Unleaded gasoline | [7 empty] | 1901-01-01 | [14 empty] | UST Currently In Use: 0; UST Temp Close: 0; AST Currently In Use: 0; AST Temp Closed: 0 | 0 | 0 | 4 | 17102-097-014982 | HUYEN TRINH
40802 | Permanently Closed | 1994-02-22 | 1990-01-01 | 1994-02-22 | Petroleum | Unleaded gasoline | Unleaded gasoline | [7 empty] | 1901-01-01 | [14 empty] | UST Currently In Use: 0; UST Temp Close: 0; AST Currently In Use: 0; AST Temp Closed: 0 | 0 | 0 | 4 | 17102-097-014982 | HUYEN TRINH
40803 | Permanently Closed | 1991-05-24 | 1988-01-01 | 1991-05-24 | Petroleum | Unleaded gasoline | Unleaded gasoline |  | Steel | Steel |  | Painted or None | Steel |  | 1901-01-01 | [14 empty] | UST Currently In Use: 0; UST Temp Close: 0; AST Currently In Use: 0; AST Temp Closed: 0 | 0 | 0 | 2 | 17103-097-014984 | AMOCO OIL CO
40804 | Permanently Closed | 1991-11-14 | 1988-01-01 | 1991-11-14 | Petroleum | Unleaded gasoline | Unleaded gasoline |  | Steel | Steel |  | Painted or None | Steel |  | 1901-01-01 | [14 empty] | UST Currently In Use: 0; UST Temp Close: 0; AST Currently In Use: 0; AST Temp Closed: 0 | 0 | 0 | 2 | 17103-097-014984 | AMOCO OIL CO
40805 | Permanently Closed | 1999-09-13 | 1990-01-01 | 1999-09-13 | Petroleum | Unleaded gasoline | Unleaded gasoline |  | Steel | Steel | Coated & cathodic protection (sti-P3) |  | Steel |  | 1901-01-01 | [14 empty] | UST Currently In Use: 0; UST Temp Close: 0; AST Currently In Use: 0; AST Temp Closed: 0 | 0 | 0 | 2 | 17104-023-014985 | COLLEEN SMITH HAYDEN
40806 | Permanently Closed | 1999-09-13 | 1990-01-01 | 1999-09-13 | Petroleum | Unleaded gasoline | Unleaded gasoline |  | Fiberglass coated steel | Fiberglass coated steel |  |  | Steel |  | 1901-01-01 | [14 empty] | UST Currently In Use: 0; UST Temp Close: 0; AST Currently In Use: 0; AST Temp Closed: 0 | 0 | 0 | 2 | 17104-023-014985 | COLLEEN SMITH HAYDEN
40807 | Permanently Closed | 1998-12-22 | 1990-01-01 | 2003-02-25 | Petroleum | Unleaded gasoline | Unleaded gasoline | [5 empty] | Steel |  | 1901-01-01 | [14 empty] | UST Currently In Use: 0; UST Temp Close: 0; AST Currently In Use: 0; AST Temp Closed: 0 | 0 | 0 | 3 | 17105-003-014986 | EDDIE D MITCHELL
40808 | Permanently Closed | 1998-12-22 | 1990-01-01 | 2003-02-25 | Petroleum | Unleaded gasoline | Unleaded gasoline | [5 empty] | Steel |  | 1901-01-01 | [14 empty] | UST Currently In Use: 0; UST Temp Close: 0; AST Currently In Use: 0; AST Temp Closed: 0 | 0 | 0 | 3 | 17105-003-014986 | EDDIE D MITCHELL
40809 | Permanently Closed | 1998-12-22 | 1990-01-01 | 2003-02-25 | Petroleum | Unleaded gasoline | Unleaded gasoline | [5 empty] | Steel |  | 1901-01-01 | [14 empty] | UST Currently In Use: 0; UST Temp Close: 0; AST Currently In Use: 0; AST Temp Closed: 0 | 0 | 0 | 3 | 17105-003-014986 | EDDIE D MITCHELL
40810 | Retired | 1986-01-01 | 1977-01-01 |  | Petroleum | Unleaded gasoline | Unleaded gasoline |  | Steel | Steel |  | Painted or None | Steel |  | 1901-01-01 | [14 empty] | UST Currently In Use: 0; UST Temp Close: 2; AST Currently In Use: 0; AST Temp Closed: 0 | 0 | 2 | 0 | 17106-053-003611 | DENNIS GROCERY
40811 | Retired | 1986-01-01 | 1977-01-01 |  | Petroleum | Unleaded gasoline | Unleaded gasoline |  | Steel | Steel |  | Painted or None | Steel |  | 1901-01-01 | [14 empty] | UST Currently In Use: 0; UST Temp Close: 2; AST Currently In Use: 0; AST Temp Closed: 0 | 0 | 2 | 0 | 17106-053-003611 | DENNIS GROCERY
40812 | Retired | 1986-01-01 | 1977-01-01 |  | Petroleum | Unleaded gasoline | Unleaded gasoline |  | Steel | Steel |  | Painted or None | Steel |  | 1901-01-01 | [14 empty] | UST Currently In Use: 0; UST Temp Close: 2; AST Currently In Use: 0; AST Temp Closed: 0 | 0 | 2 | 0 | 17106-053-003611 | DENNIS GROCERY
40813 | Temporary Closed | 1990-12-01 | 1990-06-30 |  | Petroleum | Unleaded gasoline | Unleaded gasoline |  | Steel | Steel | Coated & cathodic protection (sti-P3) |  | Fiberglass reinforced plastic |  |  | Catchment Basin |  |  |  |  | Manual Tank Gauging (only tanks 1000 gal. or less and 48” or 64” in diameter) | [8 empty] | UST Currently In Use: 0; UST Temp Close: 2; AST Currently In Use: 0; AST Temp Closed: 0 | 0 | 2 | 0 | 17106-053-003611 | DENNIS GROCERY
40814 | Temporary Closed | 1990-12-01 | 1990-06-30 |  | Petroleum | Unleaded gasoline | Unleaded gasoline |  | Steel | Steel | Coated & cathodic protection (sti-P3) |  | Fiberglass reinforced plastic |  |  | Catchment Basin |  |  |  |  | Manual Tank Gauging (only tanks 1000 gal. or less and 48” or 64” in diameter) | [8 empty] | UST Currently In Use: 0; UST Temp Close: 2; AST Currently In Use: 0; AST Temp Closed: 0 | 0 | 2 | 0 | 17106-053-003611 | DENNIS GROCERY
40815 | Permanently Closed | 2003-12-11 | 1976-01-01 | 2005-02-11 | Petroleum | Unleaded gasoline | Unleaded gasoline | Retail | Steel | Steel | Field installed cathodic protection |  | Steel |  | 1901-01-01 | Catchment Basin | Automatic shutoff device At 95% full | Automatic shutoff device At 95% full | [11 empty] | UST Currently In Use: 0; UST Temp Close: 0; AST Currently In Use: 2; AST Temp Closed: 0 | 0 | 0 | 3 | 24937-129-008217 | DEBORAH BURGE
40816 | Permanently Closed | 2003-12-11 | 1976-01-01 | 2005-02-11 | Petroleum | Mid-grade gasoline | Mid-grade gasoline | Retail | Steel | Steel | Field installed cathodic protection |  | Steel |  | 1901-01-01 | Catchment Basin | Automatic shutoff device At 95% full | Automatic shutoff device At 95% full | [11 empty] | UST Currently In Use: 0; UST Temp Close: 0; AST Currently In Use: 2; AST Temp Closed: 0 | 0 | 0 | 3 | 24937-129-008217 | DEBORAH BURGE
40817 | Permanently Closed | 2003-12-11 | 1976-01-01 | 2005-02-11 | Petroleum | Premium gasoline | Premium gasoline | Retail | Steel | Steel | Field installed cathodic protection |  | Steel |  | 1901-01-01 | Catchment Basin | Automatic shutoff device At 95% full | Automatic shutoff device At 95% full | [11 empty] | UST Currently In Use: 0; UST Temp Close: 0; AST Currently In Use: 2; AST Temp Closed: 0 | 0 | 0 | 3 | 24937-129-008217 | DEBORAH BURGE
40818 | Permanently Closed | 1998-12-21 | 1990-01-01 | 1999-12-07 | Petroleum | Unleaded gasoline | Unleaded gasoline |  | Steel | Steel |  | Painted or None | Fiberglass reinforced plastic |  | 1901-01-01 | [14 empty] | UST Currently In Use: 0; UST Temp Close: 0; AST Currently In Use: 2; AST Temp Closed: 0 | 0 | 0 | 2 | 11779-003-014991 | CITY OF FAIRHOPE
40819 | Permanently Closed | 1998-12-21 | 1990-01-01 | 1999-12-07 | Petroleum | On road diesel | On road diesel |  | Steel | Steel |  | Painted or None | Fiberglass reinforced plastic |  | 1901-01-01 | [14 empty] | UST Currently In Use: 0; UST Temp Close: 0; AST Currently In Use: 2; AST Temp Closed: 0 | 0 | 0 | 2 | 11779-003-014991 | CITY OF FAIRHOPE
40820 | Permanently Closed | 1993-04-01 | 1990-01-01 |  | Petroleum | Unleaded gasoline | Unleaded gasoline | State/federal government | Steel | Steel |  |  | COPPER |  | 1901-01-01 | [14 empty] | UST Currently In Use: 0; UST Temp Close: 0; AST Currently In Use: 2; AST Temp Closed: 0 | 0 | 0 | 2 | 17109-097-014992 | MOBILE COUNTY EMERGENCY MNGMT AGENCY
40821 | Permanently Closed | 1993-04-01 | 1990-01-01 |  | Petroleum | On road diesel | On road diesel | State/federal government | Steel | Steel |  |  | Steel |  | 1901-01-01 | [14 empty] | UST Currently In Use: 0; UST Temp Close: 0; AST Currently In Use: 2; AST Temp Closed: 0 | 0 | 0 | 2 | 17109-097-014992 | MOBILE COUNTY EMERGENCY MNGMT AGENCY
40822 | Permanently Closed | 2022-11-03 | 1990-01-01 | 2022-11-03 | Petroleum | Unleaded gasoline | Unleaded gasoline | Retail | Steel | Steel | Coated & cathodic protection (sti-P3) |  | Fiberglass reinforced plastic |  | 1901-01-01 | Catchment Basin | Flow Rest 90% Full | Flow Rest 90% Full |  |  | Continuous Automatic Tank Gauge |  | Automatic flow restrictor (MLLD) | Automatic flow restrictor (MLLD) |  |  | Annual line testing | Annual line testing |  | UST Currently In Use: 0; UST Temp Close: 0; AST Currently In Use: 0; AST Temp Closed: 0 | 0 | 0 | 4 | 24267-003-014995 | NINE MILE ROAD, LLC
40823 | Permanently Closed | 2022-11-03 | 1990-01-01 | 2022-11-03 | Petroleum | Mid-grade gasoline | Mid-grade gasoline | Retail | Steel | Steel | Coated & cathodic protection (sti-P3) |  | Fiberglass reinforced plastic |  | 1901-01-01 | Catchment Basin | Flow Rest 90% Full | Flow Rest 90% Full |  |  | Continuous Automatic Tank Gauge |  | Automatic flow restrictor (MLLD) | Automatic flow restrictor (MLLD) |  |  | Annual line testing | Annual line testing |  | UST Currently In Use: 0; UST Temp Close: 0; AST Currently In Use: 0; AST Temp Closed: 0 | 0 | 0 | 4 | 24267-003-014995 | NINE MILE ROAD, LLC
40824 | Permanently Closed | 2022-11-03 | 1990-01-01 | 2022-11-03 | Petroleum | Premium gasoline | Premium gasoline | Retail | Steel | Steel | Coated & cathodic protection (sti-P3) |  | Fiberglass reinforced plastic |  | 1901-01-01 | Catchment Basin | Flow Rest 90% Full | Flow Rest 90% Full |  |  | Continuous Automatic Tank Gauge |  | Automatic flow restrictor (MLLD) | Automatic flow restrictor (MLLD) |  |  | Annual line testing | Annual line testing |  | UST Currently In Use: 0; UST Temp Close: 0; AST Currently In Use: 0; AST Temp Closed: 0 | 0 | 0 | 4 | 24267-003-014995 | NINE MILE ROAD, LLC
40825 | Cannot Locate or abandoned | 1998-12-01 | 1990-01-01 |  | Petroleum | Unleaded gasoline | Unleaded gasoline |  | Steel | Steel |  |  | Steel |  | 1901-01-01 | [14 empty] | UST Currently In Use: 0; UST Temp Close: 0; AST Currently In Use: 0; AST Temp Closed: 0 | 0 | 0 | 0 | 17111-003-014996 | CLAUDIA BULLIN
40826 | Cannot Locate or abandoned | 1998-12-01 | 1990-01-01 |  | Petroleum | Unleaded gasoline | Unleaded gasoline |  | Steel | Steel |  |  | Steel |  | 1901-01-01 | [14 empty] | UST Currently In Use: 0; UST Temp Close: 0; AST Currently In Use: 0; AST Temp Closed: 0 | 0 | 0 | 0 | 17111-003-014996 | CLAUDIA BULLIN
40827 | Permanently Closed | 1993-06-16 | 1990-01-01 | 1993-06-16 | Petroleum | Unleaded gasoline | Unleaded gasoline |  | Steel | Steel |  | Painted or None | Steel |  | 1901-01-01 | [14 empty] | UST Currently In Use: 0; UST Temp Close: 0; AST Currently In Use: 0; AST Temp Closed: 0 | 0 | 0 | 3 | 17112-025-014997 | GOSPORT CASH STORE
40828 | Permanently Closed | 1993-06-16 | 1990-01-01 | 1993-06-16 | Petroleum | Unleaded gasoline | Unleaded gasoline |  | Steel | Steel |  | Painted or None | Steel |  | 1901-01-01 | [14 empty] | UST Currently In Use: 0; UST Temp Close: 0; AST Currently In Use: 0; AST Temp Closed: 0 | 0 | 0 | 3 | 17112-025-014997 | GOSPORT CASH STORE
40829 | Permanently Closed | 1993-06-16 | 1990-01-01 | 1993-06-16 | Petroleum | Unleaded gasoline | Unleaded gasoline |  | Steel | Steel |  | Painted or None | Steel |  | 1901-01-01 | [14 empty] | UST Currently In Use: 0; UST Temp Close: 0; AST Currently In Use: 0; AST Temp Closed: 0 | 0 | 0 | 3 | 17112-025-014997 | GOSPORT CASH STORE
40830 | Cannot Locate or abandoned |  | 1990-01-01 |  | Petroleum | Unleaded gasoline | Unleaded gasoline | [7 empty] | 1901-01-01 | [14 empty] | UST Currently In Use: 0; UST Temp Close: 0; AST Currently In Use: 0; AST Temp Closed: 0 | 0 | 0 | 0 | 17113-003-014998 | BOB WEAVER
40831 | Currently in Use |  | 1990-03-20 |  | Petroleum | On road diesel | On road diesel | Industrial | Steel | Steel | Coated & cathodic protection (sti-P3) |  | Fiberglass reinforced plastic |  |  | Catchment Basin | Audible high level alarm At 90% full | Audible high level alarm At 90% full |  |  | Automatic Tank Gauge |  | Automatic flow restrictor (MLLD) | Automatic flow restrictor (MLLD) |  |  | Annual line testing | Annual line testing |  | UST Currently In Use: 3; UST Temp Close: 0; AST Currently In Use: 0; AST Temp Closed: 0 | 3 | 0 | 0 | 17114-097-014999 | BAYSIDE PROPERTIES
40832 | Currently in Use |  | 1990-03-20 |  | Petroleum | Used oil | Used oil | Industrial | Steel | Steel | Coated & cathodic protection (sti-P3) |  | Other |  |  | Catchment Basin | Audible high level alarm At 90% full | Audible high level alarm At 90% full |  |  | Automatic Tank Gauge | [8 empty] | UST Currently In Use: 3; UST Temp Close: 0; AST Currently In Use: 0; AST Temp Closed: 0 | 3 | 0 | 0 | 17114-097-014999 | BAYSIDE PROPERTIES
40833 | Currently in Use |  | 1990-03-20 |  | Petroleum | Virgin oil | Virgin oil | Industrial | Steel | Steel | Coated & cathodic protection (sti-P3) |  | Steel |  |  | Catchment Basin | Audible high level alarm At 90% full | Audible high level alarm At 90% full |  |  | Automatic Tank Gauge | [8 empty] | UST Currently In Use: 3; UST Temp Close: 0; AST Currently In Use: 0; AST Temp Closed: 0 | 3 | 0 | 0 | 17114-097-014999 | BAYSIDE PROPERTIES
40834 | Permanently Closed | 1998-12-17 | 1978-01-01 | 1998-12-17 | Petroleum | On road diesel | On road diesel |  | Steel | Steel |  | Painted or None | Steel |  | 1901-01-01 | [7 empty] | ONE VALVE | Other |  |  | Annual line testing | Annual line testing |  | UST Currently In Use: 0; UST Temp Close: 0; AST Currently In Use: 0; AST Temp Closed: 0 | 0 | 0 | 2 | 17115-003-006419 | CITY OF ROBERTSDALE
40835 | Permanently Closed | 1998-12-17 | 1978-01-01 | 1998-12-17 | Petroleum | Unleaded gasoline | Unleaded gasoline |  | Steel | Steel |  | Painted or None | Steel |  | 1901-01-01 | [7 empty] | ONE VALVE | Other |  |  | Other | Annual line testing |  | UST Currently In Use: 0; UST Temp Close: 0; AST Currently In Use: 0; AST Temp Closed: 0 | 0 | 0 | 2 | 17115-003-006419 | CITY OF ROBERTSDALE
40836 | Permanently Closed | 1992-03-01 | 1976-01-01 | 1992-03-17 | Petroleum | On road diesel | On road diesel |  | Steel | Steel |  | Painted or None | Steel |  | 1901-01-01 | [14 empty] | UST Currently In Use: 0; UST Temp Close: 0; AST Currently In Use: 0; AST Temp Closed: 0 | 0 | 0 | 5 | 24371-073-015251 | KENAN ADVANTAGE GROUP
40837 | Permanently Closed | 1992-03-01 | 1976-01-01 | 1992-03-17 | Petroleum | Unleaded gasoline | Unleaded gasoline |  | Steel | Steel |  | Painted or None | Steel |  | 1901-01-01 | [14 empty] | UST Currently In Use: 0; UST Temp Close: 0; AST Currently In Use: 0; AST Temp Closed: 0 | 0 | 0 | 5 | 24371-073-015251 | KENAN ADVANTAGE GROUP
40838 | Permanently Closed | 1990-06-22 | 1976-01-01 | 1990-06-22 | Petroleum | Used oil | Used oil |  | Steel | Steel |  | Painted or None | Steel |  | 1901-01-01 | [14 empty] | UST Currently In Use: 0; UST Temp Close: 0; AST Currently In Use: 0; AST Temp Closed: 0 | 0 | 0 | 5 | 24371-073-015251 | KENAN ADVANTAGE GROUP
40839 | Permanently Closed | 1989-03-15 | 1953-01-01 | 1989-03-15 | Petroleum | Unleaded gasoline | Unleaded gasoline |  | Steel | Steel |  | Painted or None | Steel |  | 1901-01-01 | [14 empty] | UST Currently In Use: 0; UST Temp Close: 0; AST Currently In Use: 0; AST Temp Closed: 0 | 0 | 0 | 4 | 17117-131-010172 | DRISCOLL GROCERY
40840 | Permanently Closed | 1989-03-15 | 1973-01-01 | 1989-03-15 | Petroleum | Unleaded gasoline | Unleaded gasoline |  | Steel | Steel |  | Painted or None | Steel |  | 1901-01-01 | [14 empty] | UST Currently In Use: 0; UST Temp Close: 0; AST Currently In Use: 0; AST Temp Closed: 0 | 0 | 0 | 4 | 17117-131-010172 | DRISCOLL GROCERY
40841 | Permanently Closed | 1989-09-01 | 1953-01-01 | 1989-03-15 | Petroleum | Unleaded gasoline | Unleaded gasoline |  | Steel | Steel |  | Painted or None | Steel |  | 1901-01-01 | [14 empty] | UST Currently In Use: 0; UST Temp Close: 0; AST Currently In Use: 0; AST Temp Closed: 0 | 0 | 0 | 4 | 17117-131-010172 | DRISCOLL GROCERY
40842 | Permanently Closed | 1998-12-31 | 1990-03-01 | 1999-12-03 | Petroleum | Unleaded gasoline | Unleaded gasoline |  | Steel | Steel | Coated & cathodic protection (sti-P3) |  | Fiberglass reinforced plastic |  | 1901-01-01 | Catchment Basin | Flow Rest 90% Full | Flow Rest 90% Full |  |  | Manual Tank Gauging (only tanks 1000 gal. or less and 48” or 64” in diameter) | [8 empty] | UST Currently In Use: 0; UST Temp Close: 0; AST Currently In Use: 0; AST Temp Closed: 0 | 0 | 0 | 4 | 17117-131-010172 | DRISCOLL GROCERY
40843 | Permanently Closed | 1990-09-01 | 1979-01-01 | 1992-07-18 | Petroleum | Unleaded gasoline | Unleaded gasoline | [7 empty] | 1901-01-01 | [14 empty] | UST Currently In Use: 0; UST Temp Close: 0; AST Currently In Use: 0; AST Temp Closed: 0 | 0 | 0 | 3 | 17118-003-015252 | HINTON ENTERPRISES
40844 | Permanently Closed | 1990-09-01 | 1979-01-01 | 1992-07-18 | Petroleum | Unleaded gasoline | Unleaded gasoline | [7 empty] | 1901-01-01 | [14 empty] | UST Currently In Use: 0; UST Temp Close: 0; AST Currently In Use: 0; AST Temp Closed: 0 | 0 | 0 | 3 | 17118-003-015252 | HINTON ENTERPRISES
40845 | Permanently Closed | 1990-09-01 | 1979-01-01 | 1992-07-18 | Petroleum | Unleaded gasoline | Unleaded gasoline | [7 empty] | 1901-01-01 | [14 empty] | UST Currently In Use: 0; UST Temp Close: 0; AST Currently In Use: 0; AST Temp Closed: 0 | 0 | 0 | 3 | 17118-003-015252 | HINTON ENTERPRISES
40846 | Cannot Locate or abandoned | 1994-07-19 | 1990-01-01 |  | Petroleum | On road diesel | On road diesel |  | Steel | Steel |  | Painted or None | Steel |  | 1901-01-01 | [14 empty] | UST Currently In Use: 0; UST Temp Close: 0; AST Currently In Use: 0; AST Temp Closed: 0 | 0 | 0 | 0 | 17119-053-015254 | M T ROWLAND
40847 | Cannot Locate or abandoned | 1994-07-19 | 1990-01-01 |  | Petroleum | On road diesel | On road diesel |  | Steel | Steel |  | Painted or None | Steel |  | 1901-01-01 | [14 empty] | UST Currently In Use: 0; UST Temp Close: 0; AST Currently In Use: 0; AST Temp Closed: 0 | 0 | 0 | 0 | 17119-053-015254 | M T ROWLAND
40848 | Cannot Locate or abandoned | 1994-07-19 | 1990-01-01 |  | Petroleum | On road diesel | On road diesel |  | Steel | Steel |  | Painted or None | Steel |  | 1901-01-01 | [14 empty] | UST Currently In Use: 0; UST Temp Close: 0; AST Currently In Use: 0; AST Temp Closed: 0 | 0 | 0 | 0 | 17119-053-015254 | M T ROWLAND
40849 | Permanently Closed | 1997-01-01 | 1990-01-01 | 1997-04-23 | Petroleum | On road diesel | On road diesel |  | Steel | Steel |  | Painted or None | Steel |  | 1901-01-01 | [14 empty] | UST Currently In Use: 0; UST Temp Close: 0; AST Currently In Use: 0; AST Temp Closed: 0 | 0 | 0 | 2 | 17120-003-015255 | THOMAS HOSPITAL
40850 | Permanently Closed | 1997-01-01 | 1990-01-01 |  | Petroleum | On road diesel | On road diesel | Emergency power generator | Steel | Steel |  | Painted or None | Steel |  | 1901-01-01 | [14 empty] | UST Currently In Use: 0; UST Temp Close: 0; AST Currently In Use: 0; AST Temp Closed: 0 | 0 | 0 | 2 | 17120-003-015255 | THOMAS HOSPITAL
40851 | Permanently Closed | 2002-11-30 | 1979-01-01 | 2004-11-30 | Petroleum | Unleaded gasoline | Unleaded gasoline | Retail | Steel | Steel | Field installed cathodic protection |  | Steel |  | 1901-01-01 | Catchment Basin | Flow Rest 90% Full | Flow Rest 90% Full |  |  | Statistical Inventory Reconciliation (SIR) | [8 empty] | UST Currently In Use: 2; UST Temp Close: 0; AST Currently In Use: 0; AST Temp Closed: 0 | 2 | 0 | 3 | 17121-097-015257 | R.E.P. PROPERTIES
40852 | Permanently Closed | 2002-11-30 | 1979-01-01 | 2004-11-30 | Petroleum | Premium gasoline | Premium gasoline | Retail | Steel | Steel | Field installed cathodic protection |  | Steel |  | 1901-01-01 | Catchment Basin | Flow Rest 90% Full | Flow Rest 90% Full |  |  | Statistical Inventory Reconciliation (SIR) | [8 empty] | UST Currently In Use: 2; UST Temp Close: 0; AST Currently In Use: 0; AST Temp Closed: 0 | 2 | 0 | 3 | 17121-097-015257 | R.E.P. PROPERTIES
40853 | Permanently Closed | 2002-11-30 | 1979-01-01 | 2004-11-30 | Petroleum | Mid-grade gasoline | Mid-grade gasoline | Retail | Steel | Steel | Field installed cathodic protection |  | Steel |  | 1901-01-01 | Catchment Basin | Flow Rest 90% Full | Flow Rest 90% Full |  |  | Statistical Inventory Reconciliation (SIR) | [8 empty] | UST Currently In Use: 2; UST Temp Close: 0; AST Currently In Use: 0; AST Temp Closed: 0 | 2 | 0 | 3 | 17121-097-015257 | R.E.P. PROPERTIES
40854 | Permanently Closed | 1991-08-01 | 1972-01-01 | 1993-04-22 | Petroleum | Unleaded gasoline | Unleaded gasoline |  | Steel | Steel | Coated & cathodic protection (sti-P3) |  | Steel |  | 1901-01-01 | [14 empty] | UST Currently In Use: 0; UST Temp Close: 0; AST Currently In Use: 0; AST Temp Closed: 0 | 0 | 0 | 2 | 17122-097-007143 | JEANNIE SWEATT/COLEMANS GROCERY
40855 | Permanently Closed | 1991-08-01 | 1972-01-01 | 1993-04-22 | Petroleum | Unleaded gasoline | Unleaded gasoline |  | Steel | Steel | Coated & cathodic protection (sti-P3) |  | Steel |  | 1901-01-01 | [14 empty] | UST Currently In Use: 0; UST Temp Close: 0; AST Currently In Use: 0; AST Temp Closed: 0 | 0 | 0 | 2 | 17122-097-007143 | JEANNIE SWEATT/COLEMANS GROCERY
40856 | Permanently Closed | 1998-04-13 | 1968-01-01 | 1998-06-02 | Petroleum | On road diesel | On road diesel | State/Federal Government | Steel | Steel |  | Painted or None | Steel |  | 1901-01-01 | [14 empty] | UST Currently In Use: 0; UST Temp Close: 0; AST Currently In Use: 0; AST Temp Closed: 0 | 0 | 0 | 3 | 17123-097-015259 | UNIV OF SO ALA/SAFETY ENV COMPLIANCE
40857 | Permanently Closed | 1998-04-13 | 1968-01-01 | 1998-06-02 | Petroleum | On road diesel | On road diesel | State/Federal Government | Steel | Steel |  | Painted or None | Steel |  | 1901-01-01 | [14 empty] | UST Currently In Use: 0; UST Temp Close: 0; AST Currently In Use: 0; AST Temp Closed: 0 | 0 | 0 | 3 | 17123-097-015259 | UNIV OF SO ALA/SAFETY ENV COMPLIANCE
40858 | Permanently Closed | 1996-11-01 | 1986-01-01 | 1996-12-11 | Petroleum | Unleaded gasoline | Unleaded gasoline | State/federal government | Steel | Steel |  | Painted or None | Steel |  | 1901-01-01 | [14 empty] | UST Currently In Use: 0; UST Temp Close: 0; AST Currently In Use: 1; AST Temp Closed: 0 | 0 | 0 | 1 | 17123-097-015269 | UNIV OF SO ALA/SAFETY ENV COMPLIANCE
40859 | Permanently Closed | 1994-05-12 | 1983-01-01 | 1994-05-12 | Petroleum | Used oil | Used oil | State/federal government | Steel | Steel |  | Painted or None | Steel |  | 1901-01-01 | [14 empty] | UST Currently In Use: 6; UST Temp Close: 0; AST Currently In Use: 2; AST Temp Closed: 0 | 6 | 0 | 14 | 17123-097-015270 | UNIV OF SO ALA/SAFETY ENV COMPLIANCE
40860 | Permanently Closed | 1996-03-07 | 1983-01-01 | 1996-03-07 | Petroleum | Unleaded gasoline | Unleaded gasoline | State/federal government | Steel | Steel |  | Painted or None | Steel |  | 1901-01-01 | [14 empty] | UST Currently In Use: 6; UST Temp Close: 0; AST Currently In Use: 2; AST Temp Closed: 0 | 6 | 0 | 14 | 17123-097-015270 | UNIV OF SO ALA/SAFETY ENV COMPLIANCE
40861 | Permanently Closed | 1997-09-08 | 1983-01-01 | 1997-09-08 | Petroleum | On road diesel | On road diesel | State/federal government | Steel | Steel |  | Painted or None | Steel |  | 1901-01-01 | [14 empty] | UST Currently In Use: 6; UST Temp Close: 0; AST Currently In Use: 2; AST Temp Closed: 0 | 6 | 0 | 14 | 17123-097-015270 | UNIV OF SO ALA/SAFETY ENV COMPLIANCE
40862 | Permanently Closed | 1996-03-07 | 1983-01-01 | 1996-03-07 | Petroleum | On road diesel | On road diesel | State/federal government | Steel | Steel |  | Painted or None | Steel |  | 1901-01-01 | [14 empty] | UST Currently In Use: 6; UST Temp Close: 0; AST Currently In Use: 2; AST Temp Closed: 0 | 6 | 0 | 14 | 17123-097-015270 | UNIV OF SO ALA/SAFETY ENV COMPLIANCE
40863 | Permanently Closed | 1998-01-01 | 1983-01-01 | 1998-01-09 | Petroleum | On road diesel | On road diesel | State/federal government | Steel | Steel |  | Painted or None | Steel |  | 1901-01-01 | [14 empty] | UST Currently In Use: 6; UST Temp Close: 0; AST Currently In Use: 2; AST Temp Closed: 0 | 6 | 0 | 14 | 17123-097-015270 | UNIV OF SO ALA/SAFETY ENV COMPLIANCE
40864 | Permanently Closed | 1997-12-01 | 1983-01-01 | 1997-12-16 | Petroleum | On road diesel | On road diesel | State/federal government | Steel | Steel |  | Painted or None | Steel |  | 1901-01-01 | [14 empty] | UST Currently In Use: 6; UST Temp Close: 0; AST Currently In Use: 2; AST Temp Closed: 0 | 6 | 0 | 14 | 17123-097-015270 | UNIV OF SO ALA/SAFETY ENV COMPLIANCE
40865 | Permanently Closed | 1997-11-24 | 1983-01-01 | 1997-11-24 | Petroleum | On road diesel | On road diesel | State/federal government | Steel | Steel |  | Painted or None | Steel |  | 1901-01-01 | [14 empty] | UST Currently In Use: 6; UST Temp Close: 0; AST Currently In Use: 2; AST Temp Closed: 0 | 6 | 0 | 14 | 17123-097-015270 | UNIV OF SO ALA/SAFETY ENV COMPLIANCE
40866 | Permanently Closed | 1997-12-02 | 1983-01-01 | 1997-12-04 | Petroleum | On road diesel | On road diesel | State/federal government | Steel | Steel |  | Painted or None | Steel |  | 1901-01-01 | [14 empty] | UST Currently In Use: 6; UST Temp Close: 0; AST Currently In Use: 2; AST Temp Closed: 0 | 6 | 0 | 14 | 17123-097-015270 | UNIV OF SO ALA/SAFETY ENV COMPLIANCE
40867 | Permanently Closed | 1990-11-13 | 1983-01-01 | 1990-11-13 | Petroleum | Unleaded gasoline | Unleaded gasoline | State/federal government | Steel | Steel |  | Painted or None | Steel |  | 1901-01-01 | [14 empty] | UST Currently In Use: 6; UST Temp Close: 0; AST Currently In Use: 2; AST Temp Closed: 0 | 6 | 0 | 14 | 17123-097-015270 | UNIV OF SO ALA/SAFETY ENV COMPLIANCE
40868 | Permanently Closed | 1998-01-01 | 1983-01-01 | 1998-01-08 | Petroleum | On road diesel | On road diesel | State/federal government | Steel | Steel |  | Painted or None | Steel |  | 1901-01-01 | [14 empty] | UST Currently In Use: 6; UST Temp Close: 0; AST Currently In Use: 2; AST Temp Closed: 0 | 6 | 0 | 14 | 17123-097-015270 | UNIV OF SO ALA/SAFETY ENV COMPLIANCE
40869 | Permanently Closed | 1997-04-01 | 1983-01-01 | 1997-04-14 | Petroleum | On road diesel | On road diesel | State/federal government | Steel | Steel |  | Painted or None | Steel |  | 1901-01-01 | [14 empty] | UST Currently In Use: 6; UST Temp Close: 0; AST Currently In Use: 2; AST Temp Closed: 0 | 6 | 0 | 14 | 17123-097-015270 | UNIV OF SO ALA/SAFETY ENV COMPLIANCE
40870 | Permanently Closed | 1997-04-01 | 1983-01-01 | 1997-05-23 | Petroleum | On road diesel | On road diesel | State/federal government | Steel | Steel |  | Painted or None | Steel |  | 1901-01-01 | [14 empty] | UST Currently In Use: 6; UST Temp Close: 0; AST Currently In Use: 2; AST Temp Closed: 0 | 6 | 0 | 14 | 17123-097-015270 | UNIV OF SO ALA/SAFETY ENV COMPLIANCE
40871 | Permanently Closed | 1998-02-05 | 1965-01-01 | 1998-02-05 | Petroleum | On road diesel | On road diesel | State/federal government | Steel | Steel |  | Painted or None | Steel |  | 1901-01-01 | [11 empty] | Annual line testing | Annual line testing |  | UST Currently In Use: 1; UST Temp Close: 0; AST Currently In Use: 0; AST Temp Closed: 0 | 1 | 0 | 2 | 17123-097-015271 | UNIV OF SO ALA/SAFETY ENV COMPLIANCE
40872 | Currently in Use |  | 1974-01-01 |  | Petroleum | On road diesel | On road diesel | State/Federal Government | Steel | Steel | Field installed cathodic protection |  | Flexible |  |  | Catchment Basin | Automatic shutoff device At 95% full | Automatic shutoff device At 95% full |  |  | Automatic Tank Gauge | [8 empty] | UST Currently In Use: 1; UST Temp Close: 0; AST Currently In Use: 0; AST Temp Closed: 0 | 1 | 0 | 2 | 17123-097-015271 | UNIV OF SO ALA/SAFETY ENV COMPLIANCE
40873 | Permanently Closed | 1994-12-13 | 1981-01-01 | 1995-04-15 | Petroleum | Unleaded gasoline | Unleaded gasoline | State/federal government | Steel | Steel |  | Painted or None | Steel |  | 1901-01-01 | [14 empty] | UST Currently In Use: 1; UST Temp Close: 0; AST Currently In Use: 0; AST Temp Closed: 0 | 1 | 0 | 2 | 17123-097-015271 | UNIV OF SO ALA/SAFETY ENV COMPLIANCE
40875 | Permanently Closed | 1990-12-26 | 1990-01-01 | 1990-12-26 | Petroleum | Unleaded gasoline | Unleaded gasoline |  | Steel | Steel |  |  | Steel |  | 1901-01-01 | [14 empty] | UST Currently In Use: 0; UST Temp Close: 0; AST Currently In Use: 0; AST Temp Closed: 0 | 0 | 0 | 2 | 17124-097-015260 | COUNTRY CLUB OF MOBILE
40876 | Permanently Closed | 1990-12-26 | 1990-01-01 | 1990-12-26 | Petroleum | On road diesel | On road diesel |  | Steel | Steel |  |  | Steel |  | 1901-01-01 | [14 empty] | UST Currently In Use: 0; UST Temp Close: 0; AST Currently In Use: 0; AST Temp Closed: 0 | 0 | 0 | 2 | 17124-097-015260 | COUNTRY CLUB OF MOBILE
40877 | Permanently Closed | 2006-12-13 | 1989-07-01 | 2006-12-13 | Petroleum | On road diesel | On road diesel | State/federal government | Fiberglass reinforced plastic | Fiberglass reinforced plastic |  |  | Fiberglass reinforced plastic |  | 1901-01-01 | Catchment Basin | Automatic shutoff device At 95% full | Automatic shutoff device At 95% full | Interstitial Monitoring within Secondary Containment | [10 empty] | UST Currently In Use: 0; UST Temp Close: 0; AST Currently In Use: 0; AST Temp Closed: 0 | 0 | 0 | 1 | 17125-089-014897 | MARINE CORPS RESERVE CENTER
40878 | Permanently Closed | 1990-11-07 | 1969-01-01 | 1990-11-07 | Petroleum | Unleaded gasoline | Unleaded gasoline |  | Steel | Steel |  | Painted or None | Steel |  | 1901-01-01 | [14 empty] | UST Currently In Use: 0; UST Temp Close: 2; AST Currently In Use: 1; AST Temp Closed: 0 | 0 | 2 | 2 | 23833-089-003913 | JAMES E RATLIFF
40879 | Permanently Closed | 1990-11-07 | 1969-01-01 | 1990-11-07 | Petroleum | Unleaded gasoline | Unleaded gasoline |  | Steel | Steel |  | Painted or None | Steel |  | 1901-01-01 | [14 empty] | UST Currently In Use: 0; UST Temp Close: 2; AST Currently In Use: 1; AST Temp Closed: 0 | 0 | 2 | 2 | 23833-089-003913 | JAMES E RATLIFF
40880 | Permanently Closed | 1994-06-23 | 1978-01-01 | 1994-06-23 | Petroleum | Unleaded gasoline | Unleaded gasoline |  | Steel | Steel |  | Painted or None | Steel |  | 1901-01-01 | [5 empty] | Automatic Tank Gauge | [8 empty] | UST Currently In Use: 0; UST Temp Close: 0; AST Currently In Use: 0; AST Temp Closed: 0 | 0 | 0 | 6 | 23162-083-014899 | RANDY HOBBS
40881 | Permanently Closed | 1994-06-23 | 1978-01-01 | 1994-06-23 | Petroleum | Unleaded gasoline | Unleaded gasoline |  | Steel | Steel |  | Painted or None | Steel |  | 1901-01-01 | [5 empty] | Automatic Tank Gauge | [8 empty] | UST Currently In Use: 0; UST Temp Close: 0; AST Currently In Use: 0; AST Temp Closed: 0 | 0 | 0 | 6 | 23162-083-014899 | RANDY HOBBS
40882 | Permanently Closed | 1994-06-23 | 1978-01-01 | 1994-06-23 | Petroleum | Unleaded gasoline | Unleaded gasoline |  | Steel | Steel |  | Painted or None | Steel |  | 1901-01-01 | [5 empty] | Automatic Tank Gauge | [8 empty] | UST Currently In Use: 0; UST Temp Close: 0; AST Currently In Use: 0; AST Temp Closed: 0 | 0 | 0 | 6 | 23162-083-014899 | RANDY HOBBS
40883 | Permanently Closed | 1990-03-29 | 1978-01-01 | 1994-06-23 | Petroleum | Unleaded gasoline | Unleaded gasoline |  | Steel | Steel |  | Painted or None | Steel |  | 1901-01-01 | [5 empty] | Other | [8 empty] | UST Currently In Use: 0; UST Temp Close: 0; AST Currently In Use: 0; AST Temp Closed: 0 | 0 | 0 | 6 | 23162-083-014899 | RANDY HOBBS
40884 | Cannot Locate or abandoned | 1999-07-14 | 1978-01-01 |  | Petroleum | Unleaded gasoline | Unleaded gasoline | Retail | Steel | Steel |  |  | Steel |  | 1901-01-01 | [11 empty] | Annual line testing | Annual line testing |  | UST Currently In Use: 0; UST Temp Close: 0; AST Currently In Use: 0; AST Temp Closed: 0 | 0 | 0 | 0 | 17128-033-006460 | STEVEN NEUGENT
40885 | Cannot Locate or abandoned | 1999-07-14 | 1978-01-01 |  | Petroleum | Unleaded gasoline | Unleaded gasoline | Retail | Steel | Steel |  |  | Steel |  | 1901-01-01 | [11 empty] | Annual line testing | Annual line testing |  | UST Currently In Use: 0; UST Temp Close: 0; AST Currently In Use: 0; AST Temp Closed: 0 | 0 | 0 | 0 | 17128-033-006460 | STEVEN NEUGENT
40886 | Cannot Locate or abandoned | 1999-07-14 | 1978-01-01 |  | Petroleum | Unleaded gasoline | Unleaded gasoline | Retail | Steel | Steel |  |  | Steel |  | 1901-01-01 | [11 empty] | Annual line testing | Annual line testing |  | UST Currently In Use: 0; UST Temp Close: 0; AST Currently In Use: 0; AST Temp Closed: 0 | 0 | 0 | 0 | 17128-033-006460 | STEVEN NEUGENT
40887 | Cannot Locate or abandoned | 1999-07-14 | 1990-01-01 |  | Petroleum | On road diesel | On road diesel | Retail | Steel | Steel |  |  | Steel |  | 1901-01-01 | [11 empty] | Annual line testing | Annual line testing |  | UST Currently In Use: 0; UST Temp Close: 0; AST Currently In Use: 0; AST Temp Closed: 0 | 0 | 0 | 0 | 17128-033-006460 | STEVEN NEUGENT
40888 | Temporary Closed | 2022-01-01 | 1990-06-01 |  | Petroleum | Unleaded gasoline | Unleaded gasoline | Retail | Single Wall | Single Wall | Coated & cathodic protection (sti-P3) |  | Single Wall |  |  | Catchment Basin | Automatic shutoff device At 95% full | Automatic shutoff device At 95% full |  |  | Statistical Inventory Reconciliation (SIR) | Direct Bury submersible pump | [7 empty] | UST Currently In Use: 1; UST Temp Close: 1; AST Currently In Use: 0; AST Temp Closed: 0 | 1 | 1 | 0 | 25722-103-015300 | BUSTER SHELTON
40889 | Currently in Use |  | 1990-06-01 |  | Petroleum | Unleaded gasoline | Unleaded gasoline | Retail | Single Wall | Single Wall | Coated & cathodic protection (sti-P3) |  | Single Wall |  |  | Catchment Basin | Automatic shutoff device At 95% full | Automatic shutoff device At 95% full |  |  | Statistical Inventory Reconciliation (SIR) | Direct Bury submersible pump | [7 empty] | UST Currently In Use: 1; UST Temp Close: 1; AST Currently In Use: 0; AST Temp Closed: 0 | 1 | 1 | 0 | 25722-103-015300 | BUSTER SHELTON
40890 | Permanently Closed | 1991-07-17 | 1973-01-01 | 1991-07-17 | Petroleum | Unleaded gasoline | Unleaded gasoline |  | Steel | Steel |  | Painted or None | Steel |  | 1901-01-01 | [14 empty] | UST Currently In Use: 0; UST Temp Close: 0; AST Currently In Use: 0; AST Temp Closed: 0 | 0 | 0 | 6 | 17132-071-000210 | W AND E LAND COMPANY INC
40891 | Permanently Closed | 1991-07-17 | 1973-01-01 | 1991-07-17 | Petroleum | Unleaded gasoline | Unleaded gasoline |  | Steel | Steel |  | Painted or None | Steel |  | 1901-01-01 | [14 empty] | UST Currently In Use: 0; UST Temp Close: 0; AST Currently In Use: 0; AST Temp Closed: 0 | 0 | 0 | 6 | 17132-071-000210 | W AND E LAND COMPANY INC
40892 | Permanently Closed | 1991-07-17 | 1973-01-01 | 1991-07-17 | Petroleum | Unleaded gasoline | Unleaded gasoline |  | Steel | Steel |  | Painted or None | Steel |  | 1901-01-01 | [14 empty] | UST Currently In Use: 0; UST Temp Close: 0; AST Currently In Use: 0; AST Temp Closed: 0 | 0 | 0 | 6 | 17132-071-000210 | W AND E LAND COMPANY INC
40893 | Permanently Closed | 1991-07-17 | 1973-01-01 | 1991-07-17 | Petroleum | Unleaded gasoline | Unleaded gasoline |  | Steel | Steel |  | Painted or None | Steel |  | 1901-01-01 | [14 empty] | UST Currently In Use: 0; UST Temp Close: 0; AST Currently In Use: 0; AST Temp Closed: 0 | 0 | 0 | 6 | 17132-071-000210 | W AND E LAND COMPANY INC
40894 | Currently in Use |  | 1990-02-19 |  | Petroleum | Unleaded gasoline | Unleaded gasoline | Retail | Single Wall | Single Wall | Coated & cathodic protection (sti-P3) |  | Double Wall |  |  | Catchment Basin | Audible high level alarm At 90% full | Audible high level alarm At 90% full |  |  | Automatic Tank Gauge | Single walled submersible pump containment sump | Automatic flow restrictor (MLLD) | Automatic flow restrictor (MLLD) |  |  | Annual line testing | Annual line testing |  | UST Currently In Use: 4; UST Temp Close: 0; AST Currently In Use: 1; AST Temp Closed: 0 | 4 | 0 | 0 | 25766-077-015304 | BOXSTAR LLC DBA BIG STAR GAS
40895 | Currently in Use |  | 1990-02-19 |  | Petroleum | Premium gasoline | Premium gasoline | Retail | Single Wall | Single Wall | Coated & cathodic protection (sti-P3) |  | Fiberglass reinforced plastic |  |  | Catchment Basin | Audible high level alarm At 90% full | Audible high level alarm At 90% full |  |  | Automatic Tank Gauge | Single walled submersible pump containment sump | Automatic flow restrictor (MLLD) | Automatic flow restrictor (MLLD) |  |  | Annual line testing | Annual line testing |  | UST Currently In Use: 4; UST Temp Close: 0; AST Currently In Use: 1; AST Temp Closed: 0 | 4 | 0 | 0 | 25766-077-015304 | BOXSTAR LLC DBA BIG STAR GAS
40896 | Currently in Use |  | 1990-02-19 |  | Petroleum | Unleaded gasoline | Unleaded gasoline | Retail | Single Wall | Single Wall | Coated & cathodic protection (sti-P3) |  | Double Wall |  |  | Catchment Basin | Audible high level alarm At 90% full | Audible high level alarm At 90% full |  |  | Automatic Tank Gauge | Single walled submersible pump containment sump | Automatic flow restrictor (MLLD) | Automatic flow restrictor (MLLD) |  |  | Annual line testing | Annual line testing |  | UST Currently In Use: 4; UST Temp Close: 0; AST Currently In Use: 1; AST Temp Closed: 0 | 4 | 0 | 0 | 25766-077-015304 | BOXSTAR LLC DBA BIG STAR GAS
40897 | Currently in Use |  | 1990-02-19 |  | Petroleum | On road diesel | On road diesel | Retail | Single Wall | Single Wall | Coated & cathodic protection (sti-P3) |  | Double Wall |  |  | Catchment Basin | Audible high level alarm At 90% full | Audible high level alarm At 90% full |  |  | Automatic Tank Gauge | Single walled submersible pump containment sump | Automatic flow restrictor (MLLD) | Automatic flow restrictor (MLLD) |  |  | Annual line testing | Annual line testing |  | UST Currently In Use: 4; UST Temp Close: 0; AST Currently In Use: 1; AST Temp Closed: 0 | 4 | 0 | 0 | 25766-077-015304 | BOXSTAR LLC DBA BIG STAR GAS
40898 | Currently in Use |  | 1990-01-01 |  | Petroleum | Unleaded gasoline | Unleaded gasoline | Retail | Single Wall | Single Wall | Coated & cathodic protection (sti-P3) |  | Fiberglass reinforced plastic |  | 1901-01-01 | Catchment Basin | Automatic shutoff device At 95% full | Automatic shutoff device At 95% full |  |  | Statistical Inventory Reconciliation (SIR) | [8 empty] | UST Currently In Use: 4; UST Temp Close: 0; AST Currently In Use: 0; AST Temp Closed: 0 | 4 | 0 | 0 | 25163-077-015307 | BEVERLY STONE
40899 | Currently in Use |  | 1990-01-01 |  | Petroleum | On road diesel | On road diesel | Retail | Single Wall | Single Wall | Coated & cathodic protection (sti-P3) |  | Fiberglass reinforced plastic |  | 1901-01-01 | Catchment Basin | Automatic shutoff device At 95% full | Automatic shutoff device At 95% full |  |  | Statistical Inventory Reconciliation (SIR) | [8 empty] | UST Currently In Use: 4; UST Temp Close: 0; AST Currently In Use: 0; AST Temp Closed: 0 | 4 | 0 | 0 | 25163-077-015307 | BEVERLY STONE
40900 | Currently in Use |  | 1990-01-01 |  | Petroleum | Premium gasoline | Premium gasoline | Retail | Double Wall | Double Wall |  |  | Single Wall |  | 1901-01-01 | Catchment Basin | Automatic shutoff device At 95% full | Automatic shutoff device At 95% full |  |  | Statistical Inventory Reconciliation (SIR) | [8 empty] | UST Currently In Use: 4; UST Temp Close: 0; AST Currently In Use: 0; AST Temp Closed: 0 | 4 | 0 | 0 | 25163-077-015307 | BEVERLY STONE
40901 | Currently in Use |  | 1990-01-01 |  | Petroleum | On road diesel | On road diesel | Retail | Double Wall | Double Wall |  |  | Fiberglass reinforced plastic |  | 1901-01-01 | Catchment Basin | Automatic shutoff device At 95% full | Automatic shutoff device At 95% full |  |  | Statistical Inventory Reconciliation (SIR) | [8 empty] | UST Currently In Use: 4; UST Temp Close: 0; AST Currently In Use: 0; AST Temp Closed: 0 | 4 | 0 | 0 | 25163-077-015307 | BEVERLY STONE
40902 | Permanently Closed | 2014-10-06 | 1990-06-01 | 2016-10-06 | Petroleum | On road diesel | On road diesel | Industrial | Fiberglass reinforced plastic | Fiberglass reinforced plastic |  |  | Double Wall |  | 1901-01-01 | Catchment Basin | Flow Rest 90% Full | Flow Rest 90% Full |  |  | Automatic Tank Gauge | [5 empty] | Annual line testing | Annual line testing |  | UST Currently In Use: 0; UST Temp Close: 0; AST Currently In Use: 0; AST Temp Closed: 0 | 0 | 0 | 4 | 17135-043-015309 | W S BADCOCK CORP
40903 | Permanently Closed | 2014-10-06 | 1990-06-01 | 2016-10-06 | Petroleum | On road diesel | On road diesel | Industrial | Fiberglass reinforced plastic | Fiberglass reinforced plastic |  |  | Double Wall |  | 1901-01-01 | Catchment Basin | Flow Rest 90% Full | Flow Rest 90% Full |  |  | Automatic Tank Gauge | [5 empty] | Annual line testing | Annual line testing |  | UST Currently In Use: 0; UST Temp Close: 0; AST Currently In Use: 0; AST Temp Closed: 0 | 0 | 0 | 4 | 17135-043-015309 | W S BADCOCK CORP
40904 | Permanently Closed | 2004-01-01 | 1990-06-01 | 2016-10-06 | Petroleum | Other, NEW OIL | Other | Industrial | Fiberglass reinforced plastic | Fiberglass reinforced plastic |  |  | Fiberglass reinforced plastic |  | 1901-01-01 | Catchment Basin | Flow Rest 90% Full | Flow Rest 90% Full |  |  | Manual Tank Gauging (only tanks 1000 gal. or less and 48” or 64” in diameter) | [8 empty] | UST Currently In Use: 0; UST Temp Close: 0; AST Currently In Use: 0; AST Temp Closed: 0 | 0 | 0 | 4 | 17135-043-015309 | W S BADCOCK CORP
40905 | Permanently Closed | 2004-01-01 | 1990-06-01 | 2016-10-06 | Petroleum | Used oil | Used oil |  | Fiberglass reinforced plastic | Fiberglass reinforced plastic |  |  | Fiberglass reinforced plastic |  | 1901-01-01 | Other | EXEMPT | Other |  |  | Manual Tank Gauging (only tanks 1000 gal. or less and 48” or 64” in diameter) | [8 empty] | UST Currently In Use: 0; UST Temp Close: 0; AST Currently In Use: 0; AST Temp Closed: 0 | 0 | 0 | 4 | 17135-043-015309 | W S BADCOCK CORP
40906 | Retired | 1988-01-01 | 1987-01-01 |  | Petroleum | Unleaded gasoline | Unleaded gasoline |  | Steel | Steel | Coated & cathodic protection (sti-P3) |  | Fiberglass reinforced plastic |  | 1901-01-01 | [11 empty] | Annual line testing | Annual line testing |  | UST Currently In Use: 0; UST Temp Close: 4; AST Currently In Use: 0; AST Temp Closed: 0 | 0 | 4 | 0 | 25291-071-015311 | LINDSEY EVANS LDE PRIDE LLC
40907 | Retired | 1988-01-01 | 1987-01-01 |  | Petroleum | Unleaded gasoline | Unleaded gasoline |  | Steel | Steel | Coated & cathodic protection (sti-P3) |  | Fiberglass reinforced plastic |  | 1901-01-01 | [11 empty] | Annual line testing | Annual line testing |  | UST Currently In Use: 0; UST Temp Close: 4; AST Currently In Use: 0; AST Temp Closed: 0 | 0 | 4 | 0 | 25291-071-015311 | LINDSEY EVANS LDE PRIDE LLC
40908 | Retired | 1988-01-01 | 1987-01-01 |  | Petroleum | Unleaded gasoline | Unleaded gasoline |  | Steel | Steel | Coated & cathodic protection (sti-P3) |  | Fiberglass reinforced plastic |  | 1901-01-01 | [11 empty] | Annual line testing | Annual line testing |  | UST Currently In Use: 0; UST Temp Close: 4; AST Currently In Use: 0; AST Temp Closed: 0 | 0 | 4 | 0 | 25291-071-015311 | LINDSEY EVANS LDE PRIDE LLC
40909 | Retired | 1988-01-01 | 1987-01-01 |  | Petroleum | On road diesel | On road diesel |  | Steel | Steel | Coated & cathodic protection (sti-P3) |  | Fiberglass reinforced plastic |  | 1901-01-01 | [11 empty] | Annual line testing | Annual line testing |  | UST Currently In Use: 0; UST Temp Close: 4; AST Currently In Use: 0; AST Temp Closed: 0 | 0 | 4 | 0 | 25291-071-015311 | LINDSEY EVANS LDE PRIDE LLC
40910 |  | 1998-12-21 | 1978-01-01 |  | Petroleum | Unleaded gasoline | Unleaded gasoline |  | Steel | Steel |  | Painted or None | Steel |  | 1901-01-01 | [5 empty] | Statistical Inventory Reconciliation (SIR) | [8 empty] | UST Currently In Use: 2; UST Temp Close: 0; AST Currently In Use: 0; AST Temp Closed: 0 | 2 | 0 | 0 | 17137-043-010839 | ROGER SIMMONS
40911 |  | 1998-12-21 | 1978-01-01 |  | Petroleum | Unleaded gasoline | Unleaded gasoline |  | Steel | Steel |  | Painted or None | Steel |  | 1901-01-01 | [5 empty] | Statistical Inventory Reconciliation (SIR) | [8 empty] | UST Currently In Use: 2; UST Temp Close: 0; AST Currently In Use: 0; AST Temp Closed: 0 | 2 | 0 | 0 | 17137-043-010839 | ROGER SIMMONS
40912 |  | 1998-12-21 | 1978-01-01 |  | Petroleum | Unleaded gasoline | Unleaded gasoline |  | Steel | Steel |  | Painted or None | Steel |  | 1901-01-01 | [5 empty] | Statistical Inventory Reconciliation (SIR) | [8 empty] | UST Currently In Use: 2; UST Temp Close: 0; AST Currently In Use: 0; AST Temp Closed: 0 | 2 | 0 | 0 | 17137-043-010839 | ROGER SIMMONS
40913 | Permanently Closed | 1994-02-01 | 1986-01-01 | 1994-12-13 | Petroleum | Unleaded gasoline | Unleaded gasoline |  | Steel | Steel | Coated & cathodic protection (sti-P3) |  | Steel |  | 1901-01-01 | [5 empty] | Manual Tank Gauging (only tanks 1000 gal. or less and 48” or 64” in diameter) | [8 empty] | UST Currently In Use: 0; UST Temp Close: 0; AST Currently In Use: 0; AST Temp Closed: 0 | 0 | 0 | 4 | 17138-077-015312 | ESTHER E GREEN
40914 | Permanently Closed | 1994-02-01 | 1986-01-01 | 1994-12-13 | Petroleum | Unleaded gasoline | Unleaded gasoline |  | Steel | Steel | Coated & cathodic protection (sti-P3) |  | Steel |  | 1901-01-01 | [5 empty] | Manual Tank Gauging (only tanks 1000 gal. or less and 48” or 64” in diameter) | [8 empty] | UST Currently In Use: 0; UST Temp Close: 0; AST Currently In Use: 0; AST Temp Closed: 0 | 0 | 0 | 4 | 17138-077-015312 | ESTHER E GREEN
40915 | Permanently Closed | 1994-02-01 | 1986-01-01 | 1994-12-13 | Petroleum | Unleaded gasoline | Unleaded gasoline |  | Steel | Steel | Coated & cathodic protection (sti-P3) |  | Steel |  | 1901-01-01 | [5 empty] | Manual Tank Gauging (only tanks 1000 gal. or less and 48” or 64” in diameter) | [8 empty] | UST Currently In Use: 0; UST Temp Close: 0; AST Currently In Use: 0; AST Temp Closed: 0 | 0 | 0 | 4 | 17138-077-015312 | ESTHER E GREEN
40916 | Permanently Closed | 1992-02-01 | 1986-01-01 | 1994-12-13 | Petroleum | On road diesel | On road diesel |  | Steel | Steel | Coated & cathodic protection (sti-P3) |  | Steel |  | 1901-01-01 | [5 empty] | Manual Tank Gauging (only tanks 1000 gal. or less and 48” or 64” in diameter) | [8 empty] | UST Currently In Use: 0; UST Temp Close: 0; AST Currently In Use: 0; AST Temp Closed: 0 | 0 | 0 | 4 | 17138-077-015312 | ESTHER E GREEN
40917 | Permanently Closed | 1996-12-31 | 1984-01-01 | 1998-12-31 | Petroleum | Unleaded gasoline | Unleaded gasoline |  | Steel | Steel |  | Painted or None | Steel |  | 1901-01-01 | [14 empty] | UST Currently In Use: 0; UST Temp Close: 0; AST Currently In Use: 0; AST Temp Closed: 0 | 0 | 0 | 3 | 17139-019-005688 | CURTIS VAUGHAN
40918 | Permanently Closed | 1996-12-31 | 1984-01-01 | 1998-12-31 | Petroleum | Unleaded gasoline | Unleaded gasoline |  | Steel | Steel |  | Painted or None | Steel |  | 1901-01-01 | [14 empty] | UST Currently In Use: 0; UST Temp Close: 0; AST Currently In Use: 0; AST Temp Closed: 0 | 0 | 0 | 3 | 17139-019-005688 | CURTIS VAUGHAN
40919 | Permanently Closed | 1996-12-31 | 1984-01-01 | 1998-12-31 | Petroleum | Unleaded gasoline | Unleaded gasoline |  | Steel | Steel |  | Painted or None | Steel |  | 1901-01-01 | [14 empty] | UST Currently In Use: 0; UST Temp Close: 0; AST Currently In Use: 0; AST Temp Closed: 0 | 0 | 0 | 3 | 17139-019-005688 | CURTIS VAUGHAN
40920 | Retired | 1988-12-22 | 1983-01-01 |  | Petroleum | Unleaded gasoline | Unleaded gasoline |  | Steel | Steel |  |  |  |  | 1901-01-01 | [5 empty] | Manual Tank Gauging (only tanks 1000 gal. or less and 48” or 64” in diameter) | [8 empty] | UST Currently In Use: 0; UST Temp Close: 0; AST Currently In Use: 0; AST Temp Closed: 0 | 0 | 0 | 0 | 19146-071-015316 | NANCY L SWAIM
40921 | Retired | 1988-12-22 | 1983-01-01 |  | Petroleum | Unleaded gasoline | Unleaded gasoline |  | Steel | Steel |  |  |  |  | 1901-01-01 | [5 empty] | Manual Tank Gauging (only tanks 1000 gal. or less and 48” or 64” in diameter) | [8 empty] | UST Currently In Use: 0; UST Temp Close: 0; AST Currently In Use: 0; AST Temp Closed: 0 | 0 | 0 | 0 | 19146-071-015316 | NANCY L SWAIM
40922 | Permanently Closed | 1997-12-22 | 1985-01-01 |  | Petroleum | Unleaded gasoline | Unleaded gasoline |  | Steel | Steel |  | Painted or None | Steel |  | 1901-01-01 | [5 empty] | Manual Tank Gauging (only tanks 1000 gal. or less and 48” or 64” in diameter) | [8 empty] | UST Currently In Use: 0; UST Temp Close: 0; AST Currently In Use: 0; AST Temp Closed: 0 | 0 | 0 | 2 | 17141-071-015317 | JOHNSONS GROCERY
40923 | Permanently Closed | 1997-12-22 | 1985-01-01 |  | Petroleum | Unleaded gasoline | Unleaded gasoline |  | Steel | Steel |  | Painted or None | Steel |  | 1901-01-01 | [5 empty] | Manual Tank Gauging (only tanks 1000 gal. or less and 48” or 64” in diameter) | [8 empty] | UST Currently In Use: 0; UST Temp Close: 0; AST Currently In Use: 0; AST Temp Closed: 0 | 0 | 0 | 2 | 17141-071-015317 | JOHNSONS GROCERY
40924 | Permanently Closed | 1992-06-01 | 1990-01-01 | 1997-10-30 | Petroleum | Unleaded gasoline | Unleaded gasoline |  | Steel | Steel |  |  | Steel |  | 1901-01-01 | [5 empty] | Manual Tank Gauging (only tanks 1000 gal. or less and 48” or 64” in diameter) | [8 empty] | UST Currently In Use: 0; UST Temp Close: 0; AST Currently In Use: 0; AST Temp Closed: 0 | 0 | 0 | 2 | 17142-033-015318 | JERRY SOCKWELL
40925 | Permanently Closed | 1992-06-01 | 1990-01-01 | 1997-10-30 | Petroleum | Unleaded gasoline | Unleaded gasoline |  | Steel | Steel |  |  | Steel |  | 1901-01-01 | [5 empty] | Manual Tank Gauging (only tanks 1000 gal. or less and 48” or 64” in diameter) | [8 empty] | UST Currently In Use: 0; UST Temp Close: 0; AST Currently In Use: 0; AST Temp Closed: 0 | 0 | 0 | 2 | 17142-033-015318 | JERRY SOCKWELL
40926 | Permanently Closed | 1992-02-19 | 1983-07-01 | 1992-02-19 | Petroleum | On road diesel | On road diesel |  | Steel | Steel |  | Painted or None | Steel |  | 1901-01-01 | [5 empty] | Other | [8 empty] | UST Currently In Use: 0; UST Temp Close: 0; AST Currently In Use: 0; AST Temp Closed: 0 | 0 | 0 | 4 | 17143-071-015320 | JAMES ADAMS
40927 | Permanently Closed | 1992-02-19 | 1983-07-01 | 1992-02-19 | Petroleum | On road diesel | On road diesel |  | Steel | Steel |  | Painted or None | Steel |  | 1901-01-01 | [5 empty] | Other | [8 empty] | UST Currently In Use: 0; UST Temp Close: 0; AST Currently In Use: 0; AST Temp Closed: 0 | 0 | 0 | 4 | 17143-071-015320 | JAMES ADAMS
40928 | Permanently Closed | 1992-02-19 | 1983-07-01 | 1992-02-19 | Petroleum | Unleaded gasoline | Unleaded gasoline |  | Steel | Steel |  | Painted or None | Steel |  | 1901-01-01 | [5 empty] | Other | [8 empty] | UST Currently In Use: 0; UST Temp Close: 0; AST Currently In Use: 0; AST Temp Closed: 0 | 0 | 0 | 4 | 17143-071-015320 | JAMES ADAMS
40929 | Permanently Closed | 1992-02-19 | 1983-07-01 | 1992-02-19 | Petroleum | Unleaded gasoline | Unleaded gasoline |  | Steel | Steel |  | Painted or None | Steel |  | 1901-01-01 | [5 empty] | Other | [8 empty] | UST Currently In Use: 0; UST Temp Close: 0; AST Currently In Use: 0; AST Temp Closed: 0 | 0 | 0 | 4 | 17143-071-015320 | JAMES ADAMS
40930 | Permanently Closed | 1998-12-22 | 1986-12-01 | 1999-10-01 | Petroleum | Unleaded gasoline | Unleaded gasoline | Retail | Steel | Steel |  | Painted or None | Steel |  | 1901-01-01 | [14 empty] | UST Currently In Use: 0; UST Temp Close: 0; AST Currently In Use: 0; AST Temp Closed: 0 | 0 | 0 | 2 | 17144-071-015321 | JIMMY CULPEPPER
40931 | Permanently Closed | 1998-12-22 | 1985-07-01 | 1999-10-01 | Petroleum | Unleaded gasoline | Unleaded gasoline | Retail | Steel | Steel |  | Painted or None | Steel |  | 1901-01-01 | [14 empty] | UST Currently In Use: 0; UST Temp Close: 0; AST Currently In Use: 0; AST Temp Closed: 0 | 0 | 0 | 2 | 17144-071-015321 | JIMMY CULPEPPER
40932 | Permanently Closed | 2012-05-18 | 1990-06-22 |  | Petroleum | On road diesel | On road diesel | Industrial | Fiberglass reinforced plastic | Fiberglass reinforced plastic |  |  | Fiberglass reinforced plastic |  | 1901-01-01 | Catchment Basin | Automatic shutoff device At 95% full | Automatic shutoff device At 95% full | Interstitial Monitoring within Secondary Containment | [10 empty] | UST Currently In Use: 2; UST Temp Close: 0; AST Currently In Use: 7; AST Temp Closed: 0 | 2 | 0 | 9 | 12493-089-008607 | HUNTSVILLE MADISON COUNTY AIRPORT
40933 | Permanently Closed | 1997-10-01 | 1988-01-01 | 2000-02-14 | Petroleum | Unleaded gasoline | Unleaded gasoline |  | Steel | Steel |  |  | Steel |  | 1901-01-01 | [14 empty] | UST Currently In Use: 0; UST Temp Close: 0; AST Currently In Use: 0; AST Temp Closed: 0 | 0 | 0 | 2 | 20863-071-015325 | ROBERT WARD
40934 | Permanently Closed | 1997-10-01 | 1988-01-01 | 2000-02-14 | Petroleum | Unleaded gasoline | Unleaded gasoline |  | Steel | Steel |  |  | Steel |  | 1901-01-01 | [14 empty] | UST Currently In Use: 0; UST Temp Close: 0; AST Currently In Use: 0; AST Temp Closed: 0 | 0 | 0 | 2 | 20863-071-015325 | ROBERT WARD
40935 | Currently in Use |  | 1990-06-19 |  | Petroleum | Unleaded gasoline | Unleaded gasoline | Retail | 10K/8K | Steel | Coated & cathodic protection (sti-P3) |  | Double Wall |  |  | Catchment Basin | Flow Rest 90% Full | Flow Rest 90% Full |  |  | Automatic Tank Gauge |  | Containment Sump | Automatic flow restrictor (MLLD) |  |  | Statistical inventory reconciliation (SIR) | Statistical inventory reconciliation (SIR) |  | UST Currently In Use: 3; UST Temp Close: 0; AST Currently In Use: 0; AST Temp Closed: 0 | 3 | 0 | 0 | 17904-055-015326 | JEFFREY A. BROWN
40936 | Currently in Use |  | 1990-06-19 | 1901-01-01 | Petroleum | [24 empty] | UST Currently In Use: 3; UST Temp Close: 0; AST Currently In Use: 0; AST Temp Closed: 0 | 3 | 0 | 0 | 17904-055-015326 | JEFFREY A. BROWN
40937 | Currently in Use |  | 1990-06-19 |  | Petroleum | Premium gasoline | Premium gasoline | Retail | Steel | Steel | Coated & cathodic protection (sti-P3) |  | Double Wall |  |  | Catchment Basin | Flow Rest 90% Full | Flow Rest 90% Full |  |  | Statistical Inventory Reconciliation (SIR) |  | Automatic flow restrictor (MLLD) | Automatic flow restrictor (MLLD) |  |  | Statistical inventory reconciliation (SIR) | Statistical inventory reconciliation (SIR) |  | UST Currently In Use: 3; UST Temp Close: 0; AST Currently In Use: 0; AST Temp Closed: 0 | 3 | 0 | 0 | 17904-055-015326 | JEFFREY A. BROWN
40938 | Permanently Closed | 1995-12-08 | 1978-01-01 | 1995-12-08 | Petroleum | Unleaded gasoline | Unleaded gasoline |  | Steel | Steel |  | Painted or None | Steel |  | 1901-01-01 | [14 empty] | UST Currently In Use: 0; UST Temp Close: 1; AST Currently In Use: 0; AST Temp Closed: 0 | 0 | 1 | 3 | 25579-043-008791 | SCOTT ALVIN MOORE
40939 | Permanently Closed | 1995-12-08 | 1978-01-01 | 1995-12-08 | Petroleum | Unleaded gasoline | Unleaded gasoline |  | Steel | Steel |  | Painted or None | Steel |  | 1901-01-01 | [14 empty] | UST Currently In Use: 0; UST Temp Close: 1; AST Currently In Use: 0; AST Temp Closed: 0 | 0 | 1 | 3 | 25579-043-008791 | SCOTT ALVIN MOORE
40940 | Permanently Closed | 1995-12-08 | 1978-01-01 | 1995-12-08 | Petroleum | Unleaded gasoline | Unleaded gasoline |  | Steel | Steel |  | Painted or None | Steel |  | 1901-01-01 | [14 empty] | UST Currently In Use: 0; UST Temp Close: 1; AST Currently In Use: 0; AST Temp Closed: 0 | 0 | 1 | 3 | 25579-043-008791 | SCOTT ALVIN MOORE
40942 | Currently in Use |  | 1990-06-19 |  | Petroleum | Premium gasoline | Premium gasoline | Retail | Single Wall | Single Wall | Coated & cathodic protection (sti-P3) |  | Steel |  |  | Catchment Basin | Flow Rest 90% Full | Flow Rest 90% Full |  |  | Automatic Tank Gauge | Single walled submersible pump containment sump | Automatic flow restrictor (MLLD) | Automatic flow restrictor (MLLD) |  |  | Annual line testing | Annual line testing |  | UST Currently In Use: 1; UST Temp Close: 0; AST Currently In Use: 0; AST Temp Closed: 0 | 1 | 0 | 0 | 17149-103-015328 | BRICKYARD LANDING
40943 | Permanently Closed | 1997-06-10 | 1980-01-01 | 1997-06-10 | Petroleum | On road diesel | On road diesel | Bulk facility | Steel | Steel |  | Painted or None | Steel |  | 1901-01-01 | [14 empty] | UST Currently In Use: 0; UST Temp Close: 0; AST Currently In Use: 0; AST Temp Closed: 0 | 0 | 0 | 2 | 17150-113-015203 | PHENIX REGIONAL HEALTH CARE SERVICES
40944 | Permanently Closed | 1997-06-10 | 1980-01-01 | 1997-06-10 | Petroleum | Unleaded gasoline | Unleaded gasoline |  | Steel | Steel |  | Painted or None | Steel |  | 1901-01-01 | [14 empty] | UST Currently In Use: 0; UST Temp Close: 0; AST Currently In Use: 0; AST Temp Closed: 0 | 0 | 0 | 2 | 17150-113-015203 | PHENIX REGIONAL HEALTH CARE SERVICES
40945 | Currently in Use |  | 1980-01-01 |  | Petroleum | Unleaded gasoline | Unleaded gasoline | Retail | Fiberglass reinforced plastic | Fiberglass reinforced plastic |  |  | Fiberglass reinforced plastic |  | 1901-01-01 | Catchment Basin | Automatic shutoff device At 95% full | Automatic shutoff device At 95% full |  |  | Continuous Automatic Tank Gauge |  | Automatic flow restrictor (MLLD) | Automatic flow restrictor (MLLD) |  |  | Annual line testing | Annual line testing |  | UST Currently In Use: 3; UST Temp Close: 0; AST Currently In Use: 0; AST Temp Closed: 0 | 3 | 0 | 0 | 22044-081-005318 | MANJEET SINGH
40946 | Currently in Use |  | 1980-01-01 |  | Petroleum | Premium gasoline | Premium gasoline | Retail | Fiberglass reinforced plastic | Fiberglass reinforced plastic |  |  | Fiberglass reinforced plastic |  | 1901-01-01 | Catchment Basin | Automatic shutoff device At 95% full | Automatic shutoff device At 95% full |  |  | Continuous Automatic Tank Gauge |  | Automatic flow restrictor (MLLD) | Automatic flow restrictor (MLLD) |  |  | Annual line testing | Annual line testing |  | UST Currently In Use: 3; UST Temp Close: 0; AST Currently In Use: 0; AST Temp Closed: 0 | 3 | 0 | 0 | 22044-081-005318 | MANJEET SINGH
40947 | Currently in Use |  | 1980-01-01 |  | Petroleum | On road diesel | On road diesel | Retail | Fiberglass reinforced plastic | Fiberglass reinforced plastic |  |  | Fiberglass reinforced plastic |  | 1901-01-01 | Catchment Basin | Automatic shutoff device At 95% full | Automatic shutoff device At 95% full |  |  | Continuous Automatic Tank Gauge |  | Automatic flow restrictor (MLLD) | Automatic flow restrictor (MLLD) |  |  | Annual line testing | Annual line testing |  | UST Currently In Use: 3; UST Temp Close: 0; AST Currently In Use: 0; AST Temp Closed: 0 | 3 | 0 | 0 | 22044-081-005318 | MANJEET SINGH
40948 |  | 1998-05-01 | 1980-01-01 |  | Petroleum | Used oil | Used oil | Retail | Fiberglass reinforced plastic | Fiberglass reinforced plastic |  |  | Fiberglass reinforced plastic |  | 1901-01-01 | Other | EXEMPT | Other | [11 empty] | UST Currently In Use: 3; UST Temp Close: 0; AST Currently In Use: 0; AST Temp Closed: 0 | 3 | 0 | 0 | 22044-081-005318 | MANJEET SINGH
40949 | Temporary Closed | 2023-01-22 | 1986-01-01 |  | Petroleum | Unleaded gasoline | Unleaded gasoline |  | Steel | Steel | Coated & cathodic protection (sti-P3) |  | Steel |  |  | Catchment Basin | Flow Rest 90% Full | Flow Rest 90% Full |  |  | Statistical Inventory Reconciliation (SIR) |  | Automatic flow restrictor (MLLD) | Automatic flow restrictor (MLLD) |  |  | Statistical inventory reconciliation (SIR) | Statistical inventory reconciliation (SIR) |  | UST Currently In Use: 0; UST Temp Close: 2; AST Currently In Use: 1; AST Temp Closed: 0 | 0 | 2 | 0 | 24194-069-015205 | CHRIS MILLER
40950 | Temporary Closed | 2023-01-22 | 1986-01-01 |  | Petroleum | Unleaded gasoline | Unleaded gasoline |  | Steel | Steel | Coated & cathodic protection (sti-P3) |  | Steel |  |  | Catchment Basin | Flow Rest 90% Full | Flow Rest 90% Full |  |  | Statistical Inventory Reconciliation (SIR) |  | Automatic flow restrictor (MLLD) | Automatic flow restrictor (MLLD) |  |  | Statistical inventory reconciliation (SIR) | Statistical inventory reconciliation (SIR) |  | UST Currently In Use: 0; UST Temp Close: 2; AST Currently In Use: 1; AST Temp Closed: 0 | 0 | 2 | 0 | 24194-069-015205 | CHRIS MILLER
40951 | Permanently Closed | 1991-12-13 | 1981-01-01 | 1991-12-13 | Petroleum | Unleaded gasoline | Unleaded gasoline |  | Steel | Steel |  | Painted or None | Steel |  | 1901-01-01 | [5 empty] | Manual Tank Gauging (only tanks 1000 gal. or less and 48” or 64” in diameter) | [8 empty] | UST Currently In Use: 0; UST Temp Close: 0; AST Currently In Use: 0; AST Temp Closed: 0 | 0 | 0 | 5 | 17153-113-015204 | B W CAPPS & SON
40952 | Permanently Closed | 1991-12-13 | 1981-01-01 | 1991-12-13 | Petroleum | Unleaded gasoline | Unleaded gasoline |  | Steel | Steel |  | Painted or None | Steel |  | 1901-01-01 | [5 empty] | Manual Tank Gauging (only tanks 1000 gal. or less and 48” or 64” in diameter) | [8 empty] | UST Currently In Use: 0; UST Temp Close: 0; AST Currently In Use: 0; AST Temp Closed: 0 | 0 | 0 | 5 | 17153-113-015204 | B W CAPPS & SON
40953 | Permanently Closed | 1991-12-13 | 1981-01-01 | 1991-12-13 | Petroleum | Unleaded gasoline | Unleaded gasoline |  | Steel | Steel |  | Painted or None | Steel |  | 1901-01-01 | [5 empty] | Manual Tank Gauging (only tanks 1000 gal. or less and 48” or 64” in diameter) | [8 empty] | UST Currently In Use: 0; UST Temp Close: 0; AST Currently In Use: 0; AST Temp Closed: 0 | 0 | 0 | 5 | 17153-113-015204 | B W CAPPS & SON
40954 | Permanently Closed | 1998-09-04 | 1975-01-01 | 1998-09-04 | Petroleum | Unleaded gasoline | Unleaded gasoline |  | Steel | Steel |  | Painted or None | Steel |  | 1901-01-01 | [5 empty] | Manual Tank Gauging (only tanks 1000 gal. or less and 48” or 64” in diameter) | [8 empty] | UST Currently In Use: 0; UST Temp Close: 0; AST Currently In Use: 0; AST Temp Closed: 0 | 0 | 0 | 5 | 17153-113-015204 | B W CAPPS & SON
40955 | Permanently Closed | 1998-09-04 | 1981-01-01 | 1998-09-04 | Petroleum | Unleaded gasoline | Unleaded gasoline |  | Steel | Steel |  | Painted or None | Steel |  | 1901-01-01 | [5 empty] | Manual Tank Gauging (only tanks 1000 gal. or less and 48” or 64” in diameter) | [8 empty] | UST Currently In Use: 0; UST Temp Close: 0; AST Currently In Use: 0; AST Temp Closed: 0 | 0 | 0 | 5 | 17153-113-015204 | B W CAPPS & SON
40956 | Cannot Locate or abandoned | 1998-12-20 | 1990-01-01 |  | Petroleum | Unleaded gasoline | Unleaded gasoline | Retail | Steel | Steel |  |  | Steel |  | 1901-01-01 | [5 empty] | Manual Tank Gauging (only tanks 1000 gal. or less and 48” or 64” in diameter) | [8 empty] | UST Currently In Use: 0; UST Temp Close: 0; AST Currently In Use: 0; AST Temp Closed: 0 | 0 | 0 | 0 | 17154-011-015207 | BILLY JOE DAVIS
40957 | Cannot Locate or abandoned | 1998-12-20 | 1990-01-01 |  | Petroleum | Unleaded gasoline | Unleaded gasoline | Retail | Steel | Steel |  |  | Steel |  | 1901-01-01 | [5 empty] | Manual Tank Gauging (only tanks 1000 gal. or less and 48” or 64” in diameter) | [8 empty] | UST Currently In Use: 0; UST Temp Close: 0; AST Currently In Use: 0; AST Temp Closed: 0 | 0 | 0 | 0 | 17154-011-015207 | BILLY JOE DAVIS
40958 | Permanently Closed | 2019-07-01 | 1989-01-01 | 2020-06-08 | Petroleum | Unleaded gasoline | Unleaded gasoline | Retail | Steel | Steel | Coated & cathodic protection (sti-P3) |  | Fiberglass reinforced plastic |  |  | Catchment Basin | Flow Rest 90% Full | Flow Rest 90% Full |  |  | Statistical Inventory Reconciliation (SIR) |  | Automatic flow restrictor (MLLD) | Automatic flow restrictor (MLLD) |  |  | Statistical inventory reconciliation (SIR) | Statistical inventory reconciliation (SIR) |  | UST Currently In Use: 0; UST Temp Close: 0; AST Currently In Use: 0; AST Temp Closed: 0 | 0 | 0 | 2 | 24223-013-015209 | CRE FREEDOM, LLC
40959 | Permanently Closed | 2019-07-01 | 1989-01-01 | 2020-06-08 | Petroleum | On road diesel | On road diesel | Retail | Steel | Steel | Coated & cathodic protection (sti-P3) |  | Fiberglass reinforced plastic |  |  | Catchment Basin | Flow Rest 90% Full | Flow Rest 90% Full |  |  | Statistical Inventory Reconciliation (SIR) |  | Automatic flow restrictor (MLLD) | Automatic flow restrictor (MLLD) |  |  | Statistical inventory reconciliation (SIR) | Statistical inventory reconciliation (SIR) |  | UST Currently In Use: 0; UST Temp Close: 0; AST Currently In Use: 0; AST Temp Closed: 0 | 0 | 0 | 2 | 24223-013-015209 | CRE FREEDOM, LLC
40960 | Permanently Closed | 1992-02-01 | 1977-01-01 |  | Petroleum | On road diesel | On road diesel |  | Steel | Steel |  | Painted or None | Steel |  | 1901-01-01 | [14 empty] | UST Currently In Use: 0; UST Temp Close: 0; AST Currently In Use: 0; AST Temp Closed: 0 | 0 | 0 | 5 | 17157-113-015210 | E L WATFORD
40961 | Permanently Closed | 1992-02-01 | 1977-01-01 |  | Petroleum | Unleaded gasoline | Unleaded gasoline |  | Steel | Steel |  | Painted or None | Steel |  | 1901-01-01 | [14 empty] | UST Currently In Use: 0; UST Temp Close: 0; AST Currently In Use: 0; AST Temp Closed: 0 | 0 | 0 | 5 | 17157-113-015210 | E L WATFORD
40962 | Permanently Closed | 1992-02-01 | 1977-01-01 |  | Petroleum | Unleaded gasoline | Unleaded gasoline |  | Steel | Steel |  | Painted or None | Steel |  | 1901-01-01 | [14 empty] | UST Currently In Use: 0; UST Temp Close: 0; AST Currently In Use: 0; AST Temp Closed: 0 | 0 | 0 | 5 | 17157-113-015210 | E L WATFORD
40963 | Permanently Closed | 1992-02-01 | 1977-01-01 |  | Petroleum | Unleaded gasoline | Unleaded gasoline |  | Steel | Steel |  | Painted or None | Steel |  | 1901-01-01 | [14 empty] | UST Currently In Use: 0; UST Temp Close: 0; AST Currently In Use: 0; AST Temp Closed: 0 | 0 | 0 | 5 | 17157-113-015210 | E L WATFORD
40964 | Permanently Closed | 1992-02-01 | 1977-01-01 |  | Petroleum | Kerosene | Kerosene |  | Steel | Steel |  | Painted or None | Steel |  | 1901-01-01 | [14 empty] | UST Currently In Use: 0; UST Temp Close: 0; AST Currently In Use: 0; AST Temp Closed: 0 | 0 | 0 | 5 | 17157-113-015210 | E L WATFORD
40965 | Permanently Closed | 1996-01-13 | 1982-01-01 | 1999-01-13 | Petroleum | Unleaded gasoline | Unleaded gasoline |  | Steel | Steel |  | Painted or None | Steel |  | 1901-01-01 | [11 empty] | Annual line testing | Annual line testing |  | UST Currently In Use: 4; UST Temp Close: 0; AST Currently In Use: 0; AST Temp Closed: 0 | 4 | 0 | 2 | 23740-069-015214 | ROBERTS GROCERY INC
40966 | Permanently Closed | 1996-01-13 | 1982-01-01 | 1999-01-13 | Petroleum | Unleaded gasoline | Unleaded gasoline |  | Steel | Steel |  | Painted or None | Steel |  | 1901-01-01 | [14 empty] | UST Currently In Use: 4; UST Temp Close: 0; AST Currently In Use: 0; AST Temp Closed: 0 | 4 | 0 | 2 | 23740-069-015214 | ROBERTS GROCERY INC
40967 | Currently in Use |  | 1987-10-30 |  | Petroleum | On road diesel | On road diesel | Bulk facility | Steel | Steel | Coated & cathodic protection (sti-P3) |  | ENVIRON |  |  | Catchment Basin | Flow Rest 90% Full | Flow Rest 90% Full |  |  | Automatic Tank Gauge |  | Automatic flow restrictor (MLLD) | Automatic flow restrictor (MLLD) |  |  | Annual line testing | Annual line testing |  | UST Currently In Use: 1; UST Temp Close: 0; AST Currently In Use: 1; AST Temp Closed: 0 | 1 | 0 | 1 | 17160-069-015217 | ALABAMA MOTOR EXPRESS
40968 | Permanently Closed | 1995-05-01 | 1985-01-01 | 1995-05-22 | Petroleum | Used oil | Used oil | Retail | Steel | Steel |  | Painted or None | Steel |  | 1901-01-01 | [14 empty] | UST Currently In Use: 1; UST Temp Close: 0; AST Currently In Use: 1; AST Temp Closed: 0 | 1 | 0 | 1 | 17160-069-015217 | ALABAMA MOTOR EXPRESS
40969 | Cannot Locate or abandoned | 2001-08-27 | 1983-05-01 |  | Petroleum | Aviation fuel (JP-4; etc.) | Aviation fuel (JP-4; etc.) |  | Fiberglass reinforced plastic | Fiberglass reinforced plastic |  |  | Fiberglass reinforced plastic |  | 1901-01-01 | Catchment Basin | Automatic shutoff device At 95% full | Automatic shutoff device At 95% full |  |  | Statistical Inventory Reconciliation (SIR) | [8 empty] | UST Currently In Use: 0; UST Temp Close: 0; AST Currently In Use: 0; AST Temp Closed: 0 | 0 | 0 | 0 | 17161-013-015218 | NORMAN F MCGOWIN JR
40970 | Permanently Closed | 1993-10-01 | 1972-01-01 | 1994-10-27 | Petroleum | Aviation fuel (JP-4; etc.) | Aviation fuel (JP-4; etc.) | Bulk facility | Steel | Steel |  |  | Steel |  | 1901-01-01 | [5 empty] | Other | [8 empty] | UST Currently In Use: 0; UST Temp Close: 0; AST Currently In Use: 1; AST Temp Closed: 0 | 0 | 0 | 1 | 17162-113-015219 | SEHOY & ENON PLANTATION
40971 | Permanently Closed | 1992-01-01 | 1901-01-01 | 1998-12-22 | Petroleum | Unleaded gasoline | Unleaded gasoline |  | Steel | Steel |  |  | Steel |  | 1901-01-01 | [14 empty] | UST Currently In Use: 0; UST Temp Close: 0; AST Currently In Use: 0; AST Temp Closed: 0 | 0 | 0 | 5 | 17163-113-015221 | PHENIX 280 TRUCK STOP INC
40972 | Permanently Closed | 1992-01-01 | 1901-01-01 | 1998-12-22 | Petroleum | Unleaded gasoline | Unleaded gasoline |  | Steel | Steel |  |  | Steel |  | 1901-01-01 | [14 empty] | UST Currently In Use: 0; UST Temp Close: 0; AST Currently In Use: 0; AST Temp Closed: 0 | 0 | 0 | 5 | 17163-113-015221 | PHENIX 280 TRUCK STOP INC
40973 | Permanently Closed | 1992-01-01 | 1901-01-01 | 1998-12-22 | Petroleum | On road diesel | On road diesel |  | Steel | Steel |  |  | Steel |  | 1901-01-01 | [14 empty] | UST Currently In Use: 0; UST Temp Close: 0; AST Currently In Use: 0; AST Temp Closed: 0 | 0 | 0 | 5 | 17163-113-015221 | PHENIX 280 TRUCK STOP INC
40974 | Permanently Closed | 1998-12-01 | 1901-01-01 | 1998-12-28 | Petroleum | Unleaded gasoline | Unleaded gasoline | Retail | Steel | Steel |  |  | Steel |  | 1901-01-01 | [14 empty] | UST Currently In Use: 0; UST Temp Close: 0; AST Currently In Use: 0; AST Temp Closed: 0 | 0 | 0 | 5 | 17163-113-015221 | PHENIX 280 TRUCK STOP INC
40975 | Permanently Closed | 1998-12-01 | 1901-01-01 | 1998-12-28 | Petroleum | On road diesel | On road diesel | Retail | Steel | Steel | Coated & cathodic protection (sti-P3) |  | Steel |  | 1901-01-01 | [14 empty] | UST Currently In Use: 0; UST Temp Close: 0; AST Currently In Use: 0; AST Temp Closed: 0 | 0 | 0 | 5 | 17163-113-015221 | PHENIX 280 TRUCK STOP INC
40976 | Currently in Use |  | 1988-01-01 |  | Petroleum | Premium gasoline | Premium gasoline | Retail | Steel | Steel | Coated & cathodic protection (sti-P3) |  | Flexible |  |  | Catchment Basin | Automatic shutoff device At 95% full | Automatic shutoff device At 95% full |  |  | Continuous Automatic Tank Gauge |  | Automatic flow restrictor (MLLD) | Automatic flow restrictor (MLLD) |  |  | Annual line testing | Annual line testing |  | UST Currently In Use: 5; UST Temp Close: 0; AST Currently In Use: 0; AST Temp Closed: 0 | 5 | 0 | 0 | 19701-069-015222 | JLM REAL ESTATE INC
40977 | Currently in Use |  | 1988-01-01 |  | Petroleum | Other, UNL NON-ET | Other | Retail | Steel | Steel | Coated & cathodic protection (sti-P3) |  | Double Wall |  |  | Catchment Basin | Automatic shutoff device At 95% full | Automatic shutoff device At 95% full |  |  | Continuous Automatic Tank Gauge |  | Automatic flow restrictor (MLLD) | Automatic flow restrictor (MLLD) |  |  | Annual line testing | Annual line testing |  | UST Currently In Use: 5; UST Temp Close: 0; AST Currently In Use: 0; AST Temp Closed: 0 | 5 | 0 | 0 | 19701-069-015222 | JLM REAL ESTATE INC
40978 | Currently in Use |  | 1988-01-01 |  | Petroleum | On road diesel | On road diesel | Retail | Steel | Steel | Coated & cathodic protection (sti-P3) |  | Flexible |  |  | Catchment Basin | Automatic shutoff device At 95% full | Automatic shutoff device At 95% full |  |  | Continuous Automatic Tank Gauge |  | Automatic flow restrictor (MLLD) | Automatic flow restrictor (MLLD) |  |  | Annual line testing | Annual line testing |  | UST Currently In Use: 5; UST Temp Close: 0; AST Currently In Use: 0; AST Temp Closed: 0 | 5 | 0 | 0 | 19701-069-015222 | JLM REAL ESTATE INC
40979 | Currently in Use |  | 1982-01-01 |  | Petroleum | On road diesel | On road diesel | Industrial | Steel | Steel | Field installed cathodic protection |  | Flexible |  |  | Catchment Basin | Flow Rest 90% Full | Audible high level alarm At 90% full |  |  | Continuous Automatic Tank Gauge |  | Automatic flow restrictor (MLLD) | Automatic flow restrictor (MLLD) |  | SENSOR TO ATG | Annual line testing | Annual line testing |  | UST Currently In Use: 2; UST Temp Close: 1; AST Currently In Use: 0; AST Temp Closed: 0 | 2 | 1 | 1 | 12141-067-015223 | GREAT SOUTHERN WOOD PRESERVING INC
40980 | Currently in Use |  | 1982-01-01 |  | Petroleum | Premium gasoline | Premium gasoline | Industrial | Steel | Steel | Field installed cathodic protection |  | Flexible |  |  | Catchment Basin | Flow Rest 90% Full | Audible high level alarm At 90% full |  |  | Continuous Automatic Tank Gauge |  | Containment Sump | Automatic flow restrictor (MLLD) |  | SENSOR TO ATG | Annual line testing | Annual line testing |  | UST Currently In Use: 2; UST Temp Close: 1; AST Currently In Use: 0; AST Temp Closed: 0 | 2 | 1 | 1 | 12141-067-015223 | GREAT SOUTHERN WOOD PRESERVING INC
40981 | Temporary Closed | 2001-07-09 | 1982-01-01 |  | Petroleum | Unleaded gasoline | Unleaded gasoline | Industrial | Steel | Steel | Field installed cathodic protection |  | Flexible |  |  | Catchment Basin | Automatic shutoff device At 95% full | Audible high level alarm At 90% full |  |  | Continuous Automatic Tank Gauge |  |  |  | Interstitial Monitoring within Secondary Containment |  | Continuous alarm system | Annual line testing |  | UST Currently In Use: 2; UST Temp Close: 1; AST Currently In Use: 0; AST Temp Closed: 0 | 2 | 1 | 1 | 12141-067-015223 | GREAT SOUTHERN WOOD PRESERVING INC
40982 | Currently in Use |  | 1990-06-11 |  | Petroleum | Unleaded gasoline | Unleaded gasoline | Retail | Steel | Steel | Coated & cathodic protection (sti-P3) |  | Fiberglass reinforced plastic |  |  | Catchment Basin | Flow Rest 90% Full | Flow Rest 90% Full |  |  | Continuous Automatic Tank Gauge |  | Automatic shutoff device (AELLD) | Automatic shutoff device (AELLD) | [5 empty] | UST Currently In Use: 3; UST Temp Close: 0; AST Currently In Use: 0; AST Temp Closed: 0 | 3 | 0 | 0 | 24786-109-015226 | FUE KONG LLC
40983 | Currently in Use |  | 1990-06-11 |  | Petroleum | Premium gasoline | Premium gasoline | Retail | Steel | Steel | Coated & cathodic protection (sti-P3) |  | Fiberglass reinforced plastic |  |  | Catchment Basin | Flow Rest 90% Full | Flow Rest 90% Full |  |  | Continuous Automatic Tank Gauge |  | Automatic shutoff device (AELLD) | Automatic shutoff device (AELLD) | [5 empty] | UST Currently In Use: 3; UST Temp Close: 0; AST Currently In Use: 0; AST Temp Closed: 0 | 3 | 0 | 0 | 24786-109-015226 | FUE KONG LLC
40984 | Currently in Use |  | 1990-06-11 |  | Petroleum | On road diesel | On road diesel | Retail | Steel | Steel | Coated & cathodic protection (sti-P3) |  | Fiberglass reinforced plastic |  |  | Catchment Basin | Flow Rest 90% Full | Flow Rest 90% Full |  |  | Continuous Automatic Tank Gauge |  | Automatic shutoff device (AELLD) | Automatic shutoff device (AELLD) | [5 empty] | UST Currently In Use: 3; UST Temp Close: 0; AST Currently In Use: 0; AST Temp Closed: 0 | 3 | 0 | 0 | 24786-109-015226 | FUE KONG LLC
40985 | Permanently Closed | 1991-02-09 | 1967-01-01 | 1991-02-09 | Petroleum | Unleaded gasoline | Unleaded gasoline |  | Steel | Steel |  | Painted or None | Steel |  | 1901-01-01 | [14 empty] | UST Currently In Use: 0; UST Temp Close: 0; AST Currently In Use: 0; AST Temp Closed: 0 | 0 | 0 | 3 | 17167-017-008395 | F A B TRUSTEE U/W MARION ENNIS
40986 | Permanently Closed | 1991-02-09 | 1967-01-01 | 1991-02-09 | Petroleum | Unleaded gasoline | Unleaded gasoline |  | Steel | Steel |  | Painted or None | Steel |  | 1901-01-01 | [14 empty] | UST Currently In Use: 0; UST Temp Close: 0; AST Currently In Use: 0; AST Temp Closed: 0 | 0 | 0 | 3 | 17167-017-008395 | F A B TRUSTEE U/W MARION ENNIS
40987 | Permanently Closed | 1991-02-09 | 1970-01-01 | 1991-02-09 | Petroleum | Unleaded gasoline | Unleaded gasoline |  | Steel | Steel |  | Painted or None | Steel |  | 1901-01-01 | [14 empty] | UST Currently In Use: 0; UST Temp Close: 0; AST Currently In Use: 0; AST Temp Closed: 0 | 0 | 0 | 3 | 17167-017-008395 | F A B TRUSTEE U/W MARION ENNIS
40988 | Currently in Use |  | 1987-01-01 |  | Petroleum | Premium gasoline | Premium gasoline | Retail | Steel | Steel | Coated & cathodic protection (sti-P3) |  | Fiberglass reinforced plastic |  |  | Catchment Basin | Automatic shutoff device At 95% full | Automatic shutoff device At 95% full |  |  | Automatic Tank Gauge |  | Other | Other | [5 empty] | UST Currently In Use: 4; UST Temp Close: 0; AST Currently In Use: 1; AST Temp Closed: 0 | 4 | 0 | 0 | 25426-029-015228 | TAWANNA VAUGHN GIBSON
40989 | Currently in Use |  | 1987-01-01 |  | Petroleum | Unleaded gasoline | Unleaded gasoline | Retail | Steel | Steel | Coated & cathodic protection (sti-P3) |  | Double Wall |  |  | Catchment Basin | Automatic shutoff device At 95% full | Automatic shutoff device At 95% full |  |  | Automatic Tank Gauge |  | Containment Sump | Containment Sump | [5 empty] | UST Currently In Use: 4; UST Temp Close: 0; AST Currently In Use: 1; AST Temp Closed: 0 | 4 | 0 | 0 | 25426-029-015228 | TAWANNA VAUGHN GIBSON
40990 | Currently in Use |  | 1987-01-01 |  | Petroleum | Unleaded gasoline | Unleaded gasoline | Retail | Steel | Steel | Coated & cathodic protection (sti-P3) |  | Double Wall |  |  | Catchment Basin | Automatic shutoff device At 95% full | Automatic shutoff device At 95% full |  |  | Automatic Tank Gauge |  | Containment Sump | Containment Sump | [5 empty] | UST Currently In Use: 4; UST Temp Close: 0; AST Currently In Use: 1; AST Temp Closed: 0 | 4 | 0 | 0 | 25426-029-015228 | TAWANNA VAUGHN GIBSON
40991 | Currently in Use |  | 1987-01-01 |  | Petroleum | On road diesel | On road diesel | Retail | Steel | Steel | Coated & cathodic protection (sti-P3) |  | Fiberglass reinforced plastic |  |  | Catchment Basin | Automatic shutoff device At 95% full | Automatic shutoff device At 95% full |  |  | Automatic Tank Gauge |  | Containment Sump | Containment Sump | [5 empty] | UST Currently In Use: 4; UST Temp Close: 0; AST Currently In Use: 1; AST Temp Closed: 0 | 4 | 0 | 0 | 25426-029-015228 | TAWANNA VAUGHN GIBSON
40992 | Currently in Use |  | 1990-08-21 |  | Petroleum | Unleaded gasoline | Unleaded gasoline | Retail | Steel | Steel | Coated & cathodic protection (sti-P3) |  | Fiberglass reinforced plastic |  |  | Catchment Basin | Flow Rest 90% Full | Flow Rest 90% Full |  |  | Automatic Tank Gauge |  | Automatic flow restrictor (MLLD) | Automatic flow restrictor (MLLD) |  |  | MANIFOLDED | Annual line testing |  | UST Currently In Use: 5; UST Temp Close: 0; AST Currently In Use: 0; AST Temp Closed: 0 | 5 | 0 | 0 | 21964-005-015229 | WILKERSONS FOOD MART
40993 | Currently in Use |  | 1990-08-21 |  | Petroleum | Unleaded gasoline | Unleaded gasoline | Retail | Steel | Steel | Coated & cathodic protection (sti-P3) |  | Fiberglass reinforced plastic |  |  | Catchment Basin | Flow Rest 90% Full | Flow Rest 90% Full |  |  | Automatic Tank Gauge |  | MANIFOLDED | Other |  |  | Other | Other |  | UST Currently In Use: 5; UST Temp Close: 0; AST Currently In Use: 0; AST Temp Closed: 0 | 5 | 0 | 0 | 21964-005-015229 | WILKERSONS FOOD MART
40994 | Currently in Use |  | 1990-08-21 |  | Petroleum | Premium gasoline | Premium gasoline | Retail | Steel | Steel | Coated & cathodic protection (sti-P3) |  | Fiberglass reinforced plastic |  |  | Catchment Basin | Flow Rest 90% Full | Flow Rest 90% Full |  |  | Automatic Tank Gauge |  | Automatic flow restrictor (MLLD) | Automatic flow restrictor (MLLD) |  |  | Annual line testing | Annual line testing |  | UST Currently In Use: 5; UST Temp Close: 0; AST Currently In Use: 0; AST Temp Closed: 0 | 5 | 0 | 0 | 21964-005-015229 | WILKERSONS FOOD MART
40995 | Currently in Use |  | 1990-08-21 |  | Petroleum | On road diesel | On road diesel | Retail | Steel | Steel | Coated & cathodic protection (sti-P3) |  | Fiberglass reinforced plastic |  |  | Catchment Basin | Flow Rest 90% Full | Flow Rest 90% Full |  |  | Automatic Tank Gauge |  | Automatic flow restrictor (MLLD) | Automatic flow restrictor (MLLD) |  |  | Annual line testing | Annual line testing |  | UST Currently In Use: 5; UST Temp Close: 0; AST Currently In Use: 0; AST Temp Closed: 0 | 5 | 0 | 0 | 21964-005-015229 | WILKERSONS FOOD MART
40996 | Currently in Use |  | 1989-11-15 |  | Petroleum | Unleaded gasoline | Unleaded gasoline | Retail | Steel | Steel | Coated & cathodic protection (sti-P3) |  | Fiberglass reinforced plastic |  |  | Catchment Basin | Automatic shutoff device At 95% full | Automatic shutoff device At 95% full |  |  | Automatic Tank Gauge |  | Automatic flow restrictor (MLLD) | Automatic flow restrictor (MLLD) | Interstitial Monitoring within Secondary Containment | SENSOR TO ATG | Continuous alarm system | Continuous alarm system |  | UST Currently In Use: 3; UST Temp Close: 0; AST Currently In Use: 1; AST Temp Closed: 0 | 3 | 0 | 0 | 22888-045-015230 | PREM PROPERTIES LLC
40997 | Currently in Use |  | 1989-11-15 |  | Petroleum | Mid-grade gasoline | Mid-grade gasoline | Retail | Steel | Steel | Coated & cathodic protection (sti-P3) |  | Fiberglass reinforced plastic |  |  | Catchment Basin | Automatic shutoff device At 95% full | Automatic shutoff device At 95% full |  |  | Automatic Tank Gauge |  | Sump sensor relayed to automatically shut off submersible pump | Automatic flow restrictor (MLLD) | Interstitial Monitoring within Secondary Containment | SENSOR TO ATG | Continuous alarm system | Continuous alarm system |  | UST Currently In Use: 3; UST Temp Close: 0; AST Currently In Use: 1; AST Temp Closed: 0 | 3 | 0 | 0 | 22888-045-015230 | PREM PROPERTIES LLC
40998 | Currently in Use |  | 1989-11-15 |  | Petroleum | Premium gasoline | Premium gasoline | Retail | Steel | Steel | Coated & cathodic protection (sti-P3) |  | Fiberglass reinforced plastic |  |  | Catchment Basin | Automatic shutoff device At 95% full | Automatic shutoff device At 95% full |  |  | Automatic Tank Gauge |  | Sump sensor relayed to automatically shut off submersible pump | Automatic flow restrictor (MLLD) | Interstitial Monitoring within Secondary Containment | SENSOR TO ATG | Continuous alarm system | Continuous alarm system |  | UST Currently In Use: 3; UST Temp Close: 0; AST Currently In Use: 1; AST Temp Closed: 0 | 3 | 0 | 0 | 22888-045-015230 | PREM PROPERTIES LLC
40999 | Permanently Closed | 1993-10-02 | 1978-01-01 | 1992-10-02 | Petroleum | Unleaded gasoline | Unleaded gasoline |  | Steel | Steel |  | Painted or None | Steel |  | 1901-01-01 | [14 empty] | UST Currently In Use: 0; UST Temp Close: 0; AST Currently In Use: 0; AST Temp Closed: 0 | 0 | 0 | 3 | 17171-069-011039 | JACK COCHRAN
41000 | Permanently Closed | 1993-10-02 | 1978-01-01 | 1992-10-02 | Petroleum | Unleaded gasoline | Unleaded gasoline |  | Steel | Steel |  | Painted or None | Steel |  | 1901-01-01 | [14 empty] | UST Currently In Use: 0; UST Temp Close: 0; AST Currently In Use: 0; AST Temp Closed: 0 | 0 | 0 | 3 | 17171-069-011039 | JACK COCHRAN
41001 | Permanently Closed | 1993-10-02 | 1978-01-01 | 1992-10-02 | Petroleum | Unleaded gasoline | Unleaded gasoline |  | Steel | Steel |  | Painted or None | Steel |  | 1901-01-01 | [14 empty] | UST Currently In Use: 0; UST Temp Close: 0; AST Currently In Use: 0; AST Temp Closed: 0 | 0 | 0 | 3 | 17171-069-011039 | JACK COCHRAN
41002 | Permanently Closed | 1997-01-01 | 1984-05-15 | 1999-11-11 | Petroleum | On road diesel | On road diesel | Bulk facility | Steel | Steel |  | Painted or None | Steel |  | 1901-01-01 | [14 empty] | UST Currently In Use: 0; UST Temp Close: 0; AST Currently In Use: 0; AST Temp Closed: 0 | 0 | 0 | 1 | 17172-045-015231 | K AND W FREIGHT LINES INC
41003 | Permanently Closed | 1989-10-01 | 1981-01-01 | 1989-10-01 | Petroleum | Unleaded gasoline | Unleaded gasoline |  | Steel | Steel |  | Painted or None | Steel |  | 1901-01-01 | [14 empty] | UST Currently In Use: 0; UST Temp Close: 3; AST Currently In Use: 0; AST Temp Closed: 0 | 0 | 3 | 3 | 21297-123-012652 | KENNETH WAYNE JONES
41004 | Permanently Closed | 1989-10-01 | 1901-01-01 | 1989-10-01 | Petroleum | Unleaded gasoline | Unleaded gasoline |  | Steel | Steel |  | Painted or None | Steel |  | 1901-01-01 | [14 empty] | UST Currently In Use: 0; UST Temp Close: 3; AST Currently In Use: 0; AST Temp Closed: 0 | 0 | 3 | 3 | 21297-123-012652 | KENNETH WAYNE JONES
41005 | Permanently Closed | 1989-10-01 | 1901-01-01 | 1989-10-01 | Petroleum | Unleaded gasoline | Unleaded gasoline |  | Steel | Steel |  | Painted or None | Steel |  | 1901-01-01 | [14 empty] | UST Currently In Use: 0; UST Temp Close: 3; AST Currently In Use: 0; AST Temp Closed: 0 | 0 | 3 | 3 | 21297-123-012652 | KENNETH WAYNE JONES
41006 | Temporary Closed | 2012-12-31 | 1989-10-12 |  | Petroleum | Unleaded gasoline | Unleaded gasoline | Retail | Steel | Steel | Interior lined (not allowed as a standalone method of corrosion protection) |  | Fiberglass reinforced plastic |  |  | Catchment Basin | Flow Rest 90% Full | Flow Rest 90% Full |  |  | Automatic Tank Gauge | [8 empty] | UST Currently In Use: 0; UST Temp Close: 3; AST Currently In Use: 0; AST Temp Closed: 0 | 0 | 3 | 3 | 21297-123-012652 | KENNETH WAYNE JONES
41007 | Temporary Closed | 2012-12-31 | 1989-10-12 |  | Petroleum | Mid-grade gasoline | Mid-grade gasoline | Retail | Steel | Steel | Coated & cathodic protection (sti-P3) |  | Fiberglass reinforced plastic |  |  | Catchment Basin | Flow Rest 90% Full | Flow Rest 90% Full |  |  | Automatic Tank Gauge | [8 empty] | UST Currently In Use: 0; UST Temp Close: 3; AST Currently In Use: 0; AST Temp Closed: 0 | 0 | 3 | 3 | 21297-123-012652 | KENNETH WAYNE JONES
41008 | Temporary Closed | 2012-12-31 | 1989-10-12 |  | Petroleum | Premium gasoline | Premium gasoline | Retail | Steel | Steel | Coated & cathodic protection (sti-P3) |  | Fiberglass reinforced plastic |  |  | Catchment Basin | Flow Rest 90% Full | Flow Rest 90% Full |  |  | Automatic Tank Gauge | [8 empty] | UST Currently In Use: 0; UST Temp Close: 3; AST Currently In Use: 0; AST Temp Closed: 0 | 0 | 3 | 3 | 21297-123-012652 | KENNETH WAYNE JONES
41009 | Permanently Closed | 2001-08-29 | 1993-02-15 | 2001-08-29 | Petroleum | Unleaded gasoline | Unleaded gasoline | Retail | Steel | Steel | Field installed cathodic protection |  | Fiberglass reinforced plastic |  | 1901-01-01 | Catchment Basin | Flow Rest 90% Full | Flow Rest 90% Full |  |  | Statistical Inventory Reconciliation (SIR) | [5 empty] | Statistical inventory reconciliation (SIR) | Statistical inventory reconciliation (SIR) |  | UST Currently In Use: 3; UST Temp Close: 0; AST Currently In Use: 0; AST Temp Closed: 0 | 3 | 0 | 6 | 15201-127-015162 | VULCAN OIL COMPANY INC.
41010 | Permanently Closed | 2001-08-29 | 1993-02-15 | 2001-08-29 | Petroleum | Premium gasoline | Premium gasoline | Retail | Steel | Steel | Field installed cathodic protection |  | Fiberglass reinforced plastic |  | 1901-01-01 | Catchment Basin | Flow Rest 90% Full | Flow Rest 90% Full |  |  | Statistical Inventory Reconciliation (SIR) | [5 empty] | Statistical inventory reconciliation (SIR) | Statistical inventory reconciliation (SIR) |  | UST Currently In Use: 3; UST Temp Close: 0; AST Currently In Use: 0; AST Temp Closed: 0 | 3 | 0 | 6 | 15201-127-015162 | VULCAN OIL COMPANY INC.
41011 | Permanently Closed | 2001-08-29 | 1993-02-15 | 2001-08-29 | Petroleum | Mid-grade gasoline | Mid-grade gasoline | Retail | Steel | Steel | Field installed cathodic protection |  | Fiberglass reinforced plastic |  | 1901-01-01 | Catchment Basin | Flow Rest 90% Full | Flow Rest 90% Full |  |  | Statistical Inventory Reconciliation (SIR) | [5 empty] | Statistical inventory reconciliation (SIR) | Statistical inventory reconciliation (SIR) |  | UST Currently In Use: 3; UST Temp Close: 0; AST Currently In Use: 0; AST Temp Closed: 0 | 3 | 0 | 6 | 15201-127-015162 | VULCAN OIL COMPANY INC.
41012 | Permanently Closed | 1992-11-01 | 1984-01-01 | 1993-04-02 | Petroleum | On road diesel | On road diesel |  | Steel | Steel |  | Painted or None | Steel |  | 1901-01-01 | [14 empty] | UST Currently In Use: 3; UST Temp Close: 0; AST Currently In Use: 0; AST Temp Closed: 0 | 3 | 0 | 6 | 15201-127-015162 | VULCAN OIL COMPANY INC.
41013 | Permanently Closed | 1994-09-15 | 1987-11-01 | 1994-09-15 | Petroleum | On road diesel | On road diesel |  | Fiberglass coated steel | Fiberglass coated steel |  |  | Steel |  | 1901-01-01 | [14 empty] | UST Currently In Use: 0; UST Temp Close: 0; AST Currently In Use: 0; AST Temp Closed: 0 | 0 | 0 | 1 | 17176-073-015163 | SECOR BANK
41014 | Temporary Closed | 2018-01-01 | 1990-04-03 |  | Petroleum | Unleaded gasoline | Unleaded gasoline | Retail | Steel | Single Wall | Coated & cathodic protection (sti-P3) |  | Fiberglass reinforced plastic |  | 1901-01-01 | Catchment Basin | Flow Rest 90% Full | Flow Rest 90% Full |  |  | Statistical Inventory Reconciliation (SIR) |  | Automatic flow restrictor (MLLD) | Automatic flow restrictor (MLLD) |  |  | Statistical inventory reconciliation (SIR) | Statistical inventory reconciliation (SIR) |  | UST Currently In Use: 0; UST Temp Close: 1; AST Currently In Use: 0; AST Temp Closed: 0 | 0 | 1 | 0 | 21573-073-007939 | MAI THI NGUYEN
41019 | Permanently Closed | 1998-12-10 | 1982-01-01 | 2000-01-17 | Petroleum | Unleaded gasoline | Unleaded gasoline | Retail | Steel | Steel |  | Painted or None | Steel |  | 1901-01-01 | [5 empty] | Statistical Inventory Reconciliation (SIR) | [8 empty] | UST Currently In Use: 0; UST Temp Close: 0; AST Currently In Use: 0; AST Temp Closed: 0 | 0 | 0 | 4 | 17180-121-015167 | MIKE WATERS
41020 | Permanently Closed | 1998-12-10 | 1982-01-01 | 2000-01-17 | Petroleum | Unleaded gasoline | Unleaded gasoline | Retail | Steel | Steel |  | Painted or None | Steel |  | 1901-01-01 | [5 empty] | Statistical Inventory Reconciliation (SIR) | [8 empty] | UST Currently In Use: 0; UST Temp Close: 0; AST Currently In Use: 0; AST Temp Closed: 0 | 0 | 0 | 4 | 17180-121-015167 | MIKE WATERS
41021 | Permanently Closed | 1998-12-10 | 1981-01-01 | 2000-01-17 | Petroleum | Unleaded gasoline | Unleaded gasoline | Retail | Steel | Steel |  | Painted or None | Steel |  | 1901-01-01 | [5 empty] | Statistical Inventory Reconciliation (SIR) | [8 empty] | UST Currently In Use: 0; UST Temp Close: 0; AST Currently In Use: 0; AST Temp Closed: 0 | 0 | 0 | 4 | 17180-121-015167 | MIKE WATERS
41022 | Permanently Closed | 1998-12-10 | 1981-01-01 | 2000-01-17 | Petroleum | Unleaded gasoline | Unleaded gasoline | Retail | Steel | Steel |  | Painted or None | Steel |  | 1901-01-01 | [5 empty] | Statistical Inventory Reconciliation (SIR) | [8 empty] | UST Currently In Use: 0; UST Temp Close: 0; AST Currently In Use: 0; AST Temp Closed: 0 | 0 | 0 | 4 | 17180-121-015167 | MIKE WATERS
41023 | Permanently Closed | 1990-11-05 | 1976-01-01 | 1990-11-05 | Petroleum | Unleaded gasoline | Unleaded gasoline |  | Steel | Steel |  |  | Steel |  | 1901-01-01 | [14 empty] | UST Currently In Use: 0; UST Temp Close: 0; AST Currently In Use: 0; AST Temp Closed: 0 | 0 | 0 | 3 | 17181-073-015168 | INDUSTRIAL SUPPLIES INC
41024 | Permanently Closed | 1990-11-05 | 1976-01-01 | 1990-11-05 | Petroleum | Unleaded gasoline | Unleaded gasoline |  | Steel | Steel |  |  | Steel |  | 1901-01-01 | [14 empty] | UST Currently In Use: 0; UST Temp Close: 0; AST Currently In Use: 0; AST Temp Closed: 0 | 0 | 0 | 3 | 17181-073-015168 | INDUSTRIAL SUPPLIES INC
41025 | Permanently Closed | 1989-10-17 | 1971-01-01 | 1989-10-17 | Petroleum | Unleaded gasoline | Unleaded gasoline |  | Steel | Steel | Coated & cathodic protection (sti-P3) |  | Steel |  | 1901-01-01 | [14 empty] | UST Currently In Use: 2; UST Temp Close: 0; AST Currently In Use: 0; AST Temp Closed: 0 | 2 | 0 | 5 | 20240-073-005286 | CARRUTH & COLLEAGUES LLC
41026 | Permanently Closed | 1989-10-17 | 1971-01-01 | 1989-10-17 | Petroleum | Unleaded gasoline | Unleaded gasoline |  | Steel | Steel | Coated & cathodic protection (sti-P3) |  | Steel |  | 1901-01-01 | [14 empty] | UST Currently In Use: 2; UST Temp Close: 0; AST Currently In Use: 0; AST Temp Closed: 0 | 2 | 0 | 5 | 20240-073-005286 | CARRUTH & COLLEAGUES LLC
41027 | Permanently Closed | 1989-10-17 | 1971-01-01 | 1989-10-17 | Petroleum | Unleaded gasoline | Unleaded gasoline |  | Steel | Steel | Coated & cathodic protection (sti-P3) |  | Steel |  | 1901-01-01 | [14 empty] | UST Currently In Use: 2; UST Temp Close: 0; AST Currently In Use: 0; AST Temp Closed: 0 | 2 | 0 | 5 | 20240-073-005286 | CARRUTH & COLLEAGUES LLC
41028 | Permanently Closed | 1989-10-17 | 1971-01-01 | 1989-10-17 | Petroleum | Used oil | Used oil |  | Steel | Steel | Coated & cathodic protection (sti-P3) |  | Steel |  | 1901-01-01 | [14 empty] | UST Currently In Use: 2; UST Temp Close: 0; AST Currently In Use: 0; AST Temp Closed: 0 | 2 | 0 | 5 | 20240-073-005286 | CARRUTH & COLLEAGUES LLC
41029 | Currently in Use |  | 1989-10-19 |  | Petroleum | Unleaded gasoline | Unleaded gasoline | Retail | 6K/8K | Fiberglass reinforced plastic |  |  | Double Wall | SA&TCI | 1901-01-01 | Catchment Basin | Automatic shutoff device At 95% full | Automatic shutoff device At 95% full |  |  | Continuous Automatic Tank Gauge |  | Automatic shutoff device (AELLD) | Automatic shutoff device (AELLD) | [5 empty] | UST Currently In Use: 2; UST Temp Close: 0; AST Currently In Use: 0; AST Temp Closed: 0 | 2 | 0 | 5 | 20240-073-005286 | CARRUTH & COLLEAGUES LLC
41030 | Currently in Use |  | 1989-10-19 |  | Petroleum | Premium gasoline | Premium gasoline | Retail | Fiberglass reinforced plastic | Fiberglass reinforced plastic |  |  | Double Wall | SA&TCI | 1901-01-01 | Catchment Basin | Automatic shutoff device At 95% full | Automatic shutoff device At 95% full |  |  | Continuous Automatic Tank Gauge |  | Automatic shutoff device (AELLD) | Automatic shutoff device (AELLD) | [5 empty] | UST Currently In Use: 2; UST Temp Close: 0; AST Currently In Use: 0; AST Temp Closed: 0 | 2 | 0 | 5 | 20240-073-005286 | CARRUTH & COLLEAGUES LLC
41032 | Permanently Closed | 1997-02-14 | 1990-01-20 | 1997-02-14 | Petroleum | Used oil | Used oil |  | Fiberglass coated steel | Fiberglass coated steel |  |  | Fiberglass reinforced plastic |  | 1901-01-01 | [14 empty] | UST Currently In Use: 2; UST Temp Close: 0; AST Currently In Use: 0; AST Temp Closed: 0 | 2 | 0 | 5 | 20240-073-005286 | CARRUTH & COLLEAGUES LLC
41033 | Currently in Use |  | 1990-03-10 |  | Petroleum | Unleaded gasoline | Unleaded gasoline | Retail | Double Wall | Double Wall | Other |  | Double Wall |  | 1901-01-01 | Catchment Basin | Automatic shutoff device At 95% full | Automatic shutoff device At 95% full |  |  | Continuous Automatic Tank Gauge |  | Automatic shutoff device (AELLD) | Automatic shutoff device (AELLD) | [5 empty] | UST Currently In Use: 4; UST Temp Close: 0; AST Currently In Use: 0; AST Temp Closed: 0 | 4 | 0 | 0 | 21174-073-015171 | M & M PARTNERSHIP
41034 | Currently in Use |  | 1990-03-10 |  | Petroleum | Unleaded gasoline | Unleaded gasoline | Retail | POLY JACKT | Double Wall | POLYETHYL |  | Double Wall |  | 1901-01-01 | Catchment Basin | Automatic shutoff device At 95% full | Automatic shutoff device At 95% full |  |  | Continuous Automatic Tank Gauge |  | Automatic shutoff device (AELLD) | Automatic shutoff device (AELLD) | [5 empty] | UST Currently In Use: 4; UST Temp Close: 0; AST Currently In Use: 0; AST Temp Closed: 0 | 4 | 0 | 0 | 21174-073-015171 | M & M PARTNERSHIP
41035 | Currently in Use |  | 1990-03-10 |  | Petroleum | Premium gasoline | Premium gasoline | Retail | Double Wall | Double Wall | POLYETHYL |  | Double Wall |  | 1901-01-01 | Catchment Basin | Automatic shutoff device At 95% full | Automatic shutoff device At 95% full |  |  | Continuous Automatic Tank Gauge |  | Automatic shutoff device (AELLD) | Automatic shutoff device (AELLD) | [5 empty] | UST Currently In Use: 4; UST Temp Close: 0; AST Currently In Use: 0; AST Temp Closed: 0 | 4 | 0 | 0 | 21174-073-015171 | M & M PARTNERSHIP
41036 | Currently in Use |  | 1990-03-10 |  | Petroleum | On road diesel | On road diesel | Retail | Double Wall | Double Wall | Other |  | Double Wall |  | 1901-01-01 | Catchment Basin | Automatic shutoff device At 95% full | Automatic shutoff device At 95% full |  |  | Continuous Automatic Tank Gauge | [8 empty] | UST Currently In Use: 4; UST Temp Close: 0; AST Currently In Use: 0; AST Temp Closed: 0 | 4 | 0 | 0 | 21174-073-015171 | M & M PARTNERSHIP
41037 | Permanently Closed | 1998-07-06 | 1985-01-01 | 1998-07-06 | Petroleum | Unleaded gasoline | Unleaded gasoline |  | Steel | Steel | Coated & cathodic protection (sti-P3) |  | Steel |  | 1901-01-01 | [14 empty] | UST Currently In Use: 0; UST Temp Close: 0; AST Currently In Use: 0; AST Temp Closed: 0 | 0 | 0 | 2 | 17184-015-015172 | DARLENE LOCKRIDGE
41038 | Permanently Closed | 1998-07-06 | 1985-01-01 | 1998-07-06 | Petroleum | Unleaded gasoline | Unleaded gasoline |  | Steel | Steel | Coated & cathodic protection (sti-P3) |  | Steel |  | 1901-01-01 | [14 empty] | UST Currently In Use: 0; UST Temp Close: 0; AST Currently In Use: 0; AST Temp Closed: 0 | 0 | 0 | 2 | 17184-015-015172 | DARLENE LOCKRIDGE
41039 | Permanently Closed | 2007-05-14 | 1968-01-01 | 2022-01-07 | Petroleum | Unleaded gasoline | Unleaded gasoline | Retail | Steel | Steel | Field installed cathodic protection |  | Steel |  | 1901-01-01 | Catchment Basin | Automatic shutoff device At 95% full | Automatic shutoff device At 95% full |  |  | Other |  | Other | Other |  |  | Other | Other |  | UST Currently In Use: 0; UST Temp Close: 0; AST Currently In Use: 0; AST Temp Closed: 0 | 0 | 0 | 3 | 17185-015-015173 | NATHANIEL E DENHAM II
41040 | Permanently Closed | 2007-05-01 | 1968-01-01 | 2022-01-07 | Petroleum | Mid-grade gasoline | Mid-grade gasoline | Retail | Steel | Steel | Field installed cathodic protection |  | Steel |  | 1901-01-01 | Catchment Basin | Automatic shutoff device At 95% full | Automatic shutoff device At 95% full |  |  | Statistical Inventory Reconciliation (SIR) |  | Other | Other |  |  | Other | Other |  | UST Currently In Use: 0; UST Temp Close: 0; AST Currently In Use: 0; AST Temp Closed: 0 | 0 | 0 | 3 | 17185-015-015173 | NATHANIEL E DENHAM II
41041 | Permanently Closed | 2007-05-01 | 1977-01-01 | 2022-01-07 | Petroleum | Premium gasoline | Premium gasoline | Retail | Steel | Steel | Field installed cathodic protection |  | Steel |  | 1901-01-01 | Catchment Basin | Automatic shutoff device At 95% full | Automatic shutoff device At 95% full |  |  | Other |  | Other | Other |  |  | USTMAN | Other |  | UST Currently In Use: 0; UST Temp Close: 0; AST Currently In Use: 0; AST Temp Closed: 0 | 0 | 0 | 3 | 17185-015-015173 | NATHANIEL E DENHAM II
41042 | Permanently Closed | 1991-05-02 | 1911-11-11 | 1991-05-02 | Petroleum | Unleaded gasoline | Unleaded gasoline |  | Steel | Steel | Coated & cathodic protection (sti-P3) |  |  |  | 1901-01-01 | [14 empty] | UST Currently In Use: 0; UST Temp Close: 0; AST Currently In Use: 0; AST Temp Closed: 0 | 0 | 0 | 5 | 17186-073-015174 | STAN CLEVENGER
41043 | Permanently Closed | 1991-05-02 | 1911-11-11 | 1991-05-02 | Petroleum | Unleaded gasoline | Unleaded gasoline |  | Steel | Steel | Coated & cathodic protection (sti-P3) |  |  |  | 1901-01-01 | [14 empty] | UST Currently In Use: 0; UST Temp Close: 0; AST Currently In Use: 0; AST Temp Closed: 0 | 0 | 0 | 5 | 17186-073-015174 | STAN CLEVENGER
41044 | Permanently Closed | 1991-05-02 | 1911-11-11 | 1991-05-02 | Petroleum | Unleaded gasoline | Unleaded gasoline |  | Steel | Steel |  |  |  |  | 1901-01-01 | [14 empty] | UST Currently In Use: 0; UST Temp Close: 0; AST Currently In Use: 0; AST Temp Closed: 0 | 0 | 0 | 5 | 17186-073-015174 | STAN CLEVENGER
41045 | Permanently Closed | 1991-05-02 | 1911-11-11 | 1991-05-02 | Petroleum | Unleaded gasoline | Unleaded gasoline |  | Steel | Steel |  |  |  |  | 1901-01-01 | [14 empty] | UST Currently In Use: 0; UST Temp Close: 0; AST Currently In Use: 0; AST Temp Closed: 0 | 0 | 0 | 5 | 17186-073-015174 | STAN CLEVENGER
41046 | Permanently Closed | 1991-05-02 | 1984-01-01 | 1991-05-02 | Petroleum | On road diesel | On road diesel |  | Fiberglass reinforced plastic | Fiberglass reinforced plastic |  |  |  |  | 1901-01-01 | [14 empty] | UST Currently In Use: 0; UST Temp Close: 0; AST Currently In Use: 0; AST Temp Closed: 0 | 0 | 0 | 5 | 17186-073-015174 | STAN CLEVENGER
41047 | Permanently Closed | 1990-10-02 | 1975-01-01 | 1990-10-02 | Petroleum | Unleaded gasoline | Unleaded gasoline |  | Steel | Steel |  |  | Steel |  | 1901-01-01 | [14 empty] | UST Currently In Use: 0; UST Temp Close: 0; AST Currently In Use: 0; AST Temp Closed: 0 | 0 | 0 | 1 | 17187-073-015175 | AMERICAN TELEVISION & COMMUNICATIONS
41048 | Permanently Closed | 1990-09-26 | 1971-01-01 | 1990-09-26 | Petroleum | Unleaded gasoline | Unleaded gasoline |  | Steel | Steel |  | Painted or None | Steel |  | 1901-01-01 | [14 empty] | UST Currently In Use: 0; UST Temp Close: 0; AST Currently In Use: 0; AST Temp Closed: 0 | 0 | 0 | 6 | 17188-073-015176 | WADE SAND & GRAVEL CO INC
41049 | Permanently Closed | 1990-09-26 | 1971-01-01 | 1990-09-26 | Petroleum | Unleaded gasoline | Unleaded gasoline |  | Steel | Steel |  | Painted or None | Steel |  | 1901-01-01 | [14 empty] | UST Currently In Use: 0; UST Temp Close: 0; AST Currently In Use: 0; AST Temp Closed: 0 | 0 | 0 | 6 | 17188-073-015176 | WADE SAND & GRAVEL CO INC
41050 | Permanently Closed | 1990-09-26 | 1986-01-01 | 1990-09-26 | Petroleum | Unleaded gasoline | Unleaded gasoline |  | Steel | Steel |  | Painted or None | Steel |  | 1901-01-01 | [14 empty] | UST Currently In Use: 0; UST Temp Close: 0; AST Currently In Use: 0; AST Temp Closed: 0 | 0 | 0 | 6 | 17188-073-015176 | WADE SAND & GRAVEL CO INC
41051 | Permanently Closed | 1990-09-26 | 1971-01-01 | 1990-09-26 | Petroleum | Unleaded gasoline | Unleaded gasoline |  | Steel | Steel |  | Painted or None | Steel |  | 1901-01-01 | [14 empty] | UST Currently In Use: 0; UST Temp Close: 0; AST Currently In Use: 0; AST Temp Closed: 0 | 0 | 0 | 6 | 17188-073-015176 | WADE SAND & GRAVEL CO INC
41052 | Permanently Closed | 1990-09-26 | 1970-01-01 | 1990-09-26 | Petroleum | Unleaded gasoline | Unleaded gasoline |  | Steel | Steel |  | Painted or None | Steel |  | 1901-01-01 | [14 empty] | UST Currently In Use: 0; UST Temp Close: 0; AST Currently In Use: 0; AST Temp Closed: 0 | 0 | 0 | 6 | 17188-073-015176 | WADE SAND & GRAVEL CO INC
41053 | Permanently Closed | 1990-09-26 | 1981-01-01 | 1990-09-26 | Petroleum | Used oil | Used oil |  | Steel | Steel |  | Painted or None | Steel |  | 1901-01-01 | [14 empty] | UST Currently In Use: 0; UST Temp Close: 0; AST Currently In Use: 0; AST Temp Closed: 0 | 0 | 0 | 6 | 17188-073-015176 | WADE SAND & GRAVEL CO INC
41054 | Temporary Closed | 2023-05-23 | 1990-07-25 |  | Petroleum | Unleaded gasoline | Unleaded gasoline | Retail | Steel | Single Wall | Coated & cathodic protection (sti-P3) |  | Fiberglass reinforced plastic |  |  | Catchment Basin | Automatic shutoff device At 95% full | Automatic shutoff device At 95% full |  |  | Continuous Automatic Tank Gauge | [8 empty] | UST Currently In Use: 0; UST Temp Close: 2; AST Currently In Use: 0; AST Temp Closed: 0 | 0 | 2 | 0 | 24596-073-015177 | HOLDEN ENERGY LLC
41055 | Temporary Closed | 2023-05-23 | 1990-07-25 |  | Petroleum | On road diesel | On road diesel | Retail | Steel | Single Wall | Coated & cathodic protection (sti-P3) |  | Fiberglass reinforced plastic |  |  | Catchment Basin | Automatic shutoff device At 95% full | Automatic shutoff device At 95% full |  |  | Continuous Automatic Tank Gauge | [8 empty] | UST Currently In Use: 0; UST Temp Close: 2; AST Currently In Use: 0; AST Temp Closed: 0 | 0 | 2 | 0 | 24596-073-015177 | HOLDEN ENERGY LLC
41056 | Permanently Closed | 2004-09-15 | 1990-07-25 | 2004-09-15 | Petroleum | Unleaded gasoline | Unleaded gasoline | Retail | Steel | Steel | Coated & cathodic protection (sti-P3) |  | Fiberglass reinforced plastic |  | 1901-01-01 | Catchment Basin | Automatic shutoff device At 95% full | Audible high level alarm At 90% full |  |  | Continuous Automatic Tank Gauge | [8 empty] | UST Currently In Use: 0; UST Temp Close: 0; AST Currently In Use: 0; AST Temp Closed: 0 | 0 | 0 | 2 | 21165-127-015179 | CORACE E COLE
41057 | Permanently Closed | 2004-09-15 | 1990-07-25 | 2004-09-15 | Petroleum | Premium gasoline | Premium gasoline | Retail | Steel | Steel | Coated & cathodic protection (sti-P3) |  | Fiberglass reinforced plastic |  | 1901-01-01 | Catchment Basin | Audible high level alarm At 90% full | Audible high level alarm At 90% full |  |  | Continuous Automatic Tank Gauge | [8 empty] | UST Currently In Use: 0; UST Temp Close: 0; AST Currently In Use: 0; AST Temp Closed: 0 | 0 | 0 | 2 | 21165-127-015179 | CORACE E COLE
41058 | Currently in Use |  | 1989-12-12 |  | Petroleum | Unleaded gasoline | Unleaded gasoline | Retail | Single Wall | Single Wall | Coated & cathodic protection (sti-P3) |  | Flexible | APT |  | Catchment Basin | Automatic shutoff device At 95% full | Automatic shutoff device At 95% full |  |  | Continuous Automatic Tank Gauge |  | Automatic flow restrictor (MLLD) | Automatic flow restrictor (MLLD) |  |  | Annual line testing | Annual line testing |  | UST Currently In Use: 3; UST Temp Close: 0; AST Currently In Use: 0; AST Temp Closed: 0 | 3 | 0 | 0 | 25337-073-015183 | KATHY C. ROBINSON
41059 | Currently in Use |  | 1989-12-12 |  | Petroleum | Premium gasoline | Premium gasoline | Retail | Steel | Single Wall | Coated & cathodic protection (sti-P3) |  | Double Wall | APT |  | Catchment Basin | Automatic shutoff device At 95% full | Automatic shutoff device At 95% full |  |  | Continuous Automatic Tank Gauge |  | Automatic flow restrictor (MLLD) | Automatic flow restrictor (MLLD) |  |  | Annual line testing | Annual line testing |  | UST Currently In Use: 3; UST Temp Close: 0; AST Currently In Use: 0; AST Temp Closed: 0 | 3 | 0 | 0 | 25337-073-015183 | KATHY C. ROBINSON
41060 | Currently in Use |  | 1989-12-12 |  | Petroleum | On road diesel | On road diesel | Retail | Single Wall | Single Wall | Coated & cathodic protection (sti-P3) |  | POLY-TECH | APT |  | Catchment Basin | Automatic shutoff device At 95% full | Automatic shutoff device At 95% full |  |  | Continuous Automatic Tank Gauge |  | Automatic flow restrictor (MLLD) | Automatic flow restrictor (MLLD) |  |  | Annual line testing | Annual line testing |  | UST Currently In Use: 3; UST Temp Close: 0; AST Currently In Use: 0; AST Temp Closed: 0 | 3 | 0 | 0 | 25337-073-015183 | KATHY C. ROBINSON
41061 | Permanently Closed | 1998-12-22 | 1984-04-23 23:00 | 2002-04-16 | Petroleum | Unleaded gasoline | Unleaded gasoline |  | Steel | Steel | Coated & cathodic protection (sti-P3) |  | Steel |  | 1901-01-01 | Catchment Basin | [13 empty] | UST Currently In Use: 0; UST Temp Close: 0; AST Currently In Use: 0; AST Temp Closed: 0 | 0 | 0 | 2 | 17192-117-015184 | DEWEY GLASS
41062 | Permanently Closed | 1998-12-22 | 1984-04-23 23:00 | 2002-04-16 | Petroleum | Unleaded gasoline | Unleaded gasoline |  | Steel | Steel | Coated & cathodic protection (sti-P3) |  | Steel |  | 1901-01-01 | Catchment Basin | [13 empty] | UST Currently In Use: 0; UST Temp Close: 0; AST Currently In Use: 0; AST Temp Closed: 0 | 0 | 0 | 2 | 17192-117-015184 | DEWEY GLASS
41063 | Permanently Closed | 1993-01-21 | 1979-04-11 23:00 | 1993-01-11 | Petroleum | On road diesel | On road diesel |  | Steel | Steel |  | Painted or None | Steel |  | 1901-01-01 | [14 empty] | UST Currently In Use: 1; UST Temp Close: 0; AST Currently In Use: 0; AST Temp Closed: 0 | 1 | 0 | 1 | 17193-073-015185 | BULTRUST 15TH STREET LLC
41064 | Permanently Closed | 2015-06-28 | 1987-03-17 | 2015-07-13 | Petroleum | Unleaded gasoline | Unleaded gasoline | Retail | Steel | Steel | Coated & cathodic protection (sti-P3) |  | Fiberglass reinforced plastic |  |  | Catchment Basin | Automatic shutoff device At 95% full | Automatic shutoff device At 95% full |  |  | Continuous Automatic Tank Gauge |  | Automatic shutoff device (AELLD) | Automatic shutoff device (AELLD) | [5 empty] | UST Currently In Use: 2; UST Temp Close: 0; AST Currently In Use: 0; AST Temp Closed: 0 | 2 | 0 | 2 | 20072-073-015187 | A & M OIL CO LLC
41066 | Permanently Closed | 2015-06-28 | 1987-03-17 | 2015-07-13 | Petroleum | Premium gasoline | Premium gasoline | Retail | Steel | Steel | Coated & cathodic protection (sti-P3) |  | Fiberglass reinforced plastic |  |  | Catchment Basin | Automatic shutoff device At 95% full | Automatic shutoff device At 95% full |  |  | Continuous Automatic Tank Gauge |  | Automatic shutoff device (AELLD) | Automatic shutoff device (AELLD) | [5 empty] | UST Currently In Use: 2; UST Temp Close: 0; AST Currently In Use: 0; AST Temp Closed: 0 | 2 | 0 | 2 | 20072-073-015187 | A & M OIL CO LLC
41067 | Permanently Closed | 1994-03-18 | 1984-11-08 | 1994-03-18 | Petroleum | On road diesel | On road diesel |  | Steel | Steel | Coated & cathodic protection (sti-P3) |  | Steel |  | 1901-01-01 | [11 empty] | Annual line testing | Annual line testing |  | UST Currently In Use: 0; UST Temp Close: 0; AST Currently In Use: 0; AST Temp Closed: 0 | 0 | 0 | 3 | 17195-055-015188 | AUSTIN TRANSPORTATION
41068 | Permanently Closed | 1994-03-18 | 1984-11-08 | 1994-03-18 | Petroleum | Unleaded gasoline | Unleaded gasoline |  | Steel | Steel | Coated & cathodic protection (sti-P3) |  | Steel |  | 1901-01-01 | [11 empty] | Annual line testing | Annual line testing |  | UST Currently In Use: 0; UST Temp Close: 0; AST Currently In Use: 0; AST Temp Closed: 0 | 0 | 0 | 3 | 17195-055-015188 | AUSTIN TRANSPORTATION
41069 | Permanently Closed | 1994-03-01 | 1984-11-08 | 1994-03-01 | Petroleum | Used oil | Used oil |  | Steel | Steel | Coated & cathodic protection (sti-P3) |  | Steel |  | 1901-01-01 | [14 empty] | UST Currently In Use: 0; UST Temp Close: 0; AST Currently In Use: 0; AST Temp Closed: 0 | 0 | 0 | 3 | 17195-055-015188 | AUSTIN TRANSPORTATION
41072 | Temporary Closed | 2006-02-15 | 1982-06-10 |  | Petroleum | Unleaded gasoline | Unleaded gasoline | Industrial | Steel | Steel | Field installed cathodic protection |  | Steel |  |  | Catchment Basin | Flow Rest 90% Full | Automatic shutoff device At 95% full |  |  | Statistical Inventory Reconciliation (SIR) | [8 empty] | UST Currently In Use: 0; UST Temp Close: 2; AST Currently In Use: 0; AST Temp Closed: 0 | 0 | 2 | 0 | 19048-073-015190 | PLATEAU CONSTRUCTION CORP
41073 | Temporary Closed | 2006-02-15 | 1983-01-15 |  | Petroleum | On road diesel | On road diesel | Industrial | Steel | Steel | Coated & cathodic protection (sti-P3) |  | Steel |  |  | Catchment Basin | Automatic shutoff device At 95% full | Automatic shutoff device At 95% full |  |  | Statistical Inventory Reconciliation (SIR) | [8 empty] | UST Currently In Use: 0; UST Temp Close: 2; AST Currently In Use: 0; AST Temp Closed: 0 | 0 | 2 | 0 | 19048-073-015190 | PLATEAU CONSTRUCTION CORP
41074 | Permanently Closed | 2000-05-30 | 1990-08-10 |  | Petroleum | Unleaded gasoline | Unleaded gasoline | Bulk facility | Steel | Steel | Coated & cathodic protection (sti-P3) |  | Fiberglass reinforced plastic |  | 1901-01-01 | Catchment Basin | Automatic shutoff device At 95% full | Automatic shutoff device At 95% full | [11 empty] | UST Currently In Use: 0; UST Temp Close: 0; AST Currently In Use: 0; AST Temp Closed: 0 | 0 | 0 | 1 | 17198-073-015191 | CITY OF GARDENDALE
41075 | Permanently Closed | 2015-08-01 | 1985-01-01 | 2015-09-30 | Petroleum | On road diesel | On road diesel | Industrial | Fiberglass reinforced plastic | Fiberglass reinforced plastic |  |  | Fiberglass reinforced plastic |  | 1901-01-01 | Catchment Basin | Automatic shutoff device At 95% full | Automatic shutoff device At 95% full |  |  | Continuous Automatic Tank Gauge |  | Automatic shutoff device (AELLD) | Automatic shutoff device (AELLD) | [5 empty] | UST Currently In Use: 0; UST Temp Close: 0; AST Currently In Use: 0; AST Temp Closed: 0 | 0 | 0 | 2 | 17199-073-008925 | FEDEX CORPORATION
41076 | Permanently Closed | 1997-02-28 | 1987-01-01 | 1997-03-03 | Petroleum | Used oil | Used oil |  | Fiberglass reinforced plastic | Fiberglass reinforced plastic |  |  | Fiberglass reinforced plastic |  | 1901-01-01 | [5 empty] | Manual Tank Gauging (only tanks 1000 gal. or less and 48” or 64” in diameter) | [8 empty] | UST Currently In Use: 0; UST Temp Close: 0; AST Currently In Use: 0; AST Temp Closed: 0 | 0 | 0 | 2 | 17199-073-008925 | FEDEX CORPORATION
41077 | Currently in Use |  | 1985-05-09 |  | Petroleum | On road diesel | On road diesel | Industrial | Fiberglass reinforced plastic | Fiberglass reinforced plastic |  |  | ENVIROFLEX |  | 1901-01-01 | Catchment Basin | Automatic shutoff device At 95% full | Automatic shutoff device At 95% full |  |  | Automatic Tank Gauge | [8 empty] | UST Currently In Use: 2; UST Temp Close: 0; AST Currently In Use: 0; AST Temp Closed: 0 | 2 | 0 | 0 | 17200-097-015261 | PROVIDENCE HOSPITAL
41078 | Currently in Use |  | 1985-05-09 |  | Petroleum | On road diesel | On road diesel | Emergency Power Generator | Fiberglass reinforced plastic | Fiberglass reinforced plastic |  |  | ENVIROFLEX |  | 1901-01-01 | Catchment Basin | Automatic shutoff device At 95% full | Automatic shutoff device At 95% full |  |  | Automatic Tank Gauge | [8 empty] | UST Currently In Use: 2; UST Temp Close: 0; AST Currently In Use: 0; AST Temp Closed: 0 | 2 | 0 | 0 | 17200-097-015261 | PROVIDENCE HOSPITAL
41079 | Currently in Use |  | 1986-05-01 |  | Petroleum | On road diesel | On road diesel | Emergency Power Generator | Steel | Steel | Coated & cathodic protection (sti-P3) |  | ENVIROFLEX |  | 1901-01-01 | Catchment Basin | Automatic shutoff device At 95% full | Automatic shutoff device At 95% full |  |  | Automatic Tank Gauge | [8 empty] | UST Currently In Use: 1; UST Temp Close: 0; AST Currently In Use: 0; AST Temp Closed: 0 | 1 | 0 | 0 | 17201-097-015262 | PROVIDENCE BUILDING CORP
41080 | Permanently Closed | 1992-04-20 | 1990-01-01 | 1992-04-20 | Petroleum | Used oil | Used oil | [7 empty] | 1901-01-01 | [14 empty] | UST Currently In Use: 0; UST Temp Close: 0; AST Currently In Use: 0; AST Temp Closed: 0 | 0 | 0 | 2 | 17202-097-015263 | DIXIE DOZIER AND EQUIPMENT CO
41081 | Permanently Closed | 1992-04-20 | 1975-01-01 | 1992-04-20 | Petroleum | On road diesel | On road diesel | [7 empty] | 1901-01-01 | [14 empty] | UST Currently In Use: 0; UST Temp Close: 0; AST Currently In Use: 0; AST Temp Closed: 0 | 0 | 0 | 2 | 17202-097-015263 | DIXIE DOZIER AND EQUIPMENT CO
41082 | Permanently Closed | 1997-02-01 | 1982-01-01 | 1997-03-10 | Petroleum | Unleaded gasoline | Unleaded gasoline |  | Steel | Steel |  | Painted or None | Steel |  | 1901-01-01 | [14 empty] | UST Currently In Use: 2; UST Temp Close: 0; AST Currently In Use: 0; AST Temp Closed: 0 | 2 | 0 | 4 | 23483-003-012900 | JIGAR M. PATEL
41083 | Permanently Closed | 1997-02-01 | 1982-01-01 | 1997-03-10 | Petroleum | Unleaded gasoline | Unleaded gasoline |  | Steel | Steel |  | Painted or None | Steel |  | 1901-01-01 | [14 empty] | UST Currently In Use: 2; UST Temp Close: 0; AST Currently In Use: 0; AST Temp Closed: 0 | 2 | 0 | 4 | 23483-003-012900 | JIGAR M. PATEL
41084 | Permanently Closed | 1997-02-01 | 1982-01-01 | 1997-03-10 | Petroleum | Unleaded gasoline | Unleaded gasoline |  | Steel | Steel |  | Painted or None | Steel |  | 1901-01-01 | [14 empty] | UST Currently In Use: 2; UST Temp Close: 0; AST Currently In Use: 0; AST Temp Closed: 0 | 2 | 0 | 4 | 23483-003-012900 | JIGAR M. PATEL
41085 | Permanently Closed | 1997-02-01 | 1982-01-01 | 1997-03-10 | Petroleum | Unleaded gasoline | Unleaded gasoline |  | Steel | Steel |  | Painted or None | Steel |  | 1901-01-01 | [14 empty] | UST Currently In Use: 2; UST Temp Close: 0; AST Currently In Use: 0; AST Temp Closed: 0 | 2 | 0 | 4 | 23483-003-012900 | JIGAR M. PATEL
41086 | Permanently Closed | 1991-05-01 | 1990-01-01 | 1991-05-01 | Petroleum | Unleaded gasoline | Unleaded gasoline | Local government |  |  |  |  | Steel |  | 1901-01-01 | [14 empty] | UST Currently In Use: 0; UST Temp Close: 0; AST Currently In Use: 2; AST Temp Closed: 0 | 0 | 0 | 3 | 17204-003-015264 | UTILITIES BOARD THE CITY OF DAPHNE
41087 | Permanently Closed | 1991-05-01 | 1990-01-01 | 1991-05-01 | Petroleum | Unleaded gasoline | Unleaded gasoline | Local government |  |  |  |  | Steel |  | 1901-01-01 | [14 empty] | UST Currently In Use: 0; UST Temp Close: 0; AST Currently In Use: 2; AST Temp Closed: 0 | 0 | 0 | 3 | 17204-003-015264 | UTILITIES BOARD THE CITY OF DAPHNE
41088 | Permanently Closed | 1991-05-01 | 1990-01-01 | 1991-05-01 | Petroleum | On road diesel | On road diesel | Local government |  |  |  |  | Steel |  | 1901-01-01 | [14 empty] | UST Currently In Use: 0; UST Temp Close: 0; AST Currently In Use: 2; AST Temp Closed: 0 | 0 | 0 | 3 | 17204-003-015264 | UTILITIES BOARD THE CITY OF DAPHNE
41089 | Currently in Use |  | 1990-01-01 |  | Petroleum | Unleaded gasoline | Unleaded gasoline | Retail | Steel | Steel | Coated & cathodic protection (sti-P3) |  | Fiberglass reinforced plastic |  |  | Catchment Basin | Flow Rest 90% Full | Flow Rest 90% Full |  |  | Statistical Inventory Reconciliation (SIR) |  | Automatic flow restrictor (MLLD) | Automatic flow restrictor (MLLD) |  |  | Statistical inventory reconciliation (SIR) | Statistical inventory reconciliation (SIR) |  | UST Currently In Use: 3; UST Temp Close: 0; AST Currently In Use: 0; AST Temp Closed: 0 | 3 | 0 | 0 | 17205-003-015265 | J AND M TACKLE
41090 | Currently in Use |  | 1990-01-01 |  | Petroleum | Mid-grade gasoline | Mid-grade gasoline | Retail | Steel | Steel | Coated & cathodic protection (sti-P3) |  | Fiberglass reinforced plastic |  |  | Catchment Basin | Flow Rest 90% Full | Flow Rest 90% Full |  |  | Statistical Inventory Reconciliation (SIR) |  | Automatic flow restrictor (MLLD) | Automatic flow restrictor (MLLD) |  |  | Statistical inventory reconciliation (SIR) | Statistical inventory reconciliation (SIR) |  | UST Currently In Use: 3; UST Temp Close: 0; AST Currently In Use: 0; AST Temp Closed: 0 | 3 | 0 | 0 | 17205-003-015265 | J AND M TACKLE
41091 | Currently in Use |  | 1990-01-01 |  | Petroleum | On road diesel | On road diesel | Retail | Steel | Steel | Coated & cathodic protection (sti-P3) |  | Fiberglass reinforced plastic |  |  | Catchment Basin | Flow Rest 90% Full | Flow Rest 90% Full |  |  | Statistical Inventory Reconciliation (SIR) |  | Automatic flow restrictor (MLLD) | Automatic flow restrictor (MLLD) |  |  | Statistical inventory reconciliation (SIR) | Statistical inventory reconciliation (SIR) |  | UST Currently In Use: 3; UST Temp Close: 0; AST Currently In Use: 0; AST Temp Closed: 0 | 3 | 0 | 0 | 17205-003-015265 | J AND M TACKLE
41092 | Permanently Closed | 1994-12-01 | 1970-01-01 | 1996-12-01 | Petroleum | Unleaded gasoline | Unleaded gasoline |  | Steel | Steel |  | Painted or None | Steel |  | 1901-01-01 | [14 empty] | UST Currently In Use: 2; UST Temp Close: 0; AST Currently In Use: 0; AST Temp Closed: 0 | 2 | 0 | 2 | 22829-097-011291 | JAY AMBAJI LLC
41093 | Permanently Closed | 1994-12-01 | 1970-01-01 | 1996-12-01 | Petroleum | Unleaded gasoline | Unleaded gasoline |  | Steel | Steel |  | Painted or None | Steel |  | 1901-01-01 | [14 empty] | UST Currently In Use: 2; UST Temp Close: 0; AST Currently In Use: 0; AST Temp Closed: 0 | 2 | 0 | 2 | 22829-097-011291 | JAY AMBAJI LLC
41094 | Retired | 1988-08-08 | 1968-01-01 |  | Petroleum | Unleaded gasoline | Unleaded gasoline |  | Steel | Steel |  | Painted or None | Steel |  | 1901-01-01 | [14 empty] | UST Currently In Use: 0; UST Temp Close: 0; AST Currently In Use: 0; AST Temp Closed: 0 | 0 | 0 | 1 | 17207-053-008958 | JAMES WILSON CRENSHAW
41095 | Retired | 1988-08-08 | 1968-01-01 |  | Petroleum | Unleaded gasoline | Unleaded gasoline |  | Steel | Steel |  | Painted or None | Steel |  | 1901-01-01 | [14 empty] | UST Currently In Use: 0; UST Temp Close: 0; AST Currently In Use: 0; AST Temp Closed: 0 | 0 | 0 | 1 | 17207-053-008958 | JAMES WILSON CRENSHAW
41096 | Retired | 1988-08-08 | 1969-01-01 |  | Petroleum | On road diesel | On road diesel |  | Steel | Steel |  | Painted or None | Steel |  | 1901-01-01 | [14 empty] | UST Currently In Use: 0; UST Temp Close: 0; AST Currently In Use: 0; AST Temp Closed: 0 | 0 | 0 | 1 | 17207-053-008958 | JAMES WILSON CRENSHAW
41097 | Permanently Closed | 1986-10-01 | 1975-01-01 |  | Petroleum | On road diesel | On road diesel |  | Steel | Steel |  | Painted or None | Steel |  | 1901-01-01 | [14 empty] | UST Currently In Use: 0; UST Temp Close: 0; AST Currently In Use: 0; AST Temp Closed: 0 | 0 | 0 | 1 | 17207-053-008958 | JAMES WILSON CRENSHAW
41101 | Permanently Closed | 1993-07-28 | 1974-01-01 | 1993-07-28 | Petroleum | Unleaded gasoline | Unleaded gasoline |  | Steel | Steel |  | Painted or None | Steel |  | 1901-01-01 | [14 empty] | UST Currently In Use: 0; UST Temp Close: 0; AST Currently In Use: 0; AST Temp Closed: 0 | 0 | 0 | 2 | 17209-097-015272 | CIMCO REFRIGERATION INC
41102 | Permanently Closed | 1991-06-19 | 1974-12-20 | 1991-06-19 | Petroleum | Unleaded gasoline | Unleaded gasoline |  | Steel | Steel |  | Painted or None | Steel |  | 1901-01-01 | [14 empty] | UST Currently In Use: 3; UST Temp Close: 0; AST Currently In Use: 5; AST Temp Closed: 0 | 3 | 0 | 2 | 17210-065-015273 | GREENSBORO FARMERS CO OP
41103 | Permanently Closed | 1991-06-19 | 1974-12-20 | 1991-06-19 | Petroleum | Unleaded gasoline | Unleaded gasoline |  | Steel | Steel |  | Painted or None | Steel |  | 1901-01-01 | [14 empty] | UST Currently In Use: 3; UST Temp Close: 0; AST Currently In Use: 5; AST Temp Closed: 0 | 3 | 0 | 2 | 17210-065-015273 | GREENSBORO FARMERS CO OP
41106 | Permanently Closed | 1989-09-28 | 1981-01-01 | 1989-09-28 | Petroleum | Unleaded gasoline | Unleaded gasoline |  | Steel | Steel |  | Painted or None | Steel |  | 1901-01-01 | [14 empty] | UST Currently In Use: 0; UST Temp Close: 2; AST Currently In Use: 1; AST Temp Closed: 0 | 0 | 2 | 4 | 24601-013-005462 | JOSEPH M NORWOOD
41107 | Permanently Closed | 1989-09-28 | 1901-01-01 | 1989-09-28 | Petroleum | Unleaded gasoline | Unleaded gasoline |  | Steel | Steel |  | Painted or None | Steel |  | 1901-01-01 | [14 empty] | UST Currently In Use: 0; UST Temp Close: 2; AST Currently In Use: 1; AST Temp Closed: 0 | 0 | 2 | 4 | 24601-013-005462 | JOSEPH M NORWOOD
41108 | Permanently Closed | 1989-09-28 | 1901-01-01 | 1989-09-28 | Petroleum | Unleaded gasoline | Unleaded gasoline |  | Steel | Steel |  | Painted or None | Steel |  | 1901-01-01 | [14 empty] | UST Currently In Use: 0; UST Temp Close: 2; AST Currently In Use: 1; AST Temp Closed: 0 | 0 | 2 | 4 | 24601-013-005462 | JOSEPH M NORWOOD
41109 | Permanently Closed | 1989-09-28 | 1901-01-01 | 1989-09-28 | Petroleum | On road diesel | On road diesel |  | Steel | Steel |  | Painted or None | Steel |  | 1901-01-01 | [14 empty] | UST Currently In Use: 0; UST Temp Close: 2; AST Currently In Use: 1; AST Temp Closed: 0 | 0 | 2 | 4 | 24601-013-005462 | JOSEPH M NORWOOD
41110 | Temporary Closed | 2019-08-28 | 1990-09-01 |  | Petroleum | Unleaded gasoline | Unleaded gasoline |  | Steel | Steel | Coated & cathodic protection (sti-P3) |  | Fiberglass reinforced plastic |  |  | Catchment Basin | Automatic shutoff device At 95% full | Automatic shutoff device At 95% full |  |  | Statistical Inventory Reconciliation (SIR) | [8 empty] | UST Currently In Use: 0; UST Temp Close: 2; AST Currently In Use: 1; AST Temp Closed: 0 | 0 | 2 | 4 | 24601-013-005462 | JOSEPH M NORWOOD
41111 | Temporary Closed | 2019-08-28 | 1990-09-01 |  | Petroleum | Unleaded gasoline | Unleaded gasoline |  | Steel | Steel | Coated & cathodic protection (sti-P3) |  | Fiberglass reinforced plastic |  |  | Catchment Basin | Automatic shutoff device At 95% full | Automatic shutoff device At 95% full |  |  | Statistical Inventory Reconciliation (SIR) | [8 empty] | UST Currently In Use: 0; UST Temp Close: 2; AST Currently In Use: 1; AST Temp Closed: 0 | 0 | 2 | 4 | 24601-013-005462 | JOSEPH M NORWOOD
41112 | Permanently Closed | 1995-03-29 | 1990-02-21 | 1995-03-29 | Petroleum | Unleaded gasoline | Unleaded gasoline |  | Fiberglass reinforced plastic | Fiberglass reinforced plastic |  |  | Fiberglass reinforced plastic |  | 1901-01-01 | Catchment Basin | Flow Rest 90% Full | Flow Rest 90% Full |  |  | Automatic Tank Gauge | [8 empty] | UST Currently In Use: 0; UST Temp Close: 0; AST Currently In Use: 0; AST Temp Closed: 0 | 0 | 0 | 3 | 17225-095-015332 | DSS INC
41113 | Permanently Closed | 1995-03-29 | 1990-02-21 | 1995-03-29 | Petroleum | Unleaded gasoline | Unleaded gasoline |  | Fiberglass reinforced plastic | Fiberglass reinforced plastic |  |  | Fiberglass reinforced plastic |  | 1901-01-01 | Catchment Basin | Flow Rest 90% Full | Flow Rest 90% Full |  |  | Automatic Tank Gauge | [8 empty] | UST Currently In Use: 0; UST Temp Close: 0; AST Currently In Use: 0; AST Temp Closed: 0 | 0 | 0 | 3 | 17225-095-015332 | DSS INC
41114 | Permanently Closed | 1995-03-29 | 1990-02-21 | 1995-03-29 | Petroleum | Unleaded gasoline | Unleaded gasoline |  | Steel | Steel | Coated & cathodic protection (sti-P3) |  | Fiberglass reinforced plastic |  | 1901-01-01 | Catchment Basin | Automatic shutoff device At 95% full | Automatic shutoff device At 95% full |  |  | Automatic Tank Gauge | [8 empty] | UST Currently In Use: 0; UST Temp Close: 0; AST Currently In Use: 0; AST Temp Closed: 0 | 0 | 0 | 3 | 17225-095-015332 | DSS INC
41115 | Temporary Closed | 2005-03-16 | 1988-01-01 |  | Petroleum | Unleaded gasoline | Unleaded gasoline | Retail | Steel | Steel | Coated & cathodic protection (sti-P3) |  | Double Wall |  |  | Catchment Basin | Automatic shutoff device At 95% full | Automatic shutoff device At 95% full |  |  | Continuous Automatic Tank Gauge |  | Automatic shutoff device (AELLD) | Automatic shutoff device (AELLD) | Interstitial Monitoring within Secondary Containment |  |  |  |  | UST Currently In Use: 0; UST Temp Close: 4; AST Currently In Use: 0; AST Temp Closed: 0 | 0 | 4 | 0 | 15785-019-014146 | CHRIS ST. CLAIR
41116 | Temporary Closed | 2005-03-16 | 1988-01-01 |  | Petroleum | Mid-grade gasoline | Mid-grade gasoline | Retail | Steel | Steel | Coated & cathodic protection (sti-P3) |  | Steel |  |  | Catchment Basin | Automatic shutoff device At 95% full | Automatic shutoff device At 95% full |  |  | Continuous Automatic Tank Gauge |  | Automatic shutoff device (AELLD) | Automatic shutoff device (AELLD) | Interstitial Monitoring within Secondary Containment |  |  |  |  | UST Currently In Use: 0; UST Temp Close: 4; AST Currently In Use: 0; AST Temp Closed: 0 | 0 | 4 | 0 | 15785-019-014146 | CHRIS ST. CLAIR
41117 | Temporary Closed | 2005-03-16 | 1988-01-01 |  | Petroleum | Premium gasoline | Premium gasoline | Retail | Steel | Steel | Coated & cathodic protection (sti-P3) |  | Double Wall |  |  | Catchment Basin | Automatic shutoff device At 95% full | Automatic shutoff device At 95% full |  |  |  |  | Automatic shutoff device (AELLD) | Automatic shutoff device (AELLD) | Interstitial Monitoring within Secondary Containment |  |  |  |  | UST Currently In Use: 0; UST Temp Close: 4; AST Currently In Use: 0; AST Temp Closed: 0 | 0 | 4 | 0 | 15785-019-014146 | CHRIS ST. CLAIR
41118 | Permanently Closed | 1998-01-20 | 1975-01-01 | 1998-01-20 | Petroleum | Unleaded gasoline | Unleaded gasoline |  | Steel | Steel |  | Painted or None | Steel |  | 1901-01-01 | [5 empty] | Statistical Inventory Reconciliation (SIR) | [5 empty] | Annual line testing | Annual line testing |  | UST Currently In Use: 2; UST Temp Close: 0; AST Currently In Use: 0; AST Temp Closed: 0 | 2 | 0 | 3 | 24844-019-004406 | JIGAR PATEL
41119 | Permanently Closed | 1998-01-20 | 1975-01-01 | 1998-01-20 | Petroleum | Unleaded gasoline | Unleaded gasoline |  | Steel | Steel |  | Painted or None | Steel |  | 1901-01-01 | [5 empty] | Statistical Inventory Reconciliation (SIR) | [5 empty] | Annual line testing | Annual line testing |  | UST Currently In Use: 2; UST Temp Close: 0; AST Currently In Use: 0; AST Temp Closed: 0 | 2 | 0 | 3 | 24844-019-004406 | JIGAR PATEL
41120 | Permanently Closed | 1997-01-20 | 1975-01-01 | 1998-01-20 | Petroleum | Unleaded gasoline | Unleaded gasoline |  | Steel | Steel |  | Painted or None | Steel |  | 1901-01-01 | [5 empty] | Statistical Inventory Reconciliation (SIR) | [5 empty] | Annual line testing | Annual line testing |  | UST Currently In Use: 2; UST Temp Close: 0; AST Currently In Use: 0; AST Temp Closed: 0 | 2 | 0 | 3 | 24844-019-004406 | JIGAR PATEL
41121 | Permanently Closed | 1995-05-23 | 1979-01-01 | 1995-05-23 | Petroleum | On road diesel | On road diesel |  | Steel | Steel |  | Painted or None | Steel |  | 1901-01-01 | [5 empty] | Other | [8 empty] | UST Currently In Use: 0; UST Temp Close: 0; AST Currently In Use: 2; AST Temp Closed: 0 | 0 | 0 | 2 | 17228-089-015333 | L & L LUMBER CO INC
41122 | Permanently Closed | 1995-05-23 | 1979-01-01 | 1995-05-23 | Petroleum | Unleaded gasoline | Unleaded gasoline |  | Steel | Steel |  | Painted or None | Steel |  | 1901-01-01 | [5 empty] | Other | [8 empty] | UST Currently In Use: 0; UST Temp Close: 0; AST Currently In Use: 2; AST Temp Closed: 0 | 0 | 0 | 2 | 17228-089-015333 | L & L LUMBER CO INC
41123 | Retired | 1986-01-01 | 1973-01-01 |  | Petroleum | Unleaded gasoline | Unleaded gasoline |  | Steel | Steel |  |  |  |  | 1901-01-01 | [14 empty] | UST Currently In Use: 0; UST Temp Close: 0; AST Currently In Use: 0; AST Temp Closed: 0 | 0 | 0 | 0 | 17229-079-008441 | DAVID GILLESPIE SR
41124 | Permanently Closed | 1993-04-16 | 1990-01-01 | 1993-04-16 | Petroleum | On road diesel | On road diesel | Emergency power generator | Steel | Steel |  |  | Steel |  | 1901-01-01 | [14 empty] | UST Currently In Use: 0; UST Temp Close: 0; AST Currently In Use: 0; AST Temp Closed: 0 | 0 | 0 | 2 | 17230-089-015334 | HUNTSVILLE HOSPITAL EAST
41125 | Permanently Closed | 1993-04-16 | 1990-01-01 | 1993-04-16 | Petroleum | On road diesel | On road diesel | Emergency power generator | Steel | Steel |  |  | Steel |  | 1901-01-01 | [14 empty] | UST Currently In Use: 0; UST Temp Close: 0; AST Currently In Use: 0; AST Temp Closed: 0 | 0 | 0 | 2 | 17230-089-015334 | HUNTSVILLE HOSPITAL EAST
41126 | Permanently Closed | 2001-12-20 | 1987-01-01 | 2001-12-20 | Petroleum | Unleaded gasoline | Unleaded gasoline |  | Steel | Steel | Coated & cathodic protection (sti-P3) |  | Steel |  | 1901-01-01 | [14 empty] | UST Currently In Use: 0; UST Temp Close: 0; AST Currently In Use: 0; AST Temp Closed: 0 | 0 | 0 | 1 | 17231-049-015352 | BROOKWOOD LEASING CORP
41127 | Cannot Locate or abandoned |  | 1981-01-01 |  | Petroleum | Unleaded gasoline | Unleaded gasoline |  | Steel | Steel |  | Painted or None | Steel |  | 1901-01-01 | [14 empty] | UST Currently In Use: 0; UST Temp Close: 0; AST Currently In Use: 0; AST Temp Closed: 0 | 0 | 0 | 0 | 18150-049-012701 | BUCKS TEXACO
41128 | Cannot Locate or abandoned |  | 1981-01-01 |  | Petroleum | Unleaded gasoline | Unleaded gasoline |  | Steel | Steel |  | Painted or None | Steel |  | 1901-01-01 | [14 empty] | UST Currently In Use: 0; UST Temp Close: 0; AST Currently In Use: 0; AST Temp Closed: 0 | 0 | 0 | 0 | 18150-049-012701 | BUCKS TEXACO
41129 | Cannot Locate or abandoned |  | 1984-01-01 |  | Petroleum | Unleaded gasoline | Unleaded gasoline |  | Steel | Steel |  | Painted or None | Steel |  | 1901-01-01 | [14 empty] | UST Currently In Use: 0; UST Temp Close: 0; AST Currently In Use: 0; AST Temp Closed: 0 | 0 | 0 | 0 | 18150-049-012701 | BUCKS TEXACO
41130 | Cannot Locate or abandoned |  | 1984-01-01 |  | Petroleum | On road diesel | On road diesel |  | Steel | Steel |  | Painted or None | Steel |  | 1901-01-01 | [14 empty] | UST Currently In Use: 0; UST Temp Close: 0; AST Currently In Use: 0; AST Temp Closed: 0 | 0 | 0 | 0 | 18150-049-012701 | BUCKS TEXACO
41131 | Permanently Closed | 2000-02-15 | 1990-08-15 | 2011-12-02 | Petroleum | Unleaded gasoline | Unleaded gasoline | Retail | Steel | Steel | Coated & cathodic protection (sti-P3) |  | Flexible |  |  | Catchment Basin | Flow Rest 90% Full | Flow Rest 90% Full |  |  | Automatic Tank Gauge | [5 empty] | Annual line testing | Annual line testing |  | UST Currently In Use: 0; UST Temp Close: 0; AST Currently In Use: 0; AST Temp Closed: 0 | 0 | 0 | 5 | 21229-071-015350 | LINDA DOBBINS BROOKS
41132 | Permanently Closed | 2000-02-15 | 1990-08-15 | 2011-12-02 | Petroleum | Mid-grade gasoline | Mid-grade gasoline | Retail | Steel | Steel | Coated & cathodic protection (sti-P3) |  | Flexible |  |  | Catchment Basin | Flow Rest 90% Full | Flow Rest 90% Full |  |  | Automatic Tank Gauge | [5 empty] | Annual line testing | Annual line testing |  | UST Currently In Use: 0; UST Temp Close: 0; AST Currently In Use: 0; AST Temp Closed: 0 | 0 | 0 | 5 | 21229-071-015350 | LINDA DOBBINS BROOKS
41133 | Permanently Closed | 2000-02-15 | 1990-08-15 | 2011-12-02 | Petroleum | Premium gasoline | Premium gasoline | Retail | Steel | Steel | Coated & cathodic protection (sti-P3) |  | Flexible |  |  | Catchment Basin | Flow Rest 90% Full | Flow Rest 90% Full |  |  | Automatic Tank Gauge | [8 empty] | UST Currently In Use: 0; UST Temp Close: 0; AST Currently In Use: 0; AST Temp Closed: 0 | 0 | 0 | 5 | 21229-071-015350 | LINDA DOBBINS BROOKS
41134 | Permanently Closed | 2000-02-15 | 1990-08-15 | 2011-12-02 | Petroleum | On road diesel | On road diesel | Retail | Steel | Steel | Coated & cathodic protection (sti-P3) |  | Flexible |  |  | Catchment Basin | Flow Rest 90% Full | Flow Rest 90% Full |  |  | Automatic Tank Gauge | [8 empty] | UST Currently In Use: 0; UST Temp Close: 0; AST Currently In Use: 0; AST Temp Closed: 0 | 0 | 0 | 5 | 21229-071-015350 | LINDA DOBBINS BROOKS
41135 | Permanently Closed | 2000-02-15 | 1990-08-15 | 2011-12-02 | Petroleum | Kerosene | Kerosene | Retail | Steel | Steel | Coated & cathodic protection (sti-P3) |  | Flexible |  |  | Catchment Basin | Flow Rest 90% Full | Flow Rest 90% Full |  |  | Automatic Tank Gauge | [8 empty] | UST Currently In Use: 0; UST Temp Close: 0; AST Currently In Use: 0; AST Temp Closed: 0 | 0 | 0 | 5 | 21229-071-015350 | LINDA DOBBINS BROOKS
41136 | Currently in Use |  | 1990-10-13 |  | Petroleum | Unleaded gasoline | Unleaded gasoline | Retail | Steel | Single Wall | Coated & cathodic protection (sti-P3) |  | Single Wall |  |  | Catchment Basin | Flow Rest 90% Full | Flow Rest 90% Full |  |  | Automatic Tank Gauge |  | Automatic flow restrictor (MLLD) | Automatic flow restrictor (MLLD) |  |  | Annual line testing | Annual line testing |  | UST Currently In Use: 5; UST Temp Close: 0; AST Currently In Use: 0; AST Temp Closed: 0 | 5 | 0 | 0 | 25684-089-015354 | JAYENDRA PATEL
41137 | Currently in Use |  | 1990-10-13 |  | Petroleum | Mid-grade gasoline | Mid-grade gasoline | Retail | Single Wall | Single Wall | Coated & cathodic protection (sti-P3) |  | Fiberglass reinforced plastic |  |  | Catchment Basin | Flow Rest 90% Full | Flow Rest 90% Full |  |  | Automatic Tank Gauge |  | Automatic flow restrictor (MLLD) | Automatic flow restrictor (MLLD) |  |  | Annual line testing | Annual line testing |  | UST Currently In Use: 5; UST Temp Close: 0; AST Currently In Use: 0; AST Temp Closed: 0 | 5 | 0 | 0 | 25684-089-015354 | JAYENDRA PATEL
41138 | Currently in Use |  | 1990-10-13 |  | Petroleum | Premium gasoline | Premium gasoline | Retail | Single Wall | Single Wall | Coated & cathodic protection (sti-P3) |  | Fiberglass reinforced plastic |  |  | Catchment Basin | Flow Rest 90% Full | Flow Rest 90% Full |  |  | Automatic Tank Gauge |  | Automatic flow restrictor (MLLD) | Automatic flow restrictor (MLLD) |  |  | Annual line testing | Annual line testing |  | UST Currently In Use: 5; UST Temp Close: 0; AST Currently In Use: 0; AST Temp Closed: 0 | 5 | 0 | 0 | 25684-089-015354 | JAYENDRA PATEL
41139 | Currently in Use |  | 1990-10-13 |  | Petroleum | On road diesel | On road diesel | Retail | Steel | Single Wall | Coated & cathodic protection (sti-P3) |  | Fiberglass reinforced plastic |  |  | Catchment Basin | Flow Rest 90% Full | Flow Rest 90% Full |  |  | Automatic Tank Gauge |  | Automatic flow restrictor (MLLD) | Automatic flow restrictor (MLLD) |  |  | Annual line testing | Annual line testing |  | UST Currently In Use: 5; UST Temp Close: 0; AST Currently In Use: 0; AST Temp Closed: 0 | 5 | 0 | 0 | 25684-089-015354 | JAYENDRA PATEL
41140 | Currently in Use |  | 1990-10-13 |  | Petroleum | Kerosene | Kerosene | Retail | Single Wall | Single Wall | Coated & cathodic protection (sti-P3) |  | Fiberglass reinforced plastic |  |  | Catchment Basin | Flow Rest 90% Full | Flow Rest 90% Full |  |  | Automatic Tank Gauge |  | Automatic flow restrictor (MLLD) | Automatic flow restrictor (MLLD) |  |  | Annual line testing | Annual line testing |  | UST Currently In Use: 5; UST Temp Close: 0; AST Currently In Use: 0; AST Temp Closed: 0 | 5 | 0 | 0 | 25684-089-015354 | JAYENDRA PATEL
41141 | Cannot Locate or abandoned | 1994-02-08 | 1986-03-01 |  | Petroleum | Unleaded gasoline | Unleaded gasoline |  | Steel | Steel |  | Painted or None | Steel |  | 1901-01-01 | [14 empty] | UST Currently In Use: 0; UST Temp Close: 0; AST Currently In Use: 0; AST Temp Closed: 0 | 0 | 0 | 0 | 17857-077-009809 | ALFRED WHITE JR
41142 | Cannot Locate or abandoned | 1994-02-08 | 1986-03-01 |  | Petroleum | Unleaded gasoline | Unleaded gasoline |  | Steel | Steel |  | Painted or None | Steel |  | 1901-01-01 | [14 empty] | UST Currently In Use: 0; UST Temp Close: 0; AST Currently In Use: 0; AST Temp Closed: 0 | 0 | 0 | 0 | 17857-077-009809 | ALFRED WHITE JR
41143 | Cannot Locate or abandoned | 1994-02-08 | 1986-03-01 |  | Petroleum | Unleaded gasoline | Unleaded gasoline |  | Steel | Steel |  | Painted or None | Steel |  | 1901-01-01 | [14 empty] | UST Currently In Use: 0; UST Temp Close: 0; AST Currently In Use: 0; AST Temp Closed: 0 | 0 | 0 | 0 | 17857-077-009809 | ALFRED WHITE JR
41144 | Cannot Locate or abandoned | 1994-02-08 | 1986-03-01 |  | Petroleum | On road diesel | On road diesel |  | Steel | Steel |  | Painted or None | Steel |  | 1901-01-01 | [14 empty] | UST Currently In Use: 0; UST Temp Close: 0; AST Currently In Use: 0; AST Temp Closed: 0 | 0 | 0 | 0 | 17857-077-009809 | ALFRED WHITE JR
41145 | Cannot Locate or abandoned | 1994-02-08 | 1986-03-01 |  | Petroleum | Kerosene | Kerosene |  | Steel | Steel |  | Painted or None | Steel |  | 1901-01-01 | [14 empty] | UST Currently In Use: 0; UST Temp Close: 0; AST Currently In Use: 0; AST Temp Closed: 0 | 0 | 0 | 0 | 17857-077-009809 | ALFRED WHITE JR
41146 | Currently in Use |  | 1990-09-24 |  | Petroleum | Unleaded gasoline | Unleaded gasoline | Industrial | Single Wall | Single Wall | Coated & cathodic protection (sti-P3) |  | Single Wall |  |  | Catchment Basin | Automatic shutoff device At 95% full | Automatic shutoff device At 95% full |  |  | Automatic Tank Gauge | [8 empty] | UST Currently In Use: 2; UST Temp Close: 0; AST Currently In Use: 0; AST Temp Closed: 0 | 2 | 0 | 0 | 17236-089-015356 | VALLEY HILL COUNTRY CLUB
41147 | Currently in Use |  | 1990-09-24 |  | Petroleum | On road diesel | On road diesel | Industrial | Steel | Single Wall | Coated & cathodic protection (sti-P3) |  | Single Wall |  |  | Catchment Basin | Automatic shutoff device At 95% full | Automatic shutoff device At 95% full |  |  | Automatic Tank Gauge | [8 empty] | UST Currently In Use: 2; UST Temp Close: 0; AST Currently In Use: 0; AST Temp Closed: 0 | 2 | 0 | 0 | 17236-089-015356 | VALLEY HILL COUNTRY CLUB
41148 | Permanently Closed | 1992-11-03 | 1976-01-01 | 1992-11-03 | Petroleum | Unleaded gasoline | Unleaded gasoline |  | Steel | Single Wall | Coated & cathodic protection (sti-P3) |  | Fiberglass reinforced plastic |  | 1901-01-01 | Catchment Basin | Flow Rest 90% Full | Flow Rest 90% Full |  |  | Statistical Inventory Reconciliation (SIR) | [8 empty] | UST Currently In Use: 1; UST Temp Close: 0; AST Currently In Use: 0; AST Temp Closed: 0 | 1 | 0 | 2 | 25482-095-001350 | MOLE INVESTMENTS LLC DBA HYATT C STO
41149 | Permanently Closed | 1992-11-03 | 1976-01-01 | 1992-11-03 | Petroleum | Unleaded gasoline | Unleaded gasoline |  | Steel | Steel |  | Painted or None | Steel |  | 1901-01-01 | [14 empty] | UST Currently In Use: 1; UST Temp Close: 0; AST Currently In Use: 0; AST Temp Closed: 0 | 1 | 0 | 2 | 25482-095-001350 | MOLE INVESTMENTS LLC DBA HYATT C STO
41150 | Permanently Closed | 1997-12-08 | 1984-01-01 |  | Petroleum | Used oil | Used oil | Bulk facility | Fiberglass reinforced plastic | Fiberglass reinforced plastic |  |  | Steel |  | 1901-01-01 | [5 empty] | Manual Tank Gauging (only tanks 1000 gal. or less and 48” or 64” in diameter) | [5 empty] | Annual line testing | Annual line testing |  | UST Currently In Use: 0; UST Temp Close: 0; AST Currently In Use: 0; AST Temp Closed: 0 | 0 | 0 | 4 | 10146-005-010972 | ALABAMA POWER COMPANY
41151 | Currently in Use |  | 1969-01-01 |  | Petroleum | On road diesel | On road diesel | Retail | Single Wall | Single Wall | Field installed cathodic protection |  | Single Wall |  |  | Catchment Basin | Flow Rest 90% Full | Automatic shutoff device At 95% full |  |  | Continuous Automatic Tank Gauge |  | Automatic flow restrictor (MLLD) | Automatic flow restrictor (MLLD) |  |  | Annual line testing | Annual line testing |  | UST Currently In Use: 3; UST Temp Close: 0; AST Currently In Use: 0; AST Temp Closed: 0 | 3 | 0 | 0 | 15201-073-005580 | VULCAN OIL COMPANY INC.
41152 | Permanently Closed | 1998-03-09 | 1901-01-01 | 1998-03-09 | Petroleum | Unleaded gasoline | Unleaded gasoline |  | Steel | Steel |  | Painted or None | Steel |  | 1901-01-01 | [5 empty] | Manual Tank Gauging (only tanks 1000 gal. or less and 48” or 64” in diameter) | [8 empty] | UST Currently In Use: 0; UST Temp Close: 0; AST Currently In Use: 0; AST Temp Closed: 0 | 0 | 0 | 1 | 17013-051-015065 | C C ANDERSON
41153 | Permanently Closed | 1998-12-22 | 1975-05-01 |  | Petroleum | Unleaded gasoline | Unleaded gasoline |  | Steel | Steel |  | Painted or None | Steel |  | 1901-01-01 | [14 empty] | UST Currently In Use: 0; UST Temp Close: 0; AST Currently In Use: 0; AST Temp Closed: 0 | 0 | 0 | 5 | 16919-125-014849 | BAMA AIR INC
41154 | Permanently Closed | 1998-12-18 | 1973-04-01 | 1998-12-18 | Petroleum | Used oil | Used oil |  | Steel | Steel |  | Painted or None | Steel |  | 1901-01-01 | Other | Other | Other | [11 empty] | UST Currently In Use: 0; UST Temp Close: 0; AST Currently In Use: 0; AST Temp Closed: 0 | 0 | 0 | 1 | 17015-101-015067 | MONTGOMERY TRACTOR COMPANY INC
41155 | Permanently Closed | 2005-04-01 | 1940-05-01 | 2006-08-25 | Petroleum | Unleaded gasoline | Unleaded gasoline | Retail | Steel | Steel | Field installed cathodic protection | Painted or None | Steel |  | 1901-01-01 | Catchment Basin |  |  |  |  | Statistical Inventory Reconciliation (SIR) | [8 empty] | UST Currently In Use: 0; UST Temp Close: 0; AST Currently In Use: 0; AST Temp Closed: 0 | 0 | 0 | 3 | 22534-021-015068 | TOM BUCKLEY
41156 | Permanently Closed | 2005-04-01 | 1940-05-01 | 2006-08-25 | Petroleum | Mid-grade gasoline | Mid-grade gasoline | Retail | Steel | Steel | Field installed cathodic protection | Painted or None | Steel |  | 1901-01-01 | Catchment Basin |  |  |  |  | Statistical Inventory Reconciliation (SIR) | [8 empty] | UST Currently In Use: 0; UST Temp Close: 0; AST Currently In Use: 0; AST Temp Closed: 0 | 0 | 0 | 3 | 22534-021-015068 | TOM BUCKLEY
41157 | Permanently Closed | 2005-04-01 | 1940-05-01 | 2006-08-25 | Petroleum | Premium gasoline | Premium gasoline | Retail | Steel | Steel | Field installed cathodic protection |  | Steel |  | 1901-01-01 | Catchment Basin |  |  |  |  | Statistical Inventory Reconciliation (SIR) | [8 empty] | UST Currently In Use: 0; UST Temp Close: 0; AST Currently In Use: 0; AST Temp Closed: 0 | 0 | 0 | 3 | 22534-021-015068 | TOM BUCKLEY
41159 | Cannot Locate or abandoned | 1991-07-01 | 1970-11-01 |  | Petroleum | Unleaded gasoline | Unleaded gasoline |  | Steel | Steel |  |  | Steel |  | 1901-01-01 | [14 empty] | UST Currently In Use: 0; UST Temp Close: 0; AST Currently In Use: 0; AST Temp Closed: 0 | 0 | 0 | 0 | 17017-093-015069 | LEONARD KEY
41160 | Cannot Locate or abandoned | 1991-07-01 | 1970-11-01 |  | Petroleum | Unleaded gasoline | Unleaded gasoline |  | Steel | Steel |  |  | Steel |  | 1901-01-01 | [14 empty] | UST Currently In Use: 0; UST Temp Close: 0; AST Currently In Use: 0; AST Temp Closed: 0 | 0 | 0 | 0 | 17017-093-015069 | LEONARD KEY
41161 | Cannot Locate or abandoned | 1991-07-01 | 1975-06-01 |  | Petroleum | Unleaded gasoline | Unleaded gasoline |  | Steel | Steel |  |  | Steel |  | 1901-01-01 | [14 empty] | UST Currently In Use: 0; UST Temp Close: 0; AST Currently In Use: 0; AST Temp Closed: 0 | 0 | 0 | 0 | 17017-093-015069 | LEONARD KEY
41162 | Temporary Closed | 2013-08-15 | 1990-10-04 |  | Petroleum | On road diesel | On road diesel | Retail | Steel | Steel | Coated & cathodic protection (sti-P3) |  | Fiberglass reinforced plastic |  | 1901-01-01 | Catchment Basin | Flow Rest 90% Full | Automatic shutoff device At 95% full |  |  | Statistical Inventory Reconciliation (SIR) | [8 empty] | UST Currently In Use: 0; UST Temp Close: 4; AST Currently In Use: 0; AST Temp Closed: 0 | 0 | 4 | 5 | 23634-001-005916 | JERRY L. MCMICHAEL JR.
41163 | Temporary Closed | 2011-03-29 | 1990-10-04 |  | Petroleum | Premium gasoline | Premium gasoline | Retail | Steel | Steel | Coated & cathodic protection (sti-P3) |  | Fiberglass reinforced plastic |  | 1901-01-01 | Catchment Basin | Automatic shutoff device At 95% full | Automatic shutoff device At 95% full |  |  | Statistical Inventory Reconciliation (SIR) | [8 empty] | UST Currently In Use: 0; UST Temp Close: 4; AST Currently In Use: 0; AST Temp Closed: 0 | 0 | 4 | 5 | 23634-001-005916 | JERRY L. MCMICHAEL JR.
41164 | Temporary Closed | 2013-08-15 | 1990-10-04 |  | Petroleum | Unleaded gasoline | Unleaded gasoline | Retail | Steel | Steel | Coated & cathodic protection (sti-P3) |  | Fiberglass reinforced plastic |  | 1901-01-01 | Catchment Basin | Flow Rest 90% Full | Automatic shutoff device At 95% full |  |  | Statistical Inventory Reconciliation (SIR) | [8 empty] | UST Currently In Use: 0; UST Temp Close: 4; AST Currently In Use: 0; AST Temp Closed: 0 | 0 | 4 | 5 | 23634-001-005916 | JERRY L. MCMICHAEL JR.
41165 | Temporary Closed | 1998-12-31 | 1990-09-10 |  | Petroleum | Unleaded gasoline | Unleaded gasoline |  | Steel | Steel | Coated & cathodic protection (sti-P3) |  | Fiberglass reinforced plastic |  | 1901-01-01 | Catchment Basin | Flow Rest 90% Full | Flow Rest 90% Full |  |  |  |  | Automatic flow restrictor (MLLD) | Automatic flow restrictor (MLLD) |  |  | Annual line testing | Annual line testing |  | UST Currently In Use: 0; UST Temp Close: 2; AST Currently In Use: 0; AST Temp Closed: 0 | 0 | 2 | 0 | 17018-125-015070 | SRP INC
41166 | Temporary Closed | 1998-12-31 | 1990-09-04 |  | Petroleum | On road diesel | On road diesel |  | Steel | Steel | Coated & cathodic protection (sti-P3) |  | Fiberglass reinforced plastic |  | 1901-01-01 | Catchment Basin | Flow Rest 90% Full | Flow Rest 90% Full |  |  |  |  | Automatic flow restrictor (MLLD) | Automatic flow restrictor (MLLD) |  |  | Annual line testing | Annual line testing |  | UST Currently In Use: 0; UST Temp Close: 2; AST Currently In Use: 0; AST Temp Closed: 0 | 0 | 2 | 0 | 17018-125-015070 | SRP INC
41170 | Currently in Use |  | 1983-11-01 |  | Petroleum | Unleaded gasoline | Unleaded gasoline | Retail | Single Wall | Single Wall | Field installed cathodic protection |  | Single Wall |  |  | Catchment Basin | Automatic shutoff device At 95% full | Automatic shutoff device At 95% full |  |  | Statistical Inventory Reconciliation (SIR) | Direct Bury submersible pump | Automatic flow restrictor (MLLD) | Automatic flow restrictor (MLLD) |  |  | Annual line testing | Annual line testing |  | UST Currently In Use: 3; UST Temp Close: 0; AST Currently In Use: 1; AST Temp Closed: 0 | 3 | 0 | 1 | 13529-093-015075 | MOORE PETROLEUM COMPANY, INC.
41171 | Currently in Use |  | 1983-11-01 |  | Petroleum | Unleaded gasoline | Unleaded gasoline | Retail | Single Wall | Single Wall | Field installed cathodic protection |  | Single Wall |  |  | Catchment Basin | Automatic shutoff device At 95% full | Automatic shutoff device At 95% full |  |  | Statistical Inventory Reconciliation (SIR) | Direct Bury submersible pump | Automatic flow restrictor (MLLD) | Automatic flow restrictor (MLLD) |  |  | Annual line testing | Annual line testing |  | UST Currently In Use: 3; UST Temp Close: 0; AST Currently In Use: 1; AST Temp Closed: 0 | 3 | 0 | 1 | 13529-093-015075 | MOORE PETROLEUM COMPANY, INC.
41173 | Permanently Closed | 1992-05-05 | 1983-11-01 | 1992-05-05 | Petroleum | Other, GAS | Other |  | Steel | Steel |  |  | Steel |  | 1901-01-01 | [14 empty] | UST Currently In Use: 3; UST Temp Close: 0; AST Currently In Use: 1; AST Temp Closed: 0 | 3 | 0 | 1 | 13529-093-015075 | MOORE PETROLEUM COMPANY, INC.
41174 | Currently in Use |  | 1983-11-01 |  | Petroleum | On road diesel | On road diesel | Retail | Single Wall | Single Wall | Field installed cathodic protection |  | Fiberglass reinforced plastic |  |  | Catchment Basin | Automatic shutoff device At 95% full | Automatic shutoff device At 95% full |  |  | Statistical Inventory Reconciliation (SIR) | Direct Bury submersible pump | Automatic flow restrictor (MLLD) | Automatic flow restrictor (MLLD) |  |  | Annual line testing | Annual line testing |  | UST Currently In Use: 3; UST Temp Close: 0; AST Currently In Use: 1; AST Temp Closed: 0 | 3 | 0 | 1 | 13529-093-015075 | MOORE PETROLEUM COMPANY, INC.
41175 | Permanently Closed | 1992-04-01 | 1984-11-01 | 1992-04-01 | Petroleum | On road diesel | On road diesel |  | Steel | Steel |  |  | Steel |  | 1901-01-01 | [14 empty] | UST Currently In Use: 0; UST Temp Close: 0; AST Currently In Use: 0; AST Temp Closed: 0 | 0 | 0 | 2 | 13529-093-015076 | MOORE PETROLEUM COMPANY, INC.
41176 | Permanently Closed | 1992-04-01 | 1984-11-01 | 1992-04-01 | Petroleum | On road diesel | On road diesel |  | Steel | Steel |  |  | Steel |  | 1901-01-01 | [14 empty] | UST Currently In Use: 0; UST Temp Close: 0; AST Currently In Use: 0; AST Temp Closed: 0 | 0 | 0 | 2 | 13529-093-015076 | MOORE PETROLEUM COMPANY, INC.
41177 | Currently in Use |  | 1990-11-28 |  | Petroleum | Unleaded gasoline | Unleaded gasoline | Retail | Single Wall | Single Wall | Coated & cathodic protection (sti-P3) |  | Fiberglass reinforced plastic |  |  | Catchment Basin | Automatic shutoff device At 95% full | Automatic shutoff device At 95% full |  |  | Statistical Inventory Reconciliation (SIR) | Direct Bury submersible pump | [7 empty] | UST Currently In Use: 4; UST Temp Close: 0; AST Currently In Use: 0; AST Temp Closed: 0 | 4 | 0 | 3 | 16634-133-008560 | HAROLD L. MARTIN DISTRIBUTING CO INC
41178 | Currently in Use |  | 1990-11-27 |  | Petroleum | Unleaded gasoline | Unleaded gasoline | Retail | Single Wall | Single Wall | Coated & cathodic protection (sti-P3) |  | Single Wall |  |  | Catchment Basin | Automatic shutoff device At 95% full | Automatic shutoff device At 95% full |  |  | Statistical Inventory Reconciliation (SIR) | Direct Bury submersible pump | [7 empty] | UST Currently In Use: 4; UST Temp Close: 0; AST Currently In Use: 0; AST Temp Closed: 0 | 4 | 0 | 3 | 16634-133-008560 | HAROLD L. MARTIN DISTRIBUTING CO INC
41179 | Currently in Use |  | 1990-11-27 |  | Petroleum | Unleaded gasoline | Unleaded gasoline | Retail | Single Wall | Single Wall | Coated & cathodic protection (sti-P3) |  | Single Wall |  |  | Catchment Basin | Automatic shutoff device At 95% full | Automatic shutoff device At 95% full |  |  | Statistical Inventory Reconciliation (SIR) | Direct Bury submersible pump | [7 empty] | UST Currently In Use: 4; UST Temp Close: 0; AST Currently In Use: 0; AST Temp Closed: 0 | 4 | 0 | 3 | 16634-133-008560 | HAROLD L. MARTIN DISTRIBUTING CO INC
41180 | Temporary Closed | 2015-06-30 | 1990-09-01 |  | Petroleum | Unleaded gasoline | Unleaded gasoline | Retail | Single Wall | Fiberglass reinforced plastic |  |  | Single Wall |  | 1901-01-01 | Catchment Basin | Flow Rest 90% Full | Flow Rest 90% Full |  |  | Continuous Automatic Tank Gauge | [8 empty] | UST Currently In Use: 0; UST Temp Close: 4; AST Currently In Use: 1; AST Temp Closed: 0 | 0 | 4 | 0 | 17276-073-009244 | ROLAND BAILEY
41181 | Temporary Closed | 2015-06-30 | 1990-09-01 |  | Petroleum | Mid-grade gasoline | Mid-grade gasoline | Retail | Fiberglass reinforced plastic | Fiberglass reinforced plastic |  |  | Fiberglass reinforced plastic |  | 1901-01-01 | Catchment Basin | Flow Rest 90% Full | Flow Rest 90% Full |  |  | Continuous Automatic Tank Gauge | [8 empty] | UST Currently In Use: 0; UST Temp Close: 4; AST Currently In Use: 1; AST Temp Closed: 0 | 0 | 4 | 0 | 17276-073-009244 | ROLAND BAILEY
41182 | Temporary Closed | 2015-06-30 | 1990-09-01 |  | Petroleum | Premium gasoline | Premium gasoline | Retail | Fiberglass reinforced plastic | Fiberglass reinforced plastic |  |  | Single Wall |  | 1901-01-01 | Catchment Basin | Flow Rest 90% Full | Flow Rest 90% Full |  |  | Continuous Automatic Tank Gauge | [8 empty] | UST Currently In Use: 0; UST Temp Close: 4; AST Currently In Use: 1; AST Temp Closed: 0 | 0 | 4 | 0 | 17276-073-009244 | ROLAND BAILEY
41183 | Temporary Closed | 2020-12-18 | 1990-08-10 |  | Petroleum | Unleaded gasoline | Unleaded gasoline | Retail | Single Wall | Single Wall | Coated & cathodic protection (sti-P3) |  | Single Wall |  |  | Catchment Basin | Automatic shutoff device At 95% full | Automatic shutoff device At 95% full |  |  | Continuous Automatic Tank Gauge |  | Automatic shutoff device (AELLD) | Automatic shutoff device (AELLD) | [5 empty] | UST Currently In Use: 0; UST Temp Close: 3; AST Currently In Use: 0; AST Temp Closed: 0 | 0 | 3 | 0 | 13526-073-015197 | MOORE OIL COMPANY, INC.
41184 | Temporary Closed | 2020-12-18 | 1990-08-10 |  | Petroleum | Mid-grade gasoline | Mid-grade gasoline | Retail | Single Wall | Single Wall | Coated & cathodic protection (sti-P3) |  | Single Wall |  |  | Catchment Basin | Automatic shutoff device At 95% full | Automatic shutoff device At 95% full |  |  | Continuous Automatic Tank Gauge |  | Automatic shutoff device (AELLD) | Automatic shutoff device (AELLD) | [5 empty] | UST Currently In Use: 0; UST Temp Close: 3; AST Currently In Use: 0; AST Temp Closed: 0 | 0 | 3 | 0 | 13526-073-015197 | MOORE OIL COMPANY, INC.
41185 | Temporary Closed | 2020-12-18 | 1990-08-10 |  | Petroleum | Premium gasoline | Premium gasoline | Retail | Single Wall | Single Wall | Coated & cathodic protection (sti-P3) |  | Single Wall |  |  | Catchment Basin | Automatic shutoff device At 95% full | Automatic shutoff device At 95% full |  |  | Continuous Automatic Tank Gauge |  | Automatic shutoff device (AELLD) | Automatic shutoff device (AELLD) | [5 empty] | UST Currently In Use: 0; UST Temp Close: 3; AST Currently In Use: 0; AST Temp Closed: 0 | 0 | 3 | 0 | 13526-073-015197 | MOORE OIL COMPANY, INC.
41186 | Permanently Closed | 2006-10-31 | 1990-04-09 | 2016-06-01 | Petroleum | Unleaded gasoline | Unleaded gasoline | Retail | Single Wall | Single Wall | Coated & cathodic protection (sti-P3) |  | Fiberglass reinforced plastic |  | 1901-01-01 | Catchment Basin | Automatic shutoff device At 95% full | Automatic shutoff device At 95% full |  |  | Statistical Inventory Reconciliation (SIR) | [8 empty] | UST Currently In Use: 0; UST Temp Close: 0; AST Currently In Use: 0; AST Temp Closed: 0 | 0 | 0 | 4 | 24384-043-015195 | FLOYELL HARRIS
41187 | Permanently Closed | 2006-10-31 | 1990-04-09 | 2016-06-01 | Petroleum | Mid-grade gasoline | Mid-grade gasoline | Retail | Single Wall | Single Wall | Coated & cathodic protection (sti-P3) |  | Fiberglass reinforced plastic |  | 1901-01-01 | Catchment Basin | Automatic shutoff device At 95% full | Automatic shutoff device At 95% full |  |  | Statistical Inventory Reconciliation (SIR) | [8 empty] | UST Currently In Use: 0; UST Temp Close: 0; AST Currently In Use: 0; AST Temp Closed: 0 | 0 | 0 | 4 | 24384-043-015195 | FLOYELL HARRIS
41188 | Permanently Closed | 2006-10-31 | 1990-04-09 | 2016-06-01 | Petroleum | Premium gasoline | Premium gasoline | Retail | Single Wall | Single Wall | Coated & cathodic protection (sti-P3) |  | Fiberglass reinforced plastic |  | 1901-01-01 | Catchment Basin | Automatic shutoff device At 95% full | Automatic shutoff device At 95% full |  |  | Statistical Inventory Reconciliation (SIR) | [8 empty] | UST Currently In Use: 0; UST Temp Close: 0; AST Currently In Use: 0; AST Temp Closed: 0 | 0 | 0 | 4 | 24384-043-015195 | FLOYELL HARRIS
41189 | Permanently Closed | 2006-10-31 | 1990-04-09 | 2016-06-01 | Petroleum | On road diesel | On road diesel | Retail | Single Wall | Single Wall | Coated & cathodic protection (sti-P3) |  | Fiberglass reinforced plastic |  | 1901-01-01 | Catchment Basin | Automatic shutoff device At 95% full | Automatic shutoff device At 95% full |  |  | Statistical Inventory Reconciliation (SIR) | [8 empty] | UST Currently In Use: 0; UST Temp Close: 0; AST Currently In Use: 0; AST Temp Closed: 0 | 0 | 0 | 4 | 24384-043-015195 | FLOYELL HARRIS
41190 | Currently in Use |  | 1990-10-01 |  | Petroleum | Unleaded gasoline | Unleaded gasoline | Retail | Single Wall | Single Wall | Coated & cathodic protection (sti-P3) |  | Double Wall |  |  | Catchment Basin | Automatic shutoff device At 95% full | Automatic shutoff device At 95% full |  |  | Automatic Tank Gauge | Single walled submersible pump containment sump | Automatic shutoff device (AELLD) | Automatic shutoff device (AELLD) | Interstitial Monitoring within Secondary Containment |  |  |  |  | UST Currently In Use: 4; UST Temp Close: 0; AST Currently In Use: 0; AST Temp Closed: 0 | 4 | 0 | 0 | 12300-043-015196 | HAYS AND SON OIL COMPANY, INC.
41191 | Currently in Use |  | 1990-10-01 |  | Petroleum | Premium gasoline | Premium gasoline | Retail | Single Wall | Single Wall | Coated & cathodic protection (sti-P3) |  | Double Wall |  |  | Catchment Basin | Flow Rest 90% Full | Automatic shutoff device At 95% full |  |  | Automatic Tank Gauge | Single walled submersible pump containment sump | Automatic shutoff device (AELLD) | Automatic shutoff device (AELLD) | Interstitial Monitoring within Secondary Containment |  |  |  |  | UST Currently In Use: 4; UST Temp Close: 0; AST Currently In Use: 0; AST Temp Closed: 0 | 4 | 0 | 0 | 12300-043-015196 | HAYS AND SON OIL COMPANY, INC.
41192 | Currently in Use |  | 1990-10-01 |  | Petroleum | Mid-grade gasoline | Mid-grade gasoline | Retail | Single Wall | Single Wall | Coated & cathodic protection (sti-P3) |  | Double Wall |  |  | Catchment Basin | Automatic shutoff device At 95% full | Automatic shutoff device At 95% full |  |  | Automatic Tank Gauge | Single walled submersible pump containment sump | Automatic shutoff device (AELLD) | Automatic shutoff device (AELLD) | Interstitial Monitoring within Secondary Containment |  |  |  |  | UST Currently In Use: 4; UST Temp Close: 0; AST Currently In Use: 0; AST Temp Closed: 0 | 4 | 0 | 0 | 12300-043-015196 | HAYS AND SON OIL COMPANY, INC.
41193 | Currently in Use |  | 1990-10-01 |  | Petroleum | On road diesel | On road diesel | Retail | Steel | Single Wall | Coated & cathodic protection (sti-P3) |  | Double Wall |  |  | Catchment Basin | Flow Rest 90% Full | Flow Rest 90% Full |  |  | Automatic Tank Gauge | Single walled submersible pump containment sump | Automatic shutoff device (AELLD) | Automatic shutoff device (AELLD) | Interstitial Monitoring within Secondary Containment |  |  |  |  | UST Currently In Use: 4; UST Temp Close: 0; AST Currently In Use: 0; AST Temp Closed: 0 | 4 | 0 | 0 | 12300-043-015196 | HAYS AND SON OIL COMPANY, INC.
41194 | Currently in Use |  | 1990-11-03 |  | Petroleum | Unleaded gasoline | Unleaded gasoline | Retail | Steel | Steel | Coated & cathodic protection (sti-P3) |  | Fiberglass reinforced plastic |  |  | Catchment Basin | Automatic shutoff device At 95% full | Automatic shutoff device At 95% full |  |  | Statistical Inventory Reconciliation (SIR) |  | Automatic flow restrictor (MLLD) | Automatic flow restrictor (MLLD) |  |  | Statistical inventory reconciliation (SIR) | Statistical inventory reconciliation (SIR) |  | UST Currently In Use: 2; UST Temp Close: 0; AST Currently In Use: 0; AST Temp Closed: 0 | 2 | 0 | 0 | 25099-001-015050 | S&T GROUP LLC
41196 | Currently in Use |  | 1990-11-03 |  | Petroleum | On road diesel | On road diesel | Retail | Steel | Steel | Coated & cathodic protection (sti-P3) |  | Fiberglass reinforced plastic |  |  | Catchment Basin | Flow Rest 90% Full | Automatic shutoff device At 95% full |  |  | Statistical Inventory Reconciliation (SIR) |  | Automatic flow restrictor (MLLD) | Automatic flow restrictor (MLLD) |  |  | Statistical inventory reconciliation (SIR) | Statistical inventory reconciliation (SIR) |  | UST Currently In Use: 2; UST Temp Close: 0; AST Currently In Use: 0; AST Temp Closed: 0 | 2 | 0 | 0 | 25099-001-015050 | S&T GROUP LLC
41197 | Currently in Use |  | 1989-05-04 |  | Petroleum | On road diesel | On road diesel | State/Federal Government | Fiberglass reinforced plastic | Fiberglass reinforced plastic |  |  | Fiberglass reinforced plastic |  | 1901-01-01 | Catchment Basin | Audible high level alarm At 90% full | Audible high level alarm At 90% full |  |  | Automatic Tank Gauge |  |  |  | Interstitial Monitoring within Secondary Containment |  |  |  |  | UST Currently In Use: 1; UST Temp Close: 0; AST Currently In Use: 0; AST Temp Closed: 0 | 1 | 0 | 0 | 15048-101-017695 | U S AIR FORCE
41198 | Permanently Closed | 2019-12-05 | 1990-07-06 |  | Petroleum | On road diesel | On road diesel | Local government | Fiberglass reinforced plastic | Fiberglass reinforced plastic |  |  | Fiberglass reinforced plastic |  | 1901-01-01 | Catchment Basin | Flow Rest 90% Full | Flow Rest 90% Full |  |  | Continuous Automatic Tank Gauge | [8 empty] | UST Currently In Use: 0; UST Temp Close: 0; AST Currently In Use: 2; AST Temp Closed: 0 | 0 | 0 | 2 | 16924-051-014904 | ELMORE COUNTY COMMISSION
41199 | Permanently Closed | 2019-12-05 | 1990-07-06 |  | Petroleum | Unleaded gasoline | Unleaded gasoline | Local government | Fiberglass reinforced plastic | Fiberglass reinforced plastic |  |  | Fiberglass reinforced plastic |  | 1901-01-01 | Catchment Basin | Flow Rest 90% Full | Flow Rest 90% Full |  |  | Continuous Automatic Tank Gauge | [8 empty] | UST Currently In Use: 0; UST Temp Close: 0; AST Currently In Use: 2; AST Temp Closed: 0 | 0 | 0 | 2 | 16924-051-014904 | ELMORE COUNTY COMMISSION
41200 | Currently in Use |  | 1990-10-29 |  | Petroleum | Unleaded gasoline | Unleaded gasoline | Retail | Steel | Steel | Coated & cathodic protection (sti-P3) |  | Fiberglass reinforced plastic |  |  | Catchment Basin | Automatic shutoff device At 95% full | Automatic shutoff device At 95% full |  |  | Automatic Tank Gauge | [8 empty] | UST Currently In Use: 2; UST Temp Close: 0; AST Currently In Use: 2; AST Temp Closed: 0 | 2 | 0 | 0 | 13529-057-018252 | MOORE PETROLEUM COMPANY, INC.
41201 | Currently in Use |  | 1990-10-29 |  | Petroleum | Unleaded gasoline | Unleaded gasoline | Retail | Steel | Steel | Coated & cathodic protection (sti-P3) |  | Fiberglass reinforced plastic |  |  | Catchment Basin | Automatic shutoff device At 95% full | Automatic shutoff device At 95% full |  |  | Automatic Tank Gauge | [8 empty] | UST Currently In Use: 2; UST Temp Close: 0; AST Currently In Use: 2; AST Temp Closed: 0 | 2 | 0 | 0 | 13529-057-018252 | MOORE PETROLEUM COMPANY, INC.
41202 | Currently in Use |  | 1990-03-14 |  | Petroleum | Unleaded gasoline | Unleaded gasoline |  | Steel | Steel | Coated & cathodic protection (sti-P3) |  | Fiberglass reinforced plastic |  |  | Catchment Basin | Automatic shutoff device At 95% full | Automatic shutoff device At 95% full |  |  | Statistical Inventory Reconciliation (SIR) | [8 empty] | UST Currently In Use: 1; UST Temp Close: 0; AST Currently In Use: 0; AST Temp Closed: 0 | 1 | 0 | 2 | 13372-125-003381 | MCLEOD LEASING INC
41203 | Currently in Use |  | 1990-09-12 |  | Petroleum | Unleaded gasoline | Unleaded gasoline | Retail | Steel | Steel | Coated & cathodic protection (sti-P3) |  | Double Wall |  | 2008-10-01 | Catchment Basin | Flow Rest 90% Full | Flow Rest 90% Full |  |  | Continuous Automatic Tank Gauge |  | Automatic flow restrictor (MLLD) | Automatic flow restrictor (MLLD) | Interstitial Monitoring within Secondary Containment | SENSOR TO ATG | Annual line testing | Annual line testing |  | UST Currently In Use: 3; UST Temp Close: 0; AST Currently In Use: 0; AST Temp Closed: 0 | 3 | 0 | 4 | 25070-097-008734 | SANH VO
41204 | Currently in Use |  | 1990-09-12 |  | Petroleum | Premium gasoline | Premium gasoline | Retail | Steel | Steel | Coated & cathodic protection (sti-P3) |  | Double Wall |  | 2008-10-01 | Catchment Basin | Flow Rest 90% Full | Flow Rest 90% Full |  |  | Continuous Automatic Tank Gauge |  | Containment Sump | Automatic flow restrictor (MLLD) | Interstitial Monitoring within Secondary Containment | SENSOR TO ATG | Continuous alarm system | Annual line testing |  | UST Currently In Use: 3; UST Temp Close: 0; AST Currently In Use: 0; AST Temp Closed: 0 | 3 | 0 | 4 | 25070-097-008734 | SANH VO
41205 | Currently in Use |  | 1990-09-12 |  | Petroleum | On road diesel | On road diesel | Retail | Steel | Steel | Coated & cathodic protection (sti-P3) |  | Double Wall |  |  | Catchment Basin | Flow Rest 90% Full | Flow Rest 90% Full |  |  | Continuous Automatic Tank Gauge |  | Automatic flow restrictor (MLLD) | Automatic flow restrictor (MLLD) | Interstitial Monitoring within Secondary Containment | SENSOR TO ATG | Annual line testing | Annual line testing |  | UST Currently In Use: 3; UST Temp Close: 0; AST Currently In Use: 0; AST Temp Closed: 0 | 3 | 0 | 4 | 25070-097-008734 | SANH VO
41206 | Permanently Closed | 1998-12-21 | 1982-05-01 | 1999-03-16 | Petroleum | Unleaded gasoline | Unleaded gasoline |  | Steel | Steel | SAND |  | Steel |  | 1901-01-01 | [14 empty] | UST Currently In Use: 0; UST Temp Close: 0; AST Currently In Use: 0; AST Temp Closed: 0 | 0 | 0 | 5 | 12692-071-006049 | HIGDON S/S ATTN PEGGY CHANDLER
41207 | Permanently Closed | 1992-08-01 | 2001-01-01 | 1996-12-09 | Petroleum | Virgin oil | Virgin oil | Farm/Residential tank Less Than 1100 gal (Not Regulated) | Double Wall | Double Wall |  |  | Steel |  |  | Catchment Basin |  |  |  |  | Statistical Inventory Reconciliation (SIR) | [5 empty] | Annual line testing | Annual line testing |  | UST Currently In Use: 0; UST Temp Close: 0; AST Currently In Use: 0; AST Temp Closed: 0 | 0 | 0 | 3 | 22931-079-012512 | HARRY K SMITH
41208 | Temporary Closed | 2012-01-31 | 1990-10-15 |  | Petroleum | On road diesel | On road diesel | Bulk facility | Steel | Single Wall | Coated & cathodic protection (sti-P3) |  | Fiberglass reinforced plastic |  | 1901-01-01 | Catchment Basin | Flow Rest 90% Full | Flow Rest 90% Full |  |  | Continuous Automatic Tank Gauge |  | Automatic flow restrictor (MLLD) | Automatic flow restrictor (MLLD) | Interstitial Monitoring within Secondary Containment |  | Annual line testing | Annual line testing |  | UST Currently In Use: 0; UST Temp Close: 4; AST Currently In Use: 0; AST Temp Closed: 0 | 0 | 4 | 0 | 22836-071-013872 | M & R UNITED, INC.
41209 | Temporary Closed | 2012-01-31 | 1990-10-15 |  | Petroleum | Kerosene | Kerosene | Bulk facility | Single Wall | Single Wall | Field installed cathodic protection |  | Fiberglass reinforced plastic |  | 1901-01-01 | Catchment Basin | Flow Rest 90% Full | Flow Rest 90% Full |  |  | Continuous Automatic Tank Gauge |  | Automatic flow restrictor (MLLD) | Automatic flow restrictor (MLLD) | Interstitial Monitoring within Secondary Containment |  | Annual line testing | Annual line testing |  | UST Currently In Use: 0; UST Temp Close: 4; AST Currently In Use: 0; AST Temp Closed: 0 | 0 | 4 | 0 | 22836-071-013872 | M & R UNITED, INC.
41210 | Currently in Use |  | 1990-06-01 |  | Petroleum | Unleaded gasoline | Unleaded gasoline | Retail | Fiberglass coated steel | Fiberglass coated steel |  |  | Fiberglass reinforced plastic |  | 2007-11-29 | Catchment Basin | Flow Rest 90% Full | Flow Rest 90% Full |  |  | Continuous Automatic Tank Gauge | Single walled submersible pump containment sump | Automatic flow restrictor (MLLD) | Automatic flow restrictor (MLLD) | Interstitial Monitoring within Secondary Containment | MANUAL/VISUAL CHECK | Annual line testing | Annual line testing |  | UST Currently In Use: 3; UST Temp Close: 0; AST Currently In Use: 1; AST Temp Closed: 0 | 3 | 0 | 3 | 15201-083-001721 | VULCAN OIL COMPANY INC.
41211 | Currently in Use |  | 1990-06-01 |  | Petroleum | On road diesel | On road diesel | Retail | Fiberglass coated steel | Fiberglass coated steel |  |  | Fiberglass reinforced plastic |  | 2007-11-29 | Catchment Basin | Flow Rest 90% Full | Flow Rest 90% Full |  |  | Continuous Automatic Tank Gauge | Single walled submersible pump containment sump | Containment Sump | Automatic flow restrictor (MLLD) | Interstitial Monitoring within Secondary Containment | MANUAL/VISUAL CHECK | Annual line testing | Annual line testing |  | UST Currently In Use: 3; UST Temp Close: 0; AST Currently In Use: 1; AST Temp Closed: 0 | 3 | 0 | 3 | 15201-083-001721 | VULCAN OIL COMPANY INC.
41212 | Currently in Use |  | 1990-06-01 |  | Petroleum | Premium gasoline | Premium gasoline | Retail | Fiberglass coated steel | Fiberglass coated steel |  |  | Double Wall |  | 2007-11-29 | Catchment Basin | Flow Rest 90% Full | Flow Rest 90% Full |  |  | Continuous Automatic Tank Gauge | Single walled submersible pump containment sump | Automatic flow restrictor (MLLD) | Automatic flow restrictor (MLLD) | Interstitial Monitoring within Secondary Containment | MANUAL/VISUAL CHECK | Annual line testing | Annual line testing |  | UST Currently In Use: 3; UST Temp Close: 0; AST Currently In Use: 1; AST Temp Closed: 0 | 3 | 0 | 3 | 15201-083-001721 | VULCAN OIL COMPANY INC.
41213 | Permanently Closed | 1990-08-01 | 1972-12-01 | 1991-03-05 | Petroleum | Unleaded gasoline | Unleaded gasoline |  | Steel | Steel |  | Painted or None | Steel |  | 1901-01-01 | [11 empty] | Annual line testing | Annual line testing |  | UST Currently In Use: 2; UST Temp Close: 0; AST Currently In Use: 0; AST Temp Closed: 0 | 2 | 0 | 2 | 23605-127-015072 | L J ENTERPRISES
41214 | Permanently Closed | 1990-08-01 | 1972-12-01 | 1991-03-05 | Petroleum | Unleaded gasoline | Unleaded gasoline |  | Steel | Steel |  | Painted or None | Steel |  | 1901-01-01 | [11 empty] | Annual line testing | Annual line testing |  | UST Currently In Use: 2; UST Temp Close: 0; AST Currently In Use: 0; AST Temp Closed: 0 | 2 | 0 | 2 | 23605-127-015072 | L J ENTERPRISES
41215 | Permanently Closed | 2002-11-20 | 1990-11-15 | 2002-11-20 | Petroleum | Unleaded gasoline | Unleaded gasoline | Local government | Fiberglass reinforced plastic | Fiberglass reinforced plastic |  |  | Fiberglass reinforced plastic |  | 1901-01-01 | Catchment Basin | Automatic shutoff device At 95% full | Automatic shutoff device At 95% full |  |  | Automatic Tank Gauge | [8 empty] | UST Currently In Use: 0; UST Temp Close: 0; AST Currently In Use: 0; AST Temp Closed: 0 | 0 | 0 | 3 | 10989-083-008076 | CITY OF ATHENS UTILITIES
41216 | Temporary Closed | 2023-05-18 | 1990-09-30 |  | Petroleum | Unleaded gasoline | Unleaded gasoline | Retail | Single Wall | Single Wall | Coated & cathodic protection (sti-P3) |  | Fiberglass reinforced plastic |  |  | Catchment Basin | Automatic shutoff device At 95% full | Automatic shutoff device At 95% full |  |  | Continuous Automatic Tank Gauge | [8 empty] | UST Currently In Use: 0; UST Temp Close: 2; AST Currently In Use: 0; AST Temp Closed: 0 | 0 | 2 | 2 | 13669-077-010756 | NORTH ALABAMA CONVIENCE STORES
41217 | Temporary Closed | 2011-08-01 | 1988-11-15 |  | Petroleum | Unleaded gasoline | Unleaded gasoline | Retail | Single Wall | Single Wall | Coated & cathodic protection (sti-P3) |  | Steel |  |  | Catchment Basin | Flow Rest 90% Full | Flow Rest 90% Full |  |  | Statistical Inventory Reconciliation (SIR) | [8 empty] | UST Currently In Use: 0; UST Temp Close: 3; AST Currently In Use: 3; AST Temp Closed: 0 | 0 | 3 | 0 | 24478-095-015361 | REVA, INC.
41218 | Temporary Closed | 2014-05-06 | 1988-11-15 |  | Petroleum | Premium gasoline | Premium gasoline | Retail | Single Wall | Single Wall | Coated & cathodic protection (sti-P3) |  | Single Wall |  |  | Catchment Basin | Flow Rest 90% Full | Flow Rest 90% Full |  |  | Statistical Inventory Reconciliation (SIR) | [8 empty] | UST Currently In Use: 0; UST Temp Close: 3; AST Currently In Use: 3; AST Temp Closed: 0 | 0 | 3 | 0 | 24478-095-015361 | REVA, INC.
41219 | Temporary Closed | 2014-05-06 | 1988-11-15 |  | Petroleum | Unleaded gasoline | Unleaded gasoline | Retail | Single Wall | Single Wall | Coated & cathodic protection (sti-P3) |  | Single Wall |  |  | Catchment Basin | Automatic shutoff device At 95% full | Automatic shutoff device At 95% full |  |  | Statistical Inventory Reconciliation (SIR) |  | Automatic flow restrictor (MLLD) | Automatic flow restrictor (MLLD) |  |  | Statistical inventory reconciliation (SIR) | Statistical inventory reconciliation (SIR) |  | UST Currently In Use: 0; UST Temp Close: 3; AST Currently In Use: 3; AST Temp Closed: 0 | 0 | 3 | 0 | 24478-095-015361 | REVA, INC.
41220 | Temporary Closed | 2009-05-01 | 1986-07-21 |  | Petroleum | Unleaded gasoline | Unleaded gasoline | Retail | Steel | Single Wall | Coated & cathodic protection (sti-P3) |  | Single Wall |  |  | Catchment Basin | Automatic shutoff device At 95% full | Automatic shutoff device At 95% full |  |  | Statistical Inventory Reconciliation (SIR) |  | Automatic flow restrictor (MLLD) | Automatic flow restrictor (MLLD) |  |  | Statistical inventory reconciliation (SIR) | Annual line testing |  | UST Currently In Use: 0; UST Temp Close: 3; AST Currently In Use: 0; AST Temp Closed: 0 | 0 | 3 | 0 | 13209-071-015362 | M. F. GARDNER OIL COMPANY, INC.
41221 | Temporary Closed | 2009-05-01 | 1986-07-21 |  | Petroleum | Mid-grade gasoline | Mid-grade gasoline | Retail | Steel | Single Wall | Coated & cathodic protection (sti-P3) |  | Fiberglass reinforced plastic |  |  | Catchment Basin | Automatic shutoff device At 95% full | Automatic shutoff device At 95% full |  |  | Statistical Inventory Reconciliation (SIR) |  | Automatic flow restrictor (MLLD) | Automatic flow restrictor (MLLD) |  |  | Statistical inventory reconciliation (SIR) | Annual line testing |  | UST Currently In Use: 0; UST Temp Close: 3; AST Currently In Use: 0; AST Temp Closed: 0 | 0 | 3 | 0 | 13209-071-015362 | M. F. GARDNER OIL COMPANY, INC.
41222 | Temporary Closed | 2009-05-01 | 1986-07-21 |  | Petroleum | Premium gasoline | Premium gasoline | Retail | Steel | Single Wall | Coated & cathodic protection (sti-P3) |  | Fiberglass reinforced plastic |  |  | Catchment Basin | Automatic shutoff device At 95% full | Automatic shutoff device At 95% full |  |  | Statistical Inventory Reconciliation (SIR) |  | Automatic flow restrictor (MLLD) | Automatic flow restrictor (MLLD) |  |  | Statistical inventory reconciliation (SIR) | Annual line testing |  | UST Currently In Use: 0; UST Temp Close: 3; AST Currently In Use: 0; AST Temp Closed: 0 | 0 | 3 | 0 | 13209-071-015362 | M. F. GARDNER OIL COMPANY, INC.
41223 | Permanently Closed | 1992-01-01 | 1985-01-01 | 1992-01-01 | Petroleum | Unleaded gasoline | Unleaded gasoline |  | Steel | Steel |  |  | Steel |  | 1901-01-01 |  | Automatic shutoff device At 95% full | Automatic shutoff device At 95% full | [11 empty] | UST Currently In Use: 0; UST Temp Close: 0; AST Currently In Use: 0; AST Temp Closed: 0 | 0 | 0 | 3 | 17243-071-015364 | TROY CARTER
41224 | Permanently Closed | 1992-01-01 | 1985-01-01 | 1992-01-01 | Petroleum | Unleaded gasoline | Unleaded gasoline |  | Steel | Steel |  |  | Steel |  | 1901-01-01 |  | Automatic shutoff device At 95% full | Automatic shutoff device At 95% full | [11 empty] | UST Currently In Use: 0; UST Temp Close: 0; AST Currently In Use: 0; AST Temp Closed: 0 | 0 | 0 | 3 | 17243-071-015364 | TROY CARTER
41225 | Permanently Closed | 1992-01-01 | 1985-01-01 | 1992-01-01 | Petroleum | Unleaded gasoline | Unleaded gasoline |  | Steel | Steel |  |  | Steel |  | 1901-01-01 |  | Automatic shutoff device At 95% full | Automatic shutoff device At 95% full | [11 empty] | UST Currently In Use: 0; UST Temp Close: 0; AST Currently In Use: 0; AST Temp Closed: 0 | 0 | 0 | 3 | 17243-071-015364 | TROY CARTER
41230 | Permanently Closed | 1989-10-01 | 1978-01-01 | 1990-10-18 | Petroleum | On road diesel | On road diesel |  | Steel | Steel |  | Painted or None | Steel |  | 1901-01-01 | [14 empty] | UST Currently In Use: 0; UST Temp Close: 0; AST Currently In Use: 0; AST Temp Closed: 0 | 0 | 0 | 1 | 17011-127-015063 | MEADOW GOLD DAIRY
41231 | Permanently Closed | 1991-06-01 | 1970-01-01 | 1992-01-27 | Petroleum | On road diesel | On road diesel | Emergency Power Generator | Steel | Steel |  | Painted or None | Steel |  | 1901-01-01 | [14 empty] | UST Currently In Use: 0; UST Temp Close: 0; AST Currently In Use: 21; AST Temp Closed: 0 | 0 | 0 | 33 | 15048-101-002892 | U S AIR FORCE
41232 | Permanently Closed | 1990-10-01 | 1969-01-01 | 1992-01-22 | Petroleum | On road diesel | On road diesel | Emergency Power Generator | Steel | Steel |  | Painted or None | Steel |  | 1901-01-01 | [14 empty] | UST Currently In Use: 0; UST Temp Close: 0; AST Currently In Use: 21; AST Temp Closed: 0 | 0 | 0 | 33 | 15048-101-002892 | U S AIR FORCE
41233 | Permanently Closed | 1990-10-01 | 1981-01-01 | 1992-01-22 | Petroleum | On road diesel | On road diesel | Emergency Power Generator | Steel | Steel |  | Painted or None | Steel |  | 1901-01-01 | [14 empty] | UST Currently In Use: 0; UST Temp Close: 0; AST Currently In Use: 21; AST Temp Closed: 0 | 0 | 0 | 33 | 15048-101-002892 | U S AIR FORCE
41234 | Permanently Closed | 1991-06-01 | 1974-01-01 | 1992-02-04 | Petroleum | On road diesel | On road diesel | Emergency Power Generator | Steel | Steel |  | Painted or None | Steel |  | 1901-01-01 | [14 empty] | UST Currently In Use: 0; UST Temp Close: 0; AST Currently In Use: 21; AST Temp Closed: 0 | 0 | 0 | 33 | 15048-101-002892 | U S AIR FORCE
41235 | Permanently Closed | 1990-05-01 | 1975-01-01 |  | Petroleum | Other, X | Other | Emergency Power Generator | Steel | Steel |  | Painted or None | Steel |  | 1901-01-01 | [14 empty] | UST Currently In Use: 0; UST Temp Close: 0; AST Currently In Use: 21; AST Temp Closed: 0 | 0 | 0 | 33 | 15048-101-002892 | U S AIR FORCE
41236 | Permanently Closed | 1991-04-23 | 1976-01-01 | 1991-04-23 | Petroleum | On road diesel | On road diesel | Emergency Power Generator | Steel | Steel |  | Painted or None | Steel |  | 1901-01-01 | [14 empty] | UST Currently In Use: 0; UST Temp Close: 0; AST Currently In Use: 21; AST Temp Closed: 0 | 0 | 0 | 33 | 15048-101-002892 | U S AIR FORCE
41239 | Permanently Closed | 1993-10-01 | 1980-04-23 23:00 | 1993-12-16 | Petroleum | On road diesel | On road diesel |  | Steel | Steel |  | Painted or None | Steel |  | 1901-01-01 | [14 empty] | UST Currently In Use: 0; UST Temp Close: 0; AST Currently In Use: 0; AST Temp Closed: 0 | 0 | 0 | 1 | 17253-069-015236 | W J POWELL CO INC
41240 | Permanently Closed | 1995-07-01 | 1987-02-05 |  | Petroleum | Unleaded gasoline | Unleaded gasoline |  | Steel | Steel | Coated & cathodic protection (sti-P3) |  | Steel |  | 1901-01-01 | [11 empty] | Annual line testing | Annual line testing |  | UST Currently In Use: 0; UST Temp Close: 0; AST Currently In Use: 2; AST Temp Closed: 0 | 0 | 0 | 2 | 16922-125-014902 | TUSCALOOSA STEEL CORPORATION
41241 | Permanently Closed | 1994-11-01 | 1987-02-05 |  | Petroleum | On road diesel | On road diesel |  | Steel | Steel | Coated & cathodic protection (sti-P3) |  | Steel |  | 1901-01-01 | [11 empty] | Annual line testing | Annual line testing |  | UST Currently In Use: 0; UST Temp Close: 0; AST Currently In Use: 2; AST Temp Closed: 0 | 0 | 0 | 2 | 16922-125-014902 | TUSCALOOSA STEEL CORPORATION
41242 | Permanently Closed | 2003-12-31 | 1990-12-07 | 2017-04-20 | Petroleum | Unleaded gasoline | Unleaded gasoline | Retail | Fiberglass reinforced plastic | Fiberglass reinforced plastic |  |  | Fiberglass reinforced plastic |  | 1901-01-01 | Catchment Basin | Automatic shutoff device At 95% full | Automatic shutoff device At 95% full |  |  | Continuous Automatic Tank Gauge | [8 empty] | UST Currently In Use: 0; UST Temp Close: 0; AST Currently In Use: 0; AST Temp Closed: 0 | 0 | 0 | 7 | 25133-095-007826 | MARGARET ANDERSON
41243 | Permanently Closed | 2003-12-31 | 1990-12-07 | 2017-04-20 | Petroleum | Mid-grade gasoline | Mid-grade gasoline | Retail | Fiberglass reinforced plastic | Fiberglass reinforced plastic |  |  | Fiberglass reinforced plastic |  | 1901-01-01 | Catchment Basin | Automatic shutoff device At 95% full | Automatic shutoff device At 95% full |  |  | Continuous Automatic Tank Gauge | [8 empty] | UST Currently In Use: 0; UST Temp Close: 0; AST Currently In Use: 0; AST Temp Closed: 0 | 0 | 0 | 7 | 25133-095-007826 | MARGARET ANDERSON
41244 | Permanently Closed | 2003-12-31 | 1990-12-07 | 2017-04-20 | Petroleum | Premium gasoline | Premium gasoline | Retail | Fiberglass reinforced plastic | Fiberglass reinforced plastic |  |  | Fiberglass reinforced plastic |  | 1901-01-01 | Catchment Basin | Automatic shutoff device At 95% full | Automatic shutoff device At 95% full |  |  | Continuous Automatic Tank Gauge | [8 empty] | UST Currently In Use: 0; UST Temp Close: 0; AST Currently In Use: 0; AST Temp Closed: 0 | 0 | 0 | 7 | 25133-095-007826 | MARGARET ANDERSON
41245 | Permanently Closed | 2003-12-31 | 1990-12-07 | 2017-04-20 | Petroleum | On road diesel | On road diesel | Retail | Fiberglass reinforced plastic | Fiberglass reinforced plastic |  |  | Fiberglass reinforced plastic |  | 1901-01-01 | Catchment Basin | Automatic shutoff device At 95% full | Automatic shutoff device At 95% full |  |  | Continuous Automatic Tank Gauge | [8 empty] | UST Currently In Use: 0; UST Temp Close: 0; AST Currently In Use: 0; AST Temp Closed: 0 | 0 | 0 | 7 | 25133-095-007826 | MARGARET ANDERSON
41247 | Permanently Closed | 1995-10-01 | 1988-01-15 | 1995-11-13 | Petroleum | Unleaded gasoline | Unleaded gasoline | Retail | Steel | Steel |  | Painted or None | Steel |  | 1901-01-01 | [14 empty] | UST Currently In Use: 0; UST Temp Close: 2; AST Currently In Use: 1; AST Temp Closed: 0 | 0 | 2 | 2 | 13284-093-015073 | H.L. MARTIN DISTRIBUTING CO.
41248 | Permanently Closed | 1995-10-01 | 1990-01-15 | 1995-11-13 | Petroleum | Unleaded gasoline | Unleaded gasoline | Retail | Steel | Steel |  | Painted or None | Steel |  | 1901-01-01 | [14 empty] | UST Currently In Use: 0; UST Temp Close: 2; AST Currently In Use: 1; AST Temp Closed: 0 | 0 | 2 | 2 | 13284-093-015073 | H.L. MARTIN DISTRIBUTING CO.
41250 | Permanently Closed | 1994-01-01 | 1986-01-01 | 2002-04-23 | Petroleum | Unleaded gasoline | Unleaded gasoline |  | Steel | Steel | Coated & cathodic protection (sti-P3) |  | Fiberglass reinforced plastic |  | 1901-01-01 | [14 empty] | UST Currently In Use: 0; UST Temp Close: 0; AST Currently In Use: 0; AST Temp Closed: 0 | 0 | 0 | 5 | 12740-095-009934 | JET PEP INC.
41251 | Currently in Use |  | 1980-01-01 |  | Petroleum | On road diesel | On road diesel | Emergency power generator | Fiberglass reinforced plastic | Fiberglass reinforced plastic |  |  | Fiberglass reinforced plastic |  | 1901-01-01 | Catchment Basin | Audible high level alarm At 90% full | Audible high level alarm At 90% full | Interstitial Monitoring within Secondary Containment | SENSOR TO ATG | Continuous Automatic Tank Gauge | [8 empty] | UST Currently In Use: 3; UST Temp Close: 0; AST Currently In Use: 0; AST Temp Closed: 0 | 3 | 0 | 0 | 17246-089-015365 | HUNTSVILLE HOSPITAL PLANT OPERATIONS
41252 | Permanently Closed | 1991-12-02 | 1980-01-01 | 1991-12-02 | Petroleum | On road diesel | On road diesel |  | Steel | Steel |  | Painted or None | Steel |  | 1901-01-01 | [14 empty] | UST Currently In Use: 0; UST Temp Close: 0; AST Currently In Use: 0; AST Temp Closed: 0 | 0 | 0 | 2 | 17246-089-015366 | HUNTSVILLE HOSPITAL PLANT OPERATIONS
41253 | Permanently Closed | 2003-11-20 | 1986-09-01 | 2003-11-20 | Petroleum | On road diesel | On road diesel | Industrial | Fiberglass coated steel | Fiberglass coated steel |  |  | Flexible |  | 1901-01-01 | Catchment Basin | Automatic shutoff device At 95% full | Automatic shutoff device At 95% full |  |  | Automatic Tank Gauge | [8 empty] | UST Currently In Use: 0; UST Temp Close: 0; AST Currently In Use: 0; AST Temp Closed: 0 | 0 | 0 | 1 | 17246-089-015367 | HUNTSVILLE HOSPITAL PLANT OPERATIONS
41254 | Permanently Closed | 1993-12-17 | 1984-07-01 | 1993-12-17 | Petroleum | Unleaded gasoline | Unleaded gasoline | [7 empty] | 1901-01-01 | [14 empty] | UST Currently In Use: 0; UST Temp Close: 0; AST Currently In Use: 0; AST Temp Closed: 0 | 0 | 0 | 2 | 17247-089-015368 | SEARS ROEBUCK AND CO #2166
41255 | Permanently Closed | 1993-12-16 | 1984-07-01 | 1993-12-16 | Petroleum | Used oil | Used oil | [7 empty] | 1901-01-01 | [14 empty] | UST Currently In Use: 0; UST Temp Close: 0; AST Currently In Use: 0; AST Temp Closed: 0 | 0 | 0 | 2 | 17247-089-015368 | SEARS ROEBUCK AND CO #2166
41257 | Permanently Closed | 1993-07-20 | 1975-05-10 | 1993-07-20 | Petroleum | Used oil | Used oil |  | Steel | Steel |  | Painted or None | Steel |  | 1901-01-01 | [14 empty] | UST Currently In Use: 2; UST Temp Close: 0; AST Currently In Use: 0; AST Temp Closed: 0 | 2 | 0 | 5 | 25265-055-005697 | LGWS/CROSS AMERICA PARTNERS
41258 | Cannot Locate or abandoned | 1998-12-28 | 1987-01-01 |  | Petroleum | Unleaded gasoline | Unleaded gasoline |  | Steel | Steel | Coated & cathodic protection (sti-P3) |  | Steel |  | 1901-01-01 | [14 empty] | UST Currently In Use: 0; UST Temp Close: 0; AST Currently In Use: 1; AST Temp Closed: 0 | 0 | 0 | 0 | 14083-117-012498 | EUGENE CALDWELL
41259 | Cannot Locate or abandoned | 1998-12-28 | 1987-01-01 |  | Petroleum | On road diesel | On road diesel |  | Steel | Steel | Coated & cathodic protection (sti-P3) |  | Steel |  | 1901-01-01 | [14 empty] | UST Currently In Use: 0; UST Temp Close: 0; AST Currently In Use: 1; AST Temp Closed: 0 | 0 | 0 | 0 | 14083-117-012498 | EUGENE CALDWELL
41266 | Permanently Closed | 1994-08-01 | 1980-01-01 | 1994-08-13 | Petroleum | Unleaded gasoline | Unleaded gasoline |  | Steel | Steel | Coated & cathodic protection (sti-P3) |  | Steel |  | 1901-01-01 | [14 empty] | UST Currently In Use: 0; UST Temp Close: 0; AST Currently In Use: 0; AST Temp Closed: 0 | 0 | 0 | 3 | 17014-125-015066 | STAMPS & SONS GROCERY
41267 | Permanently Closed | 1994-08-01 | 1980-01-01 | 1994-08-13 | Petroleum | Unleaded gasoline | Unleaded gasoline |  | Steel | Steel | Coated & cathodic protection (sti-P3) |  | Steel |  | 1901-01-01 | [14 empty] | UST Currently In Use: 0; UST Temp Close: 0; AST Currently In Use: 0; AST Temp Closed: 0 | 0 | 0 | 3 | 17014-125-015066 | STAMPS & SONS GROCERY
41268 | Permanently Closed | 1994-08-01 | 1980-01-01 | 1994-08-13 | Petroleum | On road diesel | On road diesel |  | Steel | Steel | Coated & cathodic protection (sti-P3) |  | Steel |  | 1901-01-01 | [14 empty] | UST Currently In Use: 0; UST Temp Close: 0; AST Currently In Use: 0; AST Temp Closed: 0 | 0 | 0 | 3 | 17014-125-015066 | STAMPS & SONS GROCERY
41269 | Permanently Closed | 1993-03-27 | 1971-07-01 | 1994-07-29 | Petroleum | Used oil | Used oil |  | Steel | Steel |  | Painted or None | Steel |  | 1901-01-01 | [14 empty] | UST Currently In Use: 0; UST Temp Close: 0; AST Currently In Use: 0; AST Temp Closed: 0 | 0 | 0 | 1 | 19585-047-015077 | ARONOV REALTY COMPANY INC
41270 | Currently in Use |  | 1989-03-15 |  | Petroleum | On road diesel | On road diesel | Bulk facility | Fiberglass reinforced plastic | Double Wall |  |  | Fiberglass reinforced plastic |  | 1901-01-01 | Catchment Basin | Automatic shutoff device At 95% full | Automatic shutoff device At 95% full |  |  | Automatic Tank Gauge |  | Automatic flow restrictor (MLLD) | Automatic flow restrictor (MLLD) |  | SENSOR TO ATG | Annual line testing | Annual line testing |  | UST Currently In Use: 2; UST Temp Close: 0; AST Currently In Use: 0; AST Temp Closed: 0 | 2 | 0 | 5 | 13516-101-000696 | MONTGOMERY COUNTY COMMISSION
41271 | Currently in Use |  | 1989-03-15 |  | Petroleum | Unleaded gasoline | Unleaded gasoline | Local Government | Double Wall | Double Wall |  |  | Fiberglass reinforced plastic |  | 1901-01-01 | Catchment Basin | Automatic shutoff device At 95% full | Automatic shutoff device At 95% full |  |  | Automatic Tank Gauge |  | Automatic flow restrictor (MLLD) | Automatic flow restrictor (MLLD) |  | SENSOR TO ATG | Continuous alarm system | Annual line testing |  | UST Currently In Use: 2; UST Temp Close: 0; AST Currently In Use: 0; AST Temp Closed: 0 | 2 | 0 | 5 | 13516-101-000696 | MONTGOMERY COUNTY COMMISSION
41272 | Temporary Closed | 2012-12-05 | 1990-08-19 |  | Petroleum | Unleaded gasoline | Unleaded gasoline |  | Fiberglass reinforced plastic | Fiberglass reinforced plastic |  |  | Fiberglass reinforced plastic |  | 1901-01-01 | Catchment Basin | Automatic shutoff device At 95% full | Automatic shutoff device At 95% full |  |  | Automatic Tank Gauge |  | Automatic flow restrictor (MLLD) | Automatic flow restrictor (MLLD) |  |  | Annual line testing | Annual line testing |  | UST Currently In Use: 0; UST Temp Close: 4; AST Currently In Use: 0; AST Temp Closed: 0 | 0 | 4 | 3 | 13243-073-003560 | MAKA INVESTMENT COMPANY INC
41273 | Temporary Closed | 2012-12-05 | 1990-08-19 |  | Petroleum | Premium gasoline | Premium gasoline |  | Fiberglass reinforced plastic | Fiberglass reinforced plastic |  |  | Fiberglass reinforced plastic |  | 1901-01-01 | Catchment Basin | Automatic shutoff device At 95% full | Automatic shutoff device At 95% full |  |  | Automatic Tank Gauge |  | Automatic flow restrictor (MLLD) | Automatic flow restrictor (MLLD) |  |  | Annual line testing | Annual line testing |  | UST Currently In Use: 0; UST Temp Close: 4; AST Currently In Use: 0; AST Temp Closed: 0 | 0 | 4 | 3 | 13243-073-003560 | MAKA INVESTMENT COMPANY INC
41274 | Temporary Closed | 2012-12-05 | 1990-08-19 |  | Petroleum | Unleaded gasoline | Unleaded gasoline |  | Fiberglass reinforced plastic | Fiberglass reinforced plastic |  |  | Fiberglass reinforced plastic |  | 1901-01-01 | Catchment Basin | Automatic shutoff device At 95% full | Automatic shutoff device At 95% full |  |  | Automatic Tank Gauge |  | Automatic flow restrictor (MLLD) | Automatic flow restrictor (MLLD) |  |  | Annual line testing | Annual line testing |  | UST Currently In Use: 0; UST Temp Close: 4; AST Currently In Use: 0; AST Temp Closed: 0 | 0 | 4 | 3 | 13243-073-003560 | MAKA INVESTMENT COMPANY INC
41276 | Temporary Closed | 2012-12-05 | 1990-08-19 |  | Petroleum | On road diesel | On road diesel |  | Fiberglass reinforced plastic | Fiberglass reinforced plastic |  |  | Fiberglass reinforced plastic |  | 1901-01-01 | Catchment Basin | Automatic shutoff device At 95% full | Automatic shutoff device At 95% full |  |  | Automatic Tank Gauge | [8 empty] | UST Currently In Use: 0; UST Temp Close: 4; AST Currently In Use: 0; AST Temp Closed: 0 | 0 | 4 | 3 | 13243-073-003560 | MAKA INVESTMENT COMPANY INC
41277 | Permanently Closed | 1994-08-22 | 1965-01-01 | 1994-08-25 | Petroleum | Unleaded gasoline | Unleaded gasoline | State/federal government | Steel | Steel |  | Painted or None | Steel |  | 1901-01-01 | [11 empty] | Annual line testing | Annual line testing |  | UST Currently In Use: 0; UST Temp Close: 0; AST Currently In Use: 0; AST Temp Closed: 0 | 0 | 0 | 1 | 15048-123-015078 | U S AIR FORCE
41279 | Permanently Closed | 1991-10-28 | 1976-01-01 | 1991-10-28 | Petroleum | Used oil | Used oil | Local government | Steel | Steel |  |  | Steel |  | 1901-01-01 | [14 empty] | UST Currently In Use: 0; UST Temp Close: 1; AST Currently In Use: 0; AST Temp Closed: 0 | 0 | 1 | 1 | 10994-073-004174 | CITY OF BIRMINGHAM
41280 | Permanently Closed | 1991-12-11 | 1986-01-01 | 1991-12-11 | Petroleum | Unleaded gasoline | Unleaded gasoline |  | Fiberglass reinforced plastic | Fiberglass reinforced plastic |  |  | Steel |  | 1901-01-01 | [14 empty] | UST Currently In Use: 0; UST Temp Close: 0; AST Currently In Use: 0; AST Temp Closed: 0 | 0 | 0 | 2 | 12501-099-000058 | HOLCIM INC
41282 | Permanently Closed | 1993-12-10 | 1986-01-01 | 1993-12-10 | Petroleum | Other, RDA-S2 | Other |  | Fiberglass reinforced plastic | Fiberglass reinforced plastic |  |  | Steel |  | 1901-01-01 | [14 empty] | UST Currently In Use: 0; UST Temp Close: 0; AST Currently In Use: 4; AST Temp Closed: 0 | 0 | 0 | 5 | 12501-097-000057 | HOLCIM INC
41283 | Currently in Use |  | 1990-10-26 |  | Petroleum | On road diesel | On road diesel | Industrial | Fiberglass reinforced plastic | Double Wall |  |  | 2 PIECES |  | 1901-01-01 | Catchment Basin | Automatic shutoff device At 95% full | Automatic shutoff device At 95% full | Interstitial Monitoring within Secondary Containment |  | Continuous Automatic Tank Gauge |  | Automatic flow restrictor (MLLD) | Automatic flow restrictor (MLLD) |  |  | Annual line testing | Annual line testing |  | UST Currently In Use: 2; UST Temp Close: 0; AST Currently In Use: 0; AST Temp Closed: 0 | 2 | 0 | 3 | 15094-073-002651 | UNITED PARCEL SERVICE
41284 | Currently in Use |  | 1990-10-26 |  | Petroleum | Unleaded gasoline | Unleaded gasoline | Industrial | Fiberglass reinforced plastic | Double Wall |  |  | Fiberglass reinforced plastic |  | 1901-01-01 | Catchment Basin | Automatic shutoff device At 95% full | Automatic shutoff device At 95% full | Interstitial Monitoring within Secondary Containment |  | Continuous Automatic Tank Gauge |  | Containment Sump | Automatic flow restrictor (MLLD) |  | SENSOR TO ATG | Annual line testing | Annual line testing |  | UST Currently In Use: 2; UST Temp Close: 0; AST Currently In Use: 0; AST Temp Closed: 0 | 2 | 0 | 3 | 15094-073-002651 | UNITED PARCEL SERVICE
41285 | Permanently Closed | 1992-10-06 | 1973-10-21 | 1992-10-06 | Petroleum | Unleaded gasoline | Unleaded gasoline |  | Steel | Steel |  | Painted or None | Steel |  | 1901-01-01 | [14 empty] | UST Currently In Use: 0; UST Temp Close: 0; AST Currently In Use: 0; AST Temp Closed: 0 | 0 | 0 | 1 | 17248-103-015368 | CHARTER RETREAT HOSPITAL
41286 | Permanently Closed | 2006-01-05 | 1986-10-01 | 2007-04-19 | Petroleum | Unleaded gasoline | Unleaded gasoline | Retail | Steel | Steel | Field installed cathodic protection |  | Steel |  | 1901-01-01 | Catchment Basin | Automatic shutoff device At 95% full | Automatic shutoff device At 95% full |  |  | Statistical Inventory Reconciliation (SIR) | [8 empty] | UST Currently In Use: 0; UST Temp Close: 0; AST Currently In Use: 0; AST Temp Closed: 0 | 0 | 0 | 2 | 22705-093-015079 | WACHOVIA BANK
41287 | Permanently Closed | 2006-01-05 | 1986-10-01 | 2007-04-19 | Petroleum | Premium gasoline | Premium gasoline | Retail | Steel | Steel | Field installed cathodic protection |  | Steel |  | 1901-01-01 | Catchment Basin | Automatic shutoff device At 95% full | Automatic shutoff device At 95% full |  |  | Statistical Inventory Reconciliation (SIR) | [8 empty] | UST Currently In Use: 0; UST Temp Close: 0; AST Currently In Use: 0; AST Temp Closed: 0 | 0 | 0 | 2 | 22705-093-015079 | WACHOVIA BANK
41288 | Temporary Closed | 2009-03-31 | 1990-11-01 |  | Petroleum | Unleaded gasoline | Unleaded gasoline |  | Steel | Steel | Coated & cathodic protection (sti-P3) |  | Fiberglass reinforced plastic |  |  | Catchment Basin | Flow Rest 90% Full | Flow Rest 90% Full |  |  |  |  | Automatic flow restrictor (MLLD) | Automatic flow restrictor (MLLD) |  |  | Annual line testing | Annual line testing |  | UST Currently In Use: 0; UST Temp Close: 3; AST Currently In Use: 2; AST Temp Closed: 0 | 0 | 3 | 5 | 19115-125-007549 | LAWRENCE A BREWER
41289 | Temporary Closed | 2009-03-31 | 1990-11-01 |  | Petroleum | Unleaded gasoline | Unleaded gasoline |  | Steel | Steel | Coated & cathodic protection (sti-P3) |  | Fiberglass reinforced plastic |  |  | Catchment Basin | Flow Rest 90% Full | Flow Rest 90% Full |  |  |  |  | Automatic flow restrictor (MLLD) | Automatic flow restrictor (MLLD) |  |  | Annual line testing | Annual line testing |  | UST Currently In Use: 0; UST Temp Close: 3; AST Currently In Use: 2; AST Temp Closed: 0 | 0 | 3 | 5 | 19115-125-007549 | LAWRENCE A BREWER
41290 | Temporary Closed | 2009-03-31 | 1990-11-01 |  | Petroleum | On road diesel | On road diesel |  | Steel | Steel | Coated & cathodic protection (sti-P3) |  | Fiberglass reinforced plastic |  |  | Catchment Basin | Flow Rest 90% Full | Flow Rest 90% Full |  |  |  |  | Automatic flow restrictor (MLLD) | Automatic flow restrictor (MLLD) |  |  | Annual line testing | Annual line testing |  | UST Currently In Use: 0; UST Temp Close: 3; AST Currently In Use: 2; AST Temp Closed: 0 | 0 | 3 | 5 | 19115-125-007549 | LAWRENCE A BREWER
41291 | Currently in Use |  | 1990-10-08 |  | Petroleum | Premium gasoline | Premium gasoline | Retail | Steel | Steel | Coated & cathodic protection (sti-P3) |  | Flexible |  |  | Catchment Basin | Flow Rest 90% Full | Flow Rest 90% Full |  |  | Automatic Tank Gauge |  | Automatic flow restrictor (MLLD) | Automatic flow restrictor (MLLD) |  |  | Annual line testing | Annual line testing |  | UST Currently In Use: 2; UST Temp Close: 0; AST Currently In Use: 0; AST Temp Closed: 0 | 2 | 0 | 2 | 21566-021-008658 | KARL W SMITH
41293 | Currently in Use |  | 1990-11-08 |  | Petroleum | Unleaded gasoline | Unleaded gasoline | Retail | Steel | Steel | Coated & cathodic protection (sti-P3) |  | Flexible |  |  | Catchment Basin | Flow Rest 90% Full | Flow Rest 90% Full |  |  | Automatic Tank Gauge |  | Automatic flow restrictor (MLLD) | Automatic flow restrictor (MLLD) |  |  | Annual line testing | Annual line testing |  | UST Currently In Use: 2; UST Temp Close: 0; AST Currently In Use: 0; AST Temp Closed: 0 | 2 | 0 | 2 | 21566-021-008658 | KARL W SMITH
41294 | Currently in Use |  | 1990-11-26 |  | Petroleum | Mid-grade gasoline | Mid-grade gasoline | Retail | Steel | Steel | Coated & cathodic protection (sti-P3) |  | Fiberglass reinforced plastic |  | 1901-01-01 | Catchment Basin | Automatic shutoff device At 95% full | Automatic shutoff device At 95% full |  |  | Statistical Inventory Reconciliation (SIR) | [8 empty] | UST Currently In Use: 3; UST Temp Close: 0; AST Currently In Use: 0; AST Temp Closed: 0 | 3 | 0 | 2 | 22149-075-012480 | TOMMY HOWE PETROLEUM INC.
41295 | Currently in Use |  | 1990-11-26 |  | Petroleum | Premium gasoline | Premium gasoline | Retail | Steel | Steel | Coated & cathodic protection (sti-P3) |  | Fiberglass reinforced plastic |  | 1901-01-01 | Catchment Basin | Automatic shutoff device At 95% full | Automatic shutoff device At 95% full |  |  | Statistical Inventory Reconciliation (SIR) | [8 empty] | UST Currently In Use: 3; UST Temp Close: 0; AST Currently In Use: 0; AST Temp Closed: 0 | 3 | 0 | 2 | 22149-075-012480 | TOMMY HOWE PETROLEUM INC.
41296 | Permanently Closed | 2002-06-28 | 1990-01-01 | 2002-06-28 | Petroleum | On road diesel | On road diesel | Retail | Fiberglass reinforced plastic | Fiberglass reinforced plastic |  |  | Fiberglass reinforced plastic |  | 1901-01-01 | Catchment Basin | Flow Rest 90% Full | Flow Rest 90% Full | Interstitial Monitoring within Secondary Containment | [7 empty] | Annual line testing | Annual line testing |  | UST Currently In Use: 0; UST Temp Close: 0; AST Currently In Use: 0; AST Temp Closed: 0 | 0 | 0 | 12 | 15437-101-004982 | WINN DIXIE MONTGOMERY, INC.
41297 | Permanently Closed | 2002-06-28 | 1990-01-01 | 2002-06-28 | Petroleum | On road diesel | On road diesel | Bulk facility | Fiberglass reinforced plastic | Fiberglass reinforced plastic |  |  | Fiberglass reinforced plastic |  | 1901-01-01 | Catchment Basin | Flow Rest 90% Full | Flow Rest 90% Full | Interstitial Monitoring within Secondary Containment | [7 empty] | Annual line testing | Annual line testing |  | UST Currently In Use: 0; UST Temp Close: 0; AST Currently In Use: 0; AST Temp Closed: 0 | 0 | 0 | 12 | 15437-101-004982 | WINN DIXIE MONTGOMERY, INC.
41298 | Permanently Closed | 2002-06-28 | 1990-01-01 | 2002-06-28 | Petroleum | On road diesel | On road diesel | Bulk facility | Fiberglass reinforced plastic | Fiberglass reinforced plastic |  |  | Fiberglass reinforced plastic |  | 1901-01-01 | Catchment Basin | Flow Rest 90% Full | Flow Rest 90% Full | Interstitial Monitoring within Secondary Containment | [5 empty] | Interstitial Monitoring within Secondary Containment |  | Annual line testing | Annual line testing |  | UST Currently In Use: 0; UST Temp Close: 0; AST Currently In Use: 0; AST Temp Closed: 0 | 0 | 0 | 12 | 15437-101-004982 | WINN DIXIE MONTGOMERY, INC.
41301 | Currently in Use |  | 1990-09-15 |  | Petroleum | Unleaded gasoline | Unleaded gasoline | Retail | Single Wall | Single Wall | Coated & cathodic protection (sti-P3) |  | Fiberglass reinforced plastic |  | 1901-01-01 | Catchment Basin | Flow Rest 90% Full | Flow Rest 90% Full |  |  | Continuous Automatic Tank Gauge |  | Automatic shutoff device (AELLD) | Automatic shutoff device (AELLD) | [5 empty] | UST Currently In Use: 2; UST Temp Close: 0; AST Currently In Use: 0; AST Temp Closed: 0 | 2 | 0 | 5 | 13951-073-007264 | QUALITY PETROLEUM OF ALABAMA INC
41302 | Currently in Use |  | 1990-09-15 |  | Petroleum | Premium gasoline | Premium gasoline | Retail | Single Wall | Single Wall | Coated & cathodic protection (sti-P3) |  | Single Wall |  | 1901-01-01 | Catchment Basin | Flow Rest 90% Full | Flow Rest 90% Full |  |  | Continuous Automatic Tank Gauge |  | Automatic shutoff device (AELLD) | Automatic shutoff device (AELLD) | [5 empty] | UST Currently In Use: 2; UST Temp Close: 0; AST Currently In Use: 0; AST Temp Closed: 0 | 2 | 0 | 5 | 13951-073-007264 | QUALITY PETROLEUM OF ALABAMA INC
41303 | Permanently Closed | 2002-11-12 | 1990-11-07 |  | Petroleum | Unleaded gasoline | Unleaded gasoline |  | Fiberglass reinforced plastic | Fiberglass reinforced plastic |  |  | Fiberglass reinforced plastic |  | 1901-01-01 | Catchment Basin | Automatic shutoff device At 95% full | Automatic shutoff device At 95% full | [8 empty] | Annual line testing | Annual line testing |  | UST Currently In Use: 0; UST Temp Close: 0; AST Currently In Use: 0; AST Temp Closed: 0 | 0 | 0 | 1 | 20857-073-015198 | BALFOUR LLC
41304 | Currently in Use |  | 1989-03-21 |  | Petroleum | Unleaded gasoline | Unleaded gasoline | Local government | Fiberglass reinforced plastic | Fiberglass reinforced plastic |  |  | Fiberglass reinforced plastic |  | 1901-01-01 | Catchment Basin | Automatic shutoff device At 95% full | Automatic shutoff device At 95% full |  |  | Automatic Tank Gauge | [8 empty] | UST Currently In Use: 1; UST Temp Close: 0; AST Currently In Use: 0; AST Temp Closed: 0 | 1 | 0 | 0 | 12713-073-015199 | JEFFERSON COUNTY COMMISSION
41305 | Currently in Use |  | 1990-10-29 |  | Petroleum | Unleaded gasoline | Unleaded gasoline | Retail | Steel | Single Wall | Coated & cathodic protection (sti-P3) |  | Fiberglass reinforced plastic |  |  | Catchment Basin | Flow Rest 90% Full | Flow Rest 90% Full |  |  | Automatic Tank Gauge | Single walled submersible pump containment sump | Automatic flow restrictor (MLLD) | Automatic flow restrictor (MLLD) |  |  | Annual line testing | Annual line testing |  | UST Currently In Use: 4; UST Temp Close: 0; AST Currently In Use: 0; AST Temp Closed: 0 | 4 | 0 | 0 | 24386-103-015360 | FRONTIER INC
41306 | Currently in Use |  | 1990-10-29 |  | Petroleum | Premium gasoline | Premium gasoline | Retail | Single Wall | Single Wall | Coated & cathodic protection (sti-P3) |  | Double Wall |  |  | Catchment Basin | Flow Rest 90% Full | Flow Rest 90% Full |  |  | Automatic Tank Gauge | Single walled submersible pump containment sump | Automatic flow restrictor (MLLD) | Automatic flow restrictor (MLLD) |  |  | Annual line testing | Annual line testing |  | UST Currently In Use: 4; UST Temp Close: 0; AST Currently In Use: 0; AST Temp Closed: 0 | 4 | 0 | 0 | 24386-103-015360 | FRONTIER INC
41307 | Currently in Use |  | 1990-10-29 |  | Petroleum | On road diesel | On road diesel | Retail | Single Wall | Single Wall | Coated & cathodic protection (sti-P3) |  | Double Wall |  |  | Catchment Basin | Flow Rest 90% Full | Flow Rest 90% Full |  |  | Automatic Tank Gauge | Single walled submersible pump containment sump | Automatic flow restrictor (MLLD) | Automatic flow restrictor (MLLD) |  |  | Annual line testing | Annual line testing |  | UST Currently In Use: 4; UST Temp Close: 0; AST Currently In Use: 0; AST Temp Closed: 0 | 4 | 0 | 0 | 24386-103-015360 | FRONTIER INC
41308 | Currently in Use |  | 1990-10-29 |  | Petroleum | Unleaded gasoline | Unleaded gasoline | Retail | Steel | Single Wall | Coated & cathodic protection (sti-P3) |  | Single Wall |  |  | Catchment Basin | Flow Rest 90% Full | Flow Rest 90% Full |  |  | Automatic Tank Gauge | [8 empty] | UST Currently In Use: 4; UST Temp Close: 0; AST Currently In Use: 0; AST Temp Closed: 0 | 4 | 0 | 0 | 24386-103-015360 | FRONTIER INC
41309 | Currently in Use |  | 1988-01-01 |  | Petroleum | Unleaded gasoline | Unleaded gasoline | Retail | Steel | Steel | Coated & cathodic protection (sti-P3) |  | Fiberglass reinforced plastic |  |  | Catchment Basin | Automatic shutoff device At 95% full | Automatic shutoff device At 95% full |  |  | Statistical Inventory Reconciliation (SIR) |  | Containment Sump | Automatic flow restrictor (MLLD) |  |  | Statistical inventory reconciliation (SIR) | Statistical inventory reconciliation (SIR) |  | UST Currently In Use: 3; UST Temp Close: 0; AST Currently In Use: 2; AST Temp Closed: 0 | 3 | 0 | 2 | 10182-121-011242 | ALLEN OIL CO
41310 | Temporary Closed | 2020-03-13 | 1990-11-14 |  | Petroleum | Unleaded gasoline | Unleaded gasoline | Local government | Steel | Steel | Coated & cathodic protection (sti-P3) |  | Fiberglass reinforced plastic |  |  | Catchment Basin | Automatic shutoff device At 95% full | Automatic shutoff device At 95% full |  |  | Automatic Tank Gauge | [8 empty] | UST Currently In Use: 0; UST Temp Close: 2; AST Currently In Use: 0; AST Temp Closed: 0 | 0 | 2 | 3 | 11016-057-003521 | CITY OF FAYETTE
41311 | Temporary Closed | 2020-04-13 | 1990-11-14 |  | Petroleum | On road diesel | On road diesel | Local government | Steel | Steel | Coated & cathodic protection (sti-P3) |  | Fiberglass reinforced plastic |  |  | Catchment Basin | Automatic shutoff device At 95% full | Automatic shutoff device At 95% full |  |  | Automatic Tank Gauge | [8 empty] | UST Currently In Use: 0; UST Temp Close: 2; AST Currently In Use: 0; AST Temp Closed: 0 | 0 | 2 | 3 | 11016-057-003521 | CITY OF FAYETTE
41312 | Retired | 1988-12-22 | 1901-01-01 |  | Petroleum | Other, OTHER | Other | [7 empty] | 1901-01-01 | [14 empty] | UST Currently In Use: 0; UST Temp Close: 0; AST Currently In Use: 0; AST Temp Closed: 0 | 0 | 0 | 0 | 14909-089-002283 | BROWN TRANSPORT CORP
41313 | Permanently Closed | 1990-07-01 | 1901-01-01 | 1991-04-08 | Petroleum | Unleaded gasoline | Unleaded gasoline |  | Steel | Steel |  | Painted or None | Steel |  | 1901-01-01 | [14 empty] | UST Currently In Use: 0; UST Temp Close: 0; AST Currently In Use: 0; AST Temp Closed: 0 | 0 | 0 | 3 | 17279-073-007972 | JOHNNY ROBERTS
41317 | Currently in Use |  | 1989-11-01 |  | Petroleum | On road diesel | On road diesel | Emergency Power Generator | Double Wall | Double Wall |  |  | Flexible |  | 1901-01-01 | Catchment Basin | Automatic shutoff device At 95% full | Audible high level alarm At 90% full | Interstitial Monitoring within Secondary Containment | MANUAL/VISUAL CHECK | Continuous Automatic Tank Gauge |  | Containment Sump | Containment Sump | Interstitial Monitoring within Secondary Containment | SENSOR TO ATG |  |  |  | UST Currently In Use: 1; UST Temp Close: 0; AST Currently In Use: 0; AST Temp Closed: 0 | 1 | 0 | 0 | 12713-073-015401 | JEFFERSON COUNTY COMMISSION
41318 | Currently in Use |  | 1988-01-01 |  | Petroleum | Unleaded gasoline | Unleaded gasoline | Local government | Fiberglass reinforced plastic | Fiberglass reinforced plastic |  |  | Fiberglass reinforced plastic |  | 1901-01-01 | Catchment Basin | Automatic shutoff device At 95% full | Automatic shutoff device At 95% full |  |  | Automatic Tank Gauge | [8 empty] | UST Currently In Use: 1; UST Temp Close: 0; AST Currently In Use: 0; AST Temp Closed: 0 | 1 | 0 | 0 | 12713-073-015402 | JEFFERSON COUNTY COMMISSION
41319 | Currently in Use |  | 1990-12-26 |  | Petroleum | Unleaded gasoline | Unleaded gasoline |  | Fiberglass reinforced plastic | Fiberglass reinforced plastic |  |  | Double Wall |  | 1901-01-01 | Catchment Basin | Audible high level alarm At 90% full | Audible high level alarm At 90% full |  |  | Continuous Automatic Tank Gauge |  | Automatic flow restrictor (MLLD) | Automatic flow restrictor (MLLD) |  |  | Annual line testing | Annual line testing |  | UST Currently In Use: 4; UST Temp Close: 0; AST Currently In Use: 0; AST Temp Closed: 0 | 4 | 0 | 6 | 10563-073-001410 | COCA COLA BOTTLING CO UNITED INC
41320 | Currently in Use |  | 1990-12-26 |  | Petroleum | Unleaded gasoline | Unleaded gasoline | Industrial | Fiberglass reinforced plastic | Fiberglass reinforced plastic |  |  | Double Wall |  | 1901-01-01 | Catchment Basin | Audible high level alarm At 90% full | Audible high level alarm At 90% full |  |  | Continuous Automatic Tank Gauge |  | Containment Sump | Automatic flow restrictor (MLLD) |  |  | Annual line testing | Annual line testing |  | UST Currently In Use: 4; UST Temp Close: 0; AST Currently In Use: 0; AST Temp Closed: 0 | 4 | 0 | 6 | 10563-073-001410 | COCA COLA BOTTLING CO UNITED INC
41321 | Currently in Use |  | 1990-12-26 |  | Petroleum | On road diesel | On road diesel | Industrial | Fiberglass reinforced plastic | Fiberglass reinforced plastic |  |  | Fiberglass reinforced plastic |  | 1901-01-01 | Catchment Basin | Audible high level alarm At 90% full | Audible high level alarm At 90% full |  |  | Continuous Automatic Tank Gauge |  | Automatic flow restrictor (MLLD) | Automatic flow restrictor (MLLD) |  |  | Annual line testing | Annual line testing |  | UST Currently In Use: 4; UST Temp Close: 0; AST Currently In Use: 0; AST Temp Closed: 0 | 4 | 0 | 6 | 10563-073-001410 | COCA COLA BOTTLING CO UNITED INC
41322 | Currently in Use |  | 1990-12-26 |  | Petroleum | On road diesel | On road diesel | Emergency Power Generator | Fiberglass reinforced plastic | Fiberglass reinforced plastic |  |  | Fiberglass reinforced plastic |  | 1901-01-01 | Catchment Basin | Audible high level alarm At 90% full | Audible high level alarm At 90% full |  |  | Continuous Automatic Tank Gauge |  | Automatic flow restrictor (MLLD) | Automatic flow restrictor (MLLD) |  |  | Annual line testing | Annual line testing |  | UST Currently In Use: 4; UST Temp Close: 0; AST Currently In Use: 0; AST Temp Closed: 0 | 4 | 0 | 6 | 10563-073-001410 | COCA COLA BOTTLING CO UNITED INC
41323 | Permanently Closed | 2012-06-01 | 1985-02-15 |  | Petroleum | Unleaded gasoline | Unleaded gasoline | Retail | Steel | Single Wall | Field installed cathodic protection |  | Steel |  |  | Catchment Basin | Automatic shutoff device At 95% full | Automatic shutoff device At 95% full |  |  | Statistical Inventory Reconciliation (SIR) |  | Containment Sump | Containment Sump |  |  | Statistical inventory reconciliation (SIR) | Statistical inventory reconciliation (SIR) |  | UST Currently In Use: 0; UST Temp Close: 0; AST Currently In Use: 0; AST Temp Closed: 0 | 0 | 0 | 3 | 21477-055-015403 | WALEED ABBASSY
41324 | Permanently Closed | 2012-01-01 | 1985-02-15 |  | Petroleum | Mid-grade gasoline | Mid-grade gasoline | Retail | Steel | Single Wall | Field installed cathodic protection |  | Steel |  |  | Catchment Basin | Automatic shutoff device At 95% full | Automatic shutoff device At 95% full |  |  | Statistical Inventory Reconciliation (SIR) |  | Containment Sump | Containment Sump |  |  | Statistical inventory reconciliation (SIR) | Statistical inventory reconciliation (SIR) |  | UST Currently In Use: 0; UST Temp Close: 0; AST Currently In Use: 0; AST Temp Closed: 0 | 0 | 0 | 3 | 21477-055-015403 | WALEED ABBASSY
41325 | Permanently Closed | 2008-01-01 | 1985-02-15 |  | Petroleum | Premium gasoline | Premium gasoline | Retail | Single Wall | Single Wall | Field installed cathodic protection |  | Single Wall |  |  | Catchment Basin | Automatic shutoff device At 95% full | Automatic shutoff device At 95% full |  |  | Statistical Inventory Reconciliation (SIR) |  | Containment Sump | Containment Sump |  |  | Statistical inventory reconciliation (SIR) | Statistical inventory reconciliation (SIR) |  | UST Currently In Use: 0; UST Temp Close: 0; AST Currently In Use: 0; AST Temp Closed: 0 | 0 | 0 | 3 | 21477-055-015403 | WALEED ABBASSY
41331 | Temporary Closed | 2015-06-30 | 1990-09-01 |  | Petroleum | On road diesel | On road diesel | Retail | Fiberglass reinforced plastic | Fiberglass reinforced plastic |  |  | Fiberglass reinforced plastic |  | 1901-01-01 | Catchment Basin | Flow Rest 90% Full | Flow Rest 90% Full |  |  | Continuous Automatic Tank Gauge | [8 empty] | UST Currently In Use: 0; UST Temp Close: 4; AST Currently In Use: 1; AST Temp Closed: 0 | 0 | 4 | 0 | 17276-073-009244 | ROLAND BAILEY
41332 | Permanently Closed | 2010-11-23 | 1989-01-23 | 2010-11-23 | Petroleum | On road diesel | On road diesel | Local Government | Fiberglass reinforced plastic | Fiberglass reinforced plastic |  |  | Fiberglass reinforced plastic |  | 1901-01-01 | Catchment Basin | Automatic shutoff device At 95% full | Automatic shutoff device At 95% full | Interstitial Monitoring within Secondary Containment |  | Automatic Tank Gauge | [8 empty] | UST Currently In Use: 0; UST Temp Close: 0; AST Currently In Use: 4; AST Temp Closed: 0 | 0 | 0 | 1 | 15308-101-015082 | WATER WORKS AND SANITARY SEWER BOARD
41333 | Currently in Use |  | 1989-08-21 |  | Petroleum | Unleaded gasoline | Unleaded gasoline | State/Federal Government | Fiberglass reinforced plastic | Fiberglass reinforced plastic |  |  | Fiberglass reinforced plastic |  | 1901-01-01 | Catchment Basin | Flow Rest 90% Full | Flow Rest 90% Full | Interstitial Monitoring within Secondary Containment |  | Automatic Tank Gauge |  | Containment Sump | Automatic shutoff device (AELLD) |  |  | Continuous alarm system | Continuous alarm system |  | UST Currently In Use: 3; UST Temp Close: 0; AST Currently In Use: 0; AST Temp Closed: 0 | 3 | 0 | 0 | 15048-101-017696 | U S AIR FORCE
41334 | Currently in Use |  | 1989-08-21 |  | Petroleum | Unleaded gasoline | Unleaded gasoline | State/Federal Government | Fiberglass reinforced plastic | Fiberglass reinforced plastic |  |  | Fiberglass reinforced plastic |  | 1901-01-01 | Catchment Basin | Flow Rest 90% Full | Flow Rest 90% Full | Interstitial Monitoring within Secondary Containment |  | Automatic Tank Gauge |  | Automatic shutoff device (AELLD) | Automatic shutoff device (AELLD) | Interstitial Monitoring within Secondary Containment |  | Continuous alarm system | Continuous alarm system |  | UST Currently In Use: 3; UST Temp Close: 0; AST Currently In Use: 0; AST Temp Closed: 0 | 3 | 0 | 0 | 15048-101-017696 | U S AIR FORCE
41335 | Currently in Use |  | 1989-08-21 |  | Petroleum | Other, BIODIESEL | Other | State/Federal Government | Fiberglass reinforced plastic | Fiberglass reinforced plastic |  |  | Fiberglass reinforced plastic |  | 1901-01-01 | Catchment Basin | Flow Rest 90% Full | Flow Rest 90% Full | Interstitial Monitoring within Secondary Containment |  | Automatic Tank Gauge |  | Automatic shutoff device (AELLD) | Automatic shutoff device (AELLD) |  |  | Continuous alarm system | Continuous alarm system |  | UST Currently In Use: 3; UST Temp Close: 0; AST Currently In Use: 0; AST Temp Closed: 0 | 3 | 0 | 0 | 15048-101-017696 | U S AIR FORCE
41336 | Permanently Closed | 1990-12-20 | 1989-06-05 | 1992-02-07 | Petroleum | Unleaded gasoline | Unleaded gasoline | State/federal government | Fiberglass reinforced plastic | Fiberglass reinforced plastic |  |  | Steel |  | 1901-01-01 |  | Audible high level alarm At 90% full | Audible high level alarm At 90% full | [11 empty] | UST Currently In Use: 0; UST Temp Close: 0; AST Currently In Use: 21; AST Temp Closed: 0 | 0 | 0 | 33 | 15048-101-002892 | U S AIR FORCE
41338 | Permanently Closed | 2000-08-24 | 1988-04-01 | 2012-12-19 | Petroleum | Unleaded gasoline | Unleaded gasoline | Retail | Steel | Steel |  | Painted or None | Steel |  | 1901-01-01 | [5 empty] | Manual Tank Gauging (only tanks 1000 gal. or less and 48” or 64” in diameter) | [5 empty] | Annual line testing | Annual line testing |  | UST Currently In Use: 0; UST Temp Close: 0; AST Currently In Use: 0; AST Temp Closed: 0 | 0 | 0 | 6 | 19212-123-012847 | ALVIN BROWN JR
41339 | Permanently Closed | 2000-08-24 | 1988-04-01 | 2012-12-19 | Petroleum | Unleaded gasoline | Unleaded gasoline | Retail | Steel | Steel |  | Painted or None | Steel |  | 1901-01-01 | [5 empty] | Manual Tank Gauging (only tanks 1000 gal. or less and 48” or 64” in diameter) | [5 empty] | Annual line testing | Annual line testing |  | UST Currently In Use: 0; UST Temp Close: 0; AST Currently In Use: 0; AST Temp Closed: 0 | 0 | 0 | 6 | 19212-123-012847 | ALVIN BROWN JR
41340 | Permanently Closed | 1987-06-01 | 1987-06-01 | 2012-12-19 | Petroleum | Kerosene | Kerosene | Retail | Steel | Steel |  | Painted or None | Steel |  | 1901-01-01 | [5 empty] | Statistical Inventory Reconciliation (SIR) | [8 empty] | UST Currently In Use: 0; UST Temp Close: 0; AST Currently In Use: 0; AST Temp Closed: 0 | 0 | 0 | 6 | 19212-123-012847 | ALVIN BROWN JR
41341 | Permanently Closed | 2008-11-01 | 1990-02-04 | 2014-07-22 | Petroleum | Unleaded gasoline | Unleaded gasoline | Local government | Steel | Steel | Coated & cathodic protection (sti-P3) |  | Fiberglass reinforced plastic |  | 1901-01-01 | Catchment Basin | Flow Rest 90% Full | Flow Rest 90% Full | Interstitial Monitoring within Secondary Containment | [10 empty] | UST Currently In Use: 0; UST Temp Close: 0; AST Currently In Use: 1; AST Temp Closed: 0 | 0 | 0 | 3 | 20665-045-001879 | DALEVILLE CITY SCHOOLS
41342 | Permanently Closed | 1996-02-21 | 1960-01-01 | 1996-02-21 | Petroleum | Unleaded gasoline | Unleaded gasoline |  | Steel | Steel |  | Painted or None | Steel |  | 1901-01-01 | [14 empty] | UST Currently In Use: 0; UST Temp Close: 0; AST Currently In Use: 0; AST Temp Closed: 0 | 0 | 0 | 4 | 17037-111-015083 | H FLOY LOVVORN
41343 | Permanently Closed | 1996-02-21 | 1960-01-01 | 1996-02-21 | Petroleum | Unleaded gasoline | Unleaded gasoline |  | Steel | Steel |  | Painted or None | Steel |  | 1901-01-01 | [14 empty] | UST Currently In Use: 0; UST Temp Close: 0; AST Currently In Use: 0; AST Temp Closed: 0 | 0 | 0 | 4 | 17037-111-015083 | H FLOY LOVVORN
41344 | Permanently Closed | 1996-02-21 | 1960-01-01 | 1996-02-21 | Petroleum | Unleaded gasoline | Unleaded gasoline |  | Steel | Steel |  | Painted or None | Steel |  | 1901-01-01 | [14 empty] | UST Currently In Use: 0; UST Temp Close: 0; AST Currently In Use: 0; AST Temp Closed: 0 | 0 | 0 | 4 | 17037-111-015083 | H FLOY LOVVORN
41345 | Permanently Closed | 1996-02-21 | 1960-01-01 | 1996-02-21 | Petroleum | On road diesel | On road diesel |  | Steel | Steel |  | Painted or None | Steel |  | 1901-01-01 | [14 empty] | UST Currently In Use: 0; UST Temp Close: 0; AST Currently In Use: 0; AST Temp Closed: 0 | 0 | 0 | 4 | 17037-111-015083 | H FLOY LOVVORN
41346 | Cannot Locate or abandoned | 1999-03-03 | 1987-09-01 |  | Petroleum | Unleaded gasoline | Unleaded gasoline |  | Steel | Steel | Coated & cathodic protection (sti-P3) |  | Steel |  | 1901-01-01 | Catchment Basin | [13 empty] | UST Currently In Use: 0; UST Temp Close: 0; AST Currently In Use: 0; AST Temp Closed: 0 | 0 | 0 | 1 | 20840-005-015084 | ALLEN WYATT
41347 | Cannot Locate or abandoned | 1999-03-03 | 1987-09-01 |  | Petroleum | Unleaded gasoline | Unleaded gasoline |  | Steel | Steel | Coated & cathodic protection (sti-P3) |  | Steel |  | 1901-01-01 | Catchment Basin | [13 empty] | UST Currently In Use: 0; UST Temp Close: 0; AST Currently In Use: 0; AST Temp Closed: 0 | 0 | 0 | 1 | 20840-005-015084 | ALLEN WYATT
41348 | Currently in Use |  | 1990-08-03 |  | Petroleum | Unleaded gasoline | Unleaded gasoline | Retail | Double Wall | Double Wall | Other |  | Fiberglass reinforced plastic |  | 1901-01-01 | Catchment Basin | Flow Rest 90% Full | Flow Rest 90% Full |  |  | Continuous Automatic Tank Gauge | Single walled submersible pump containment sump | Containment Sump | Automatic shutoff device (AELLD) | [5 empty] | UST Currently In Use: 3; UST Temp Close: 0; AST Currently In Use: 0; AST Temp Closed: 0 | 3 | 0 | 0 | 25265-081-015085 | LGWS/CROSS AMERICA PARTNERS
41349 | Currently in Use |  | 1990-08-03 |  | Petroleum | Mid-grade gasoline | Mid-grade gasoline | Retail | Double Wall | Double Wall | Other |  | Fiberglass reinforced plastic |  | 1901-01-01 | Catchment Basin | Flow Rest 90% Full | Flow Rest 90% Full |  |  | Continuous Automatic Tank Gauge | Single walled submersible pump containment sump | Containment Sump | Automatic shutoff device (AELLD) | [5 empty] | UST Currently In Use: 3; UST Temp Close: 0; AST Currently In Use: 0; AST Temp Closed: 0 | 3 | 0 | 0 | 25265-081-015085 | LGWS/CROSS AMERICA PARTNERS
41350 | Permanently Closed | 1999-03-03 | 1987-09-01 | 2000-12-04 | Petroleum | Unleaded gasoline | Unleaded gasoline |  | Steel | Steel | Coated & cathodic protection (sti-P3) |  | Steel |  | 1901-01-01 | [14 empty] | UST Currently In Use: 0; UST Temp Close: 0; AST Currently In Use: 0; AST Temp Closed: 0 | 0 | 0 | 1 | 20840-005-015084 | ALLEN WYATT
41351 | Currently in Use |  | 1990-08-03 |  | Petroleum | Premium gasoline | Premium gasoline | Retail | Double Wall | Double Wall | Other |  | Fiberglass reinforced plastic |  | 1901-01-01 | Catchment Basin | Flow Rest 90% Full | Flow Rest 90% Full |  |  | Continuous Automatic Tank Gauge | Single walled submersible pump containment sump | Automatic shutoff device (AELLD) | Automatic shutoff device (AELLD) | [5 empty] | UST Currently In Use: 3; UST Temp Close: 0; AST Currently In Use: 0; AST Temp Closed: 0 | 3 | 0 | 0 | 25265-081-015085 | LGWS/CROSS AMERICA PARTNERS
41352 | Currently in Use |  | 1990-03-01 |  | Petroleum | Unleaded gasoline | Unleaded gasoline |  | Steel | Steel | Coated & cathodic protection (sti-P3) |  | Fiberglass reinforced plastic |  | 1901-01-01 | Catchment Basin | Flow Rest 90% Full | Flow Rest 90% Full |  |  | Automatic Tank Gauge |  | Automatic flow restrictor (MLLD) | Automatic flow restrictor (MLLD) |  |  | Annual line testing | Annual line testing |  | UST Currently In Use: 3; UST Temp Close: 0; AST Currently In Use: 0; AST Temp Closed: 0 | 3 | 0 | 0 | 23781-069-014644 | SUN VALLEY MARKETS LLC
41353 | Currently in Use |  | 1990-03-01 |  | Petroleum | Premium gasoline | Premium gasoline |  | Steel | Steel | Coated & cathodic protection (sti-P3) |  | Fiberglass reinforced plastic |  | 1901-01-01 | Catchment Basin | Flow Rest 90% Full | Flow Rest 90% Full |  |  | Automatic Tank Gauge |  | Automatic flow restrictor (MLLD) | Automatic flow restrictor (MLLD) |  |  | Annual line testing | Annual line testing |  | UST Currently In Use: 3; UST Temp Close: 0; AST Currently In Use: 0; AST Temp Closed: 0 | 3 | 0 | 0 | 23781-069-014644 | SUN VALLEY MARKETS LLC
41354 | Currently in Use |  | 1990-03-01 |  | Petroleum | On road diesel | On road diesel |  | Steel | Steel | Coated & cathodic protection (sti-P3) |  | Fiberglass reinforced plastic |  | 1901-01-01 | Catchment Basin | Flow Rest 90% Full | Flow Rest 90% Full |  |  | Automatic Tank Gauge |  | Automatic flow restrictor (MLLD) | Automatic flow restrictor (MLLD) |  |  | Annual line testing | Annual line testing |  | UST Currently In Use: 3; UST Temp Close: 0; AST Currently In Use: 0; AST Temp Closed: 0 | 3 | 0 | 0 | 23781-069-014644 | SUN VALLEY MARKETS LLC
41355 | Permanently Closed | 1994-02-03 | 1968-07-15 | 1994-02-03 | Petroleum | Used oil | Used oil |  | Steel | Steel |  | Painted or None | Steel |  | 1901-01-01 | [14 empty] | UST Currently In Use: 0; UST Temp Close: 0; AST Currently In Use: 0; AST Temp Closed: 0 | 0 | 0 | 1 | 17038-069-015086 | SEARS
41356 | Temporary Closed | 2010-03-12 | 1990-09-11 |  | Petroleum | Unleaded gasoline | Unleaded gasoline |  | Steel | Steel | Coated & cathodic protection (sti-P3) |  | Fiberglass reinforced plastic |  |  | Catchment Basin | Flow Rest 90% Full | Flow Rest 90% Full |  |  | Automatic Tank Gauge | [8 empty] | UST Currently In Use: 0; UST Temp Close: 3; AST Currently In Use: 0; AST Temp Closed: 0 | 0 | 3 | 0 | 17159-011-015215 | JIM SMITH
41357 | Temporary Closed | 2010-03-12 | 1990-09-11 |  | Petroleum | Mid-grade gasoline | Mid-grade gasoline |  | Steel | Steel | Coated & cathodic protection (sti-P3) |  | Fiberglass reinforced plastic |  |  | Catchment Basin | Flow Rest 90% Full | Flow Rest 90% Full |  |  | Automatic Tank Gauge | [8 empty] | UST Currently In Use: 0; UST Temp Close: 3; AST Currently In Use: 0; AST Temp Closed: 0 | 0 | 3 | 0 | 17159-011-015215 | JIM SMITH
41358 | Temporary Closed | 2010-03-12 | 1990-09-11 |  | Petroleum | Premium gasoline | Premium gasoline |  | Steel | Steel | Coated & cathodic protection (sti-P3) |  | Fiberglass reinforced plastic |  |  | Catchment Basin | Flow Rest 90% Full | Flow Rest 90% Full |  |  | Automatic Tank Gauge | [8 empty] | UST Currently In Use: 0; UST Temp Close: 3; AST Currently In Use: 0; AST Temp Closed: 0 | 0 | 3 | 0 | 17159-011-015215 | JIM SMITH
41359 | Permanently Closed | 2014-08-15 | 1990-10-23 | 2015-10-22 | Petroleum | Aviation fuel (JP-4; etc.) | Aviation fuel (JP-4; etc.) | Local government | Steel | Steel | Coated & cathodic protection (sti-P3) |  | Fiberglass reinforced plastic |  |  | Catchment Basin | Flow Rest 90% Full | Flow Rest 90% Full |  |  | Continuous Automatic Tank Gauge | [8 empty] | UST Currently In Use: 0; UST Temp Close: 0; AST Currently In Use: 0; AST Temp Closed: 0 | 0 | 0 | 4 | 11012-005-003378 | CITY OF EUFAULA
41361 | Permanently Closed | 2014-08-01 | 1990-10-23 | 2015-10-22 | Petroleum | Aviation fuel (JP-4; etc.) | Aviation fuel (JP-4; etc.) | Local government | Steel | Steel | Coated & cathodic protection (sti-P3) |  | Fiberglass reinforced plastic |  |  | Catchment Basin | Flow Rest 90% Full | Flow Rest 90% Full |  |  | Continuous Automatic Tank Gauge | [8 empty] | UST Currently In Use: 0; UST Temp Close: 0; AST Currently In Use: 0; AST Temp Closed: 0 | 0 | 0 | 4 | 11012-005-003378 | CITY OF EUFAULA
41363 | Permanently Closed | 1993-07-13 | 1975-01-06 | 1993-07-13 | Petroleum | On road diesel | On road diesel |  | Steel | Steel |  | Painted or None | Steel |  | 1901-01-01 | [14 empty] | UST Currently In Use: 0; UST Temp Close: 0; AST Currently In Use: 2; AST Temp Closed: 0 | 0 | 0 | 3 | 17039-067-015087 | HENRY COUNTY COMMISSION
41364 | Permanently Closed | 1993-07-13 | 1975-01-06 | 1993-07-13 | Petroleum | Unleaded gasoline | Unleaded gasoline |  | Steel | Steel |  | Painted or None | Steel |  | 1901-01-01 | [14 empty] | UST Currently In Use: 0; UST Temp Close: 0; AST Currently In Use: 2; AST Temp Closed: 0 | 0 | 0 | 3 | 17039-067-015087 | HENRY COUNTY COMMISSION
41365 | Permanently Closed | 1993-07-13 | 1978-01-29 | 1993-07-13 | Petroleum | Unleaded gasoline | Unleaded gasoline |  | Steel | Steel |  | Painted or None | Steel |  | 1901-01-01 | [14 empty] | UST Currently In Use: 0; UST Temp Close: 0; AST Currently In Use: 2; AST Temp Closed: 0 | 0 | 0 | 3 | 17039-067-015087 | HENRY COUNTY COMMISSION
41366 | Currently in Use |  | 1990-05-04 |  | Petroleum | Unleaded gasoline | Unleaded gasoline | Retail | Steel | Steel | Coated & cathodic protection (sti-P3) |  | Double Wall |  | 1901-01-01 | Catchment Basin | Automatic shutoff device At 95% full | Audible high level alarm At 90% full |  |  | Automatic Tank Gauge |  | Automatic flow restrictor (MLLD) | Automatic flow restrictor (MLLD) | Interstitial Monitoring within Secondary Containment | SENSOR TO ATG | Annual line testing | Annual line testing |  | UST Currently In Use: 3; UST Temp Close: 0; AST Currently In Use: 0; AST Temp Closed: 0 | 3 | 0 | 3 | 25113-111-008712 | SAFDHAR ALI KHAN
41367 | Currently in Use |  | 1990-05-04 |  | Petroleum | Premium gasoline | Premium gasoline | Retail | Steel | Steel | Coated & cathodic protection (sti-P3) |  | Double Wall |  | 1901-01-01 | Catchment Basin | Flow Rest 90% Full | Audible high level alarm At 90% full |  |  |  |  | Automatic flow restrictor (MLLD) | Automatic flow restrictor (MLLD) |  |  | Annual line testing | Annual line testing |  | UST Currently In Use: 3; UST Temp Close: 0; AST Currently In Use: 0; AST Temp Closed: 0 | 3 | 0 | 3 | 25113-111-008712 | SAFDHAR ALI KHAN
41368 | Currently in Use |  | 1990-05-04 |  | Petroleum | Unleaded gasoline | Unleaded gasoline | Retail | Steel | Steel | Coated & cathodic protection (sti-P3) |  | Double Wall |  | 1901-01-01 | Catchment Basin | Automatic shutoff device At 95% full | Audible high level alarm At 90% full |  |  | Automatic Tank Gauge |  | Sump sensor relayed to automatically shut off submersible pump | Containment Sump | Interstitial Monitoring within Secondary Containment | SENSOR TO ATG | Continuous alarm system | Continuous alarm system |  | UST Currently In Use: 3; UST Temp Close: 0; AST Currently In Use: 0; AST Temp Closed: 0 | 3 | 0 | 3 | 25113-111-008712 | SAFDHAR ALI KHAN
41369 | Currently in Use |  | 1990-01-01 |  | Petroleum | Unleaded gasoline | Unleaded gasoline | Retail | Steel | Steel | Coated & cathodic protection (sti-P3) |  | Fiberglass reinforced plastic |  |  | Catchment Basin | Automatic shutoff device At 95% full | Automatic shutoff device At 95% full |  |  | Statistical Inventory Reconciliation (SIR) |  | Automatic flow restrictor (MLLD) | Automatic flow restrictor (MLLD) |  |  | Statistical inventory reconciliation (SIR) | Statistical inventory reconciliation (SIR) |  | UST Currently In Use: 4; UST Temp Close: 1; AST Currently In Use: 0; AST Temp Closed: 0 | 4 | 1 | 4 | 21787-113-003737 | ANGELA DIXON AMERICAN EAGLE
41370 | Currently in Use |  | 1990-01-01 |  | Petroleum | Mid-grade gasoline | Mid-grade gasoline | Retail | Steel | Steel | Coated & cathodic protection (sti-P3) |  | Steel |  |  | Catchment Basin | Flow Rest 90% Full | Automatic shutoff device At 95% full |  |  | Statistical Inventory Reconciliation (SIR) |  | Automatic flow restrictor (MLLD) | Automatic flow restrictor (MLLD) |  |  | Statistical inventory reconciliation (SIR) | Statistical inventory reconciliation (SIR) |  | UST Currently In Use: 4; UST Temp Close: 1; AST Currently In Use: 0; AST Temp Closed: 0 | 4 | 1 | 4 | 21787-113-003737 | ANGELA DIXON AMERICAN EAGLE
41371 | Currently in Use |  | 1990-01-01 |  | Petroleum | Premium gasoline | Premium gasoline | Retail | Steel | Steel | Coated & cathodic protection (sti-P3) |  | Fiberglass reinforced plastic |  |  | Catchment Basin | Automatic shutoff device At 95% full | Automatic shutoff device At 95% full |  |  | Statistical Inventory Reconciliation (SIR) |  | Automatic flow restrictor (MLLD) | Automatic flow restrictor (MLLD) |  |  | Statistical inventory reconciliation (SIR) | Statistical inventory reconciliation (SIR) |  | UST Currently In Use: 4; UST Temp Close: 1; AST Currently In Use: 0; AST Temp Closed: 0 | 4 | 1 | 4 | 21787-113-003737 | ANGELA DIXON AMERICAN EAGLE
41377 | Currently in Use |  | 1990-01-01 |  | Petroleum | On road diesel | On road diesel | Retail | Steel | Steel | Coated & cathodic protection (sti-P3) |  | Steel |  |  | Catchment Basin | Automatic shutoff device At 95% full | Automatic shutoff device At 95% full |  |  | Statistical Inventory Reconciliation (SIR) | [8 empty] | UST Currently In Use: 4; UST Temp Close: 1; AST Currently In Use: 0; AST Temp Closed: 0 | 4 | 1 | 4 | 21787-113-003737 | ANGELA DIXON AMERICAN EAGLE
41378 | Temporary Closed | 2007-03-01 | 1990-01-01 |  | Petroleum | Kerosene | Kerosene | Retail | Steel | Steel | Coated & cathodic protection (sti-P3) |  | Fiberglass reinforced plastic |  |  | Catchment Basin | Flow Rest 90% Full | Flow Rest 90% Full |  |  | Statistical Inventory Reconciliation (SIR) | [8 empty] | UST Currently In Use: 4; UST Temp Close: 1; AST Currently In Use: 0; AST Temp Closed: 0 | 4 | 1 | 4 | 21787-113-003737 | ANGELA DIXON AMERICAN EAGLE
41379 | Permanently Closed | 2019-04-08 | 1990-06-25 | 2019-04-09 | Petroleum | On road diesel | On road diesel | Industrial | Steel | Steel | Coated & cathodic protection (sti-P3) |  | Fiberglass reinforced plastic |  |  | Catchment Basin | Automatic shutoff device At 95% full | Automatic shutoff device At 95% full |  |  | Continuous Automatic Tank Gauge | [8 empty] | UST Currently In Use: 0; UST Temp Close: 0; AST Currently In Use: 1; AST Temp Closed: 0 | 0 | 0 | 4 | 14798-017-007797 | TALLAPOOSA RIVER ELECTRIC COOPERATIV
41381 | Permanently Closed | 2019-04-08 | 1990-06-25 | 2019-04-09 | Petroleum | Unleaded gasoline | Unleaded gasoline | Industrial | Steel | Steel | Coated & cathodic protection (sti-P3) |  | Fiberglass reinforced plastic |  |  | Catchment Basin | Automatic shutoff device At 95% full | Automatic shutoff device At 95% full |  |  | Continuous Automatic Tank Gauge | [8 empty] | UST Currently In Use: 0; UST Temp Close: 0; AST Currently In Use: 1; AST Temp Closed: 0 | 0 | 0 | 4 | 14798-017-007797 | TALLAPOOSA RIVER ELECTRIC COOPERATIV
41382 | Permanently Closed | 1992-08-01 | 1901-01-01 | 1992-08-01 | Petroleum | Used oil | Used oil |  | Steel | Steel |  |  | Steel |  | 1901-01-01 | [14 empty] | UST Currently In Use: 3; UST Temp Close: 0; AST Currently In Use: 0; AST Temp Closed: 0 | 3 | 0 | 1 | 22176-125-002996 | CIRCLE K
41383 | Permanently Closed | 2011-06-02 | 1989-08-31 | 2011-06-02 | Petroleum | Unleaded gasoline | Unleaded gasoline | Retail | Fiberglass reinforced plastic | Fiberglass reinforced plastic |  |  | Fiberglass reinforced plastic |  | 1901-01-01 | Catchment Basin | Automatic shutoff device At 95% full | Automatic shutoff device At 95% full |  |  | Continuous Automatic Tank Gauge |  | Automatic shutoff device (AELLD) | Automatic shutoff device (AELLD) | [5 empty] | UST Currently In Use: 2; UST Temp Close: 0; AST Currently In Use: 0; AST Temp Closed: 0 | 2 | 0 | 3 | 13343-073-015406 | MCCULLOUGH OIL COMPANY, INC.
41384 | Permanently Closed | 2011-06-02 | 1989-08-31 | 2011-06-02 | Petroleum | Premium gasoline | Premium gasoline | Retail | Fiberglass reinforced plastic | Fiberglass reinforced plastic |  |  | Fiberglass reinforced plastic |  | 1901-01-01 | Catchment Basin | Automatic shutoff device At 95% full | Automatic shutoff device At 95% full |  |  | Continuous Automatic Tank Gauge |  | Automatic shutoff device (AELLD) | Automatic shutoff device (AELLD) | [5 empty] | UST Currently In Use: 2; UST Temp Close: 0; AST Currently In Use: 0; AST Temp Closed: 0 | 2 | 0 | 3 | 13343-073-015406 | MCCULLOUGH OIL COMPANY, INC.
41385 | Permanently Closed | 2011-06-02 | 1989-08-31 | 2011-06-02 | Petroleum | On road diesel | On road diesel | Retail | Fiberglass reinforced plastic | Fiberglass reinforced plastic |  |  | Fiberglass reinforced plastic |  | 1901-01-01 | Catchment Basin | Automatic shutoff device At 95% full | Automatic shutoff device At 95% full |  |  | Continuous Automatic Tank Gauge |  | Automatic shutoff device (AELLD) | Automatic shutoff device (AELLD) | [5 empty] | UST Currently In Use: 2; UST Temp Close: 0; AST Currently In Use: 0; AST Temp Closed: 0 | 2 | 0 | 3 | 13343-073-015406 | MCCULLOUGH OIL COMPANY, INC.
41386 | Currently in Use |  | 1989-08-31 |  | Petroleum | Unleaded gasoline | Unleaded gasoline | Retail | 10K/10K | Fiberglass reinforced plastic |  |  | Double Wall | OPW | 2004-04-19 | Catchment Basin | Automatic shutoff device At 95% full | Automatic shutoff device At 95% full |  | SENSOR TO ATG | Continuous Automatic Tank Gauge |  | Automatic shutoff device (AELLD) | Automatic shutoff device (AELLD) | [5 empty] | UST Currently In Use: 3; UST Temp Close: 0; AST Currently In Use: 0; AST Temp Closed: 0 | 3 | 0 | 0 | 13343-073-015405 | MCCULLOUGH OIL COMPANY, INC.
41388 | Currently in Use |  | 1989-08-31 |  | Petroleum | Premium gasoline | Premium gasoline | Retail | Single Wall | Fiberglass reinforced plastic |  |  | Double Wall | OPW | 2004-04-19 | Catchment Basin | Flow Rest 90% Full | Automatic shutoff device At 95% full |  |  | Continuous Automatic Tank Gauge |  | Automatic shutoff device (AELLD) | Automatic shutoff device (AELLD) | [5 empty] | UST Currently In Use: 3; UST Temp Close: 0; AST Currently In Use: 0; AST Temp Closed: 0 | 3 | 0 | 0 | 13343-073-015405 | MCCULLOUGH OIL COMPANY, INC.
41389 | Currently in Use |  | 1989-08-31 |  | Petroleum | On road diesel | On road diesel | Retail | Fiberglass reinforced plastic | Fiberglass reinforced plastic |  |  | Double Wall | OPW | 2004-04-19 | Catchment Basin | Flow Rest 90% Full | Automatic shutoff device At 95% full |  |  | Continuous Automatic Tank Gauge |  | Automatic shutoff device (AELLD) | Automatic shutoff device (AELLD) | [5 empty] | UST Currently In Use: 3; UST Temp Close: 0; AST Currently In Use: 0; AST Temp Closed: 0 | 3 | 0 | 0 | 13343-073-015405 | MCCULLOUGH OIL COMPANY, INC.
41390 | Permanently Closed | 1998-01-01 | 1977-01-01 | 2001-10-17 | Petroleum | Used oil | Used oil | Retail | Steel | Steel | Field installed cathodic protection |  | Steel |  | 1901-01-01 | Catchment Basin | EXEMPT | Automatic shutoff device At 95% full |  |  | Statistical Inventory Reconciliation (SIR) | [5 empty] | Statistical inventory reconciliation (SIR) | Statistical inventory reconciliation (SIR) |  | UST Currently In Use: 0; UST Temp Close: 0; AST Currently In Use: 0; AST Temp Closed: 0 | 0 | 0 | 5 | 21753-015-003935 | FARZANEH, INC.
41391 | Currently in Use |  | 1990-04-30 |  | Petroleum | On road diesel | On road diesel | Local government | Steel | Steel | Coated & cathodic protection (sti-P3) |  | Fiberglass reinforced plastic |  |  | Catchment Basin | Automatic shutoff device At 95% full | Automatic shutoff device At 95% full |  |  | Statistical Inventory Reconciliation (SIR) | [8 empty] | UST Currently In Use: 1; UST Temp Close: 0; AST Currently In Use: 0; AST Temp Closed: 0 | 1 | 0 | 0 | 14793-121-015238 | TALLADEGA COUNTY BOARD OF EDUCATION
41392 | Currently in Use |  | 1990-04-27 |  | Petroleum | Unleaded gasoline | Unleaded gasoline | Retail | STIP3 | Steel | Coated & cathodic protection (sti-P3) |  | Fiberglass reinforced plastic |  |  | Catchment Basin | Automatic shutoff device At 95% full | Automatic shutoff device At 95% full |  |  | Statistical Inventory Reconciliation (SIR) |  | Automatic flow restrictor (MLLD) | Automatic flow restrictor (MLLD) |  |  | Statistical inventory reconciliation (SIR) | Statistical inventory reconciliation (SIR) |  | UST Currently In Use: 4; UST Temp Close: 0; AST Currently In Use: 0; AST Temp Closed: 0 | 4 | 0 | 2 | 24378-023-010601 | KASHMIR SINGH
41393 | Currently in Use |  | 1990-04-27 |  | Petroleum | Unleaded gasoline | Unleaded gasoline | Retail | STIP3 | Steel | Coated & cathodic protection (sti-P3) |  | Fiberglass reinforced plastic |  |  | Catchment Basin | Automatic shutoff device At 95% full | Automatic shutoff device At 95% full |  |  | Statistical Inventory Reconciliation (SIR) |  | Automatic flow restrictor (MLLD) | Automatic flow restrictor (MLLD) |  |  | Statistical inventory reconciliation (SIR) | Statistical inventory reconciliation (SIR) |  | UST Currently In Use: 4; UST Temp Close: 0; AST Currently In Use: 0; AST Temp Closed: 0 | 4 | 0 | 2 | 24378-023-010601 | KASHMIR SINGH
41394 | Currently in Use |  | 1990-04-27 |  | Petroleum | Premium gasoline | Premium gasoline | Retail | STIP3 | Steel | Coated & cathodic protection (sti-P3) |  | Fiberglass reinforced plastic |  |  | Catchment Basin | Automatic shutoff device At 95% full | Automatic shutoff device At 95% full |  |  | Statistical Inventory Reconciliation (SIR) |  | Automatic flow restrictor (MLLD) | Automatic flow restrictor (MLLD) |  |  | Statistical inventory reconciliation (SIR) | Statistical inventory reconciliation (SIR) |  | UST Currently In Use: 4; UST Temp Close: 0; AST Currently In Use: 0; AST Temp Closed: 0 | 4 | 0 | 2 | 24378-023-010601 | KASHMIR SINGH
41395 | Currently in Use |  | 1990-01-01 |  | Petroleum | On road diesel | On road diesel | Retail | Steel | Steel | Coated & cathodic protection (sti-P3) |  | Fiberglass reinforced plastic |  |  | Catchment Basin | Automatic shutoff device At 95% full | Automatic shutoff device At 95% full |  |  | Statistical Inventory Reconciliation (SIR) |  | Automatic flow restrictor (MLLD) | Automatic flow restrictor (MLLD) |  |  | Statistical inventory reconciliation (SIR) | Statistical inventory reconciliation (SIR) |  | UST Currently In Use: 4; UST Temp Close: 0; AST Currently In Use: 0; AST Temp Closed: 0 | 4 | 0 | 2 | 24378-023-010601 | KASHMIR SINGH
41396 | Permanently Closed | 1999-11-11 | 1987-06-12 | 1999-11-11 | Petroleum | Unleaded gasoline | Unleaded gasoline |  | Steel | Steel | Coated & cathodic protection (sti-P3) |  | Fiberglass reinforced plastic |  | 1901-01-01 | [5 empty] | Manual Tank Gauging (only tanks 1000 gal. or less and 48” or 64” in diameter) | [5 empty] | Annual line testing | Annual line testing |  | UST Currently In Use: 0; UST Temp Close: 0; AST Currently In Use: 0; AST Temp Closed: 0 | 0 | 0 | 1 | 12409-069-015239 | Tim Shirley
41397 | Permanently Closed | 2007-04-10 | 1990-11-26 | 2007-04-10 | Petroleum | Unleaded gasoline | Unleaded gasoline | Retail | Steel | Steel | Coated & cathodic protection (sti-P3) |  | Flexible |  | 1901-01-01 | Catchment Basin | Flow Rest 90% Full | Flow Rest 90% Full | [8 empty] | Groundwater monitoring | Groundwater monitoring |  | UST Currently In Use: 0; UST Temp Close: 0; AST Currently In Use: 0; AST Temp Closed: 0 | 0 | 0 | 5 | 12740-049-000167 | JET PEP INC.
41398 | Currently in Use |  | 1990-12-03 |  | Petroleum | Unleaded gasoline | Unleaded gasoline | Retail | Double Wall | Double Wall |  |  | Double Wall |  | 1901-01-01 | Catchment Basin | Flow Rest 90% Full | Flow Rest 90% Full |  |  | Continuous Automatic Tank Gauge |  | Automatic shutoff device (AELLD) | Automatic shutoff device (AELLD) | [5 empty] | UST Currently In Use: 4; UST Temp Close: 0; AST Currently In Use: 0; AST Temp Closed: 0 | 4 | 0 | 3 | 24312-071-000822 | HARESH INVESTMENT DBA VICTORY FUELS
41399 | Currently in Use |  | 1990-12-03 |  | Petroleum | Unleaded gasoline | Unleaded gasoline | Retail | Double Wall | Double Wall |  |  | Fiberglass reinforced plastic |  | 1901-01-01 | Catchment Basin | Flow Rest 90% Full | Flow Rest 90% Full |  |  | Continuous Automatic Tank Gauge |  | Automatic shutoff device (AELLD) | Automatic shutoff device (AELLD) | [5 empty] | UST Currently In Use: 4; UST Temp Close: 0; AST Currently In Use: 0; AST Temp Closed: 0 | 4 | 0 | 3 | 24312-071-000822 | HARESH INVESTMENT DBA VICTORY FUELS
41400 | Currently in Use |  | 1990-12-03 |  | Petroleum | Premium gasoline | Premium gasoline | Retail | Double Wall | Double Wall |  |  | Double Wall |  | 1901-01-01 | Catchment Basin | Flow Rest 90% Full | Flow Rest 90% Full |  |  | Continuous Automatic Tank Gauge |  | Containment Sump | Automatic shutoff device (AELLD) | [5 empty] | UST Currently In Use: 4; UST Temp Close: 0; AST Currently In Use: 0; AST Temp Closed: 0 | 4 | 0 | 3 | 24312-071-000822 | HARESH INVESTMENT DBA VICTORY FUELS
41401 | Currently in Use |  | 1990-12-03 |  | Petroleum | On road diesel | On road diesel | Retail | Double Wall | Double Wall |  |  | Double Wall |  | 1901-01-01 | Catchment Basin | Flow Rest 90% Full | Flow Rest 90% Full |  |  | Continuous Automatic Tank Gauge |  | Automatic shutoff device (AELLD) | Automatic shutoff device (AELLD) | [5 empty] | UST Currently In Use: 4; UST Temp Close: 0; AST Currently In Use: 0; AST Temp Closed: 0 | 4 | 0 | 3 | 24312-071-000822 | HARESH INVESTMENT DBA VICTORY FUELS
41402 | Permanently Closed | 2004-05-24 | 1988-08-17 | 2022-01-04 | Petroleum | Kerosene | Kerosene | Retail | Steel | Steel | Coated & cathodic protection (sti-P3) |  | Steel |  | 1901-01-01 | Catchment Basin | Automatic shutoff device At 95% full | Automatic shutoff device At 95% full |  |  | Statistical Inventory Reconciliation (SIR) | [8 empty] | UST Currently In Use: 0; UST Temp Close: 0; AST Currently In Use: 0; AST Temp Closed: 0 | 0 | 0 | 5 | 25917-113-003736 | CITY OF PHENIX CITY
41403 | Permanently Closed | 1994-08-28 | 1972-03-01 | 1997-01-13 | Petroleum | On road diesel | On road diesel | Emergency Power Generator | Steel | Steel |  | Painted or None | Steel |  | 1901-01-01 | Catchment Basin |  |  |  |  | Automatic Tank Gauge | [8 empty] | UST Currently In Use: 0; UST Temp Close: 0; AST Currently In Use: 0; AST Temp Closed: 0 | 0 | 0 | 3 | 14482-073-002714 | SOUTHERN CO SERVICES
41404 | Permanently Closed | 1997-01-31 | 1988-05-01 | 1997-01-31 | Petroleum | Unleaded gasoline | Unleaded gasoline | Retail | Fiberglass reinforced plastic | Fiberglass reinforced plastic |  |  | Fiberglass reinforced plastic |  | 1901-01-01 | Catchment Basin | Flow Rest 90% Full | Flow Rest 90% Full | [8 empty] | Annual line testing | Annual line testing |  | UST Currently In Use: 2; UST Temp Close: 0; AST Currently In Use: 0; AST Temp Closed: 0 | 2 | 0 | 3 | 23413-101-015089 | CIRCLE K STORES, INC.
41405 | Permanently Closed | 1997-01-31 | 1988-05-01 | 1997-01-31 | Petroleum | Unleaded gasoline | Unleaded gasoline | Retail | Fiberglass reinforced plastic | Fiberglass reinforced plastic |  |  | Fiberglass reinforced plastic |  | 1901-01-01 | Catchment Basin | Flow Rest 90% Full | Flow Rest 90% Full | [8 empty] | Annual line testing | Annual line testing |  | UST Currently In Use: 2; UST Temp Close: 0; AST Currently In Use: 0; AST Temp Closed: 0 | 2 | 0 | 3 | 23413-101-015089 | CIRCLE K STORES, INC.
41406 | Permanently Closed | 1997-01-31 | 1988-05-01 | 1997-01-31 | Petroleum | Unleaded gasoline | Unleaded gasoline | Retail | Fiberglass reinforced plastic | Fiberglass reinforced plastic |  |  | Fiberglass reinforced plastic |  | 1901-01-01 | Catchment Basin | Flow Rest 90% Full | Flow Rest 90% Full | [8 empty] | Annual line testing | Annual line testing |  | UST Currently In Use: 2; UST Temp Close: 0; AST Currently In Use: 0; AST Temp Closed: 0 | 2 | 0 | 3 | 23413-101-015089 | CIRCLE K STORES, INC.
41407 | Permanently Closed | 2007-07-05 | 1990-02-04 | 2007-07-17 | Petroleum | Unleaded gasoline | Unleaded gasoline | Retail | Steel | Steel | Coated & cathodic protection (sti-P3) |  | Fiberglass reinforced plastic |  | 1901-01-01 | Catchment Basin | Flow Rest 90% Full | Flow Rest 90% Full |  |  | Statistical Inventory Reconciliation (SIR) | [8 empty] | UST Currently In Use: 0; UST Temp Close: 0; AST Currently In Use: 0; AST Temp Closed: 0 | 0 | 0 | 8 | 11654-073-012275 | EDWARD T KEY
41408 | Permanently Closed | 2007-07-05 | 1990-02-04 | 2007-07-17 | Petroleum | Mid-grade gasoline | Mid-grade gasoline | Retail | Steel | Steel | Coated & cathodic protection (sti-P3) |  | Fiberglass reinforced plastic |  | 1901-01-01 | Catchment Basin | Flow Rest 90% Full | Flow Rest 90% Full |  |  | Statistical Inventory Reconciliation (SIR) | [8 empty] | UST Currently In Use: 0; UST Temp Close: 0; AST Currently In Use: 0; AST Temp Closed: 0 | 0 | 0 | 8 | 11654-073-012275 | EDWARD T KEY
41409 | Permanently Closed | 2007-07-05 | 1990-02-04 | 2007-07-17 | Petroleum | Premium gasoline | Premium gasoline | Retail | Steel | Steel | Coated & cathodic protection (sti-P3) |  | Fiberglass reinforced plastic |  | 1901-01-01 | Catchment Basin | Flow Rest 90% Full | Flow Rest 90% Full |  |  | Statistical Inventory Reconciliation (SIR) | [8 empty] | UST Currently In Use: 0; UST Temp Close: 0; AST Currently In Use: 0; AST Temp Closed: 0 | 0 | 0 | 8 | 11654-073-012275 | EDWARD T KEY
41410 | Currently in Use |  | 1990-10-18 |  | Petroleum | Unleaded gasoline | Unleaded gasoline | Industrial | Single Wall | Single Wall | Coated & cathodic protection (sti-P3) |  | Double Wall |  |  | Catchment Basin | Flow Rest 90% Full | Flow Rest 90% Full |  |  | Continuous Automatic Tank Gauge | Single walled submersible pump containment sump | Containment Sump | Automatic flow restrictor (MLLD) |  |  | Annual line testing | Annual line testing |  | UST Currently In Use: 2; UST Temp Close: 0; AST Currently In Use: 0; AST Temp Closed: 0 | 2 | 0 | 3 | 24510-103-002511 | PARKER TOWING COMPANY INC
41411 | Currently in Use |  | 1990-10-18 |  | Petroleum | On road diesel | On road diesel | Industrial | Single Wall | Single Wall | Coated & cathodic protection (sti-P3) |  | Double Wall |  |  | Catchment Basin | Flow Rest 90% Full | Flow Rest 90% Full |  |  | Continuous Automatic Tank Gauge | Single walled submersible pump containment sump | Containment Sump | Automatic flow restrictor (MLLD) |  |  | Annual line testing | Annual line testing |  | UST Currently In Use: 2; UST Temp Close: 0; AST Currently In Use: 0; AST Temp Closed: 0 | 2 | 0 | 3 | 24510-103-002511 | PARKER TOWING COMPANY INC
41412 | Temporary Closed | 2019-11-03 | 1990-01-01 |  | Petroleum | Unleaded gasoline | Unleaded gasoline | Retail | Fiberglass reinforced plastic | Fiberglass reinforced plastic |  |  | Fiberglass reinforced plastic |  |  | Catchment Basin | Flow Rest 90% Full | Flow Rest 90% Full |  |  | Continuous Automatic Tank Gauge |  | Containment Sump | Automatic flow restrictor (MLLD) |  |  | Annual line testing | Annual line testing |  | UST Currently In Use: 0; UST Temp Close: 4; AST Currently In Use: 0; AST Temp Closed: 0 | 0 | 4 | 3 | 23564-083-011822 | DIYA, INC.
41414 | Temporary Closed | 2019-11-03 | 1990-01-01 |  | Petroleum | Premium gasoline | Premium gasoline | Retail | Fiberglass reinforced plastic | Fiberglass reinforced plastic |  |  | Fiberglass reinforced plastic |  |  | Catchment Basin | Flow Rest 90% Full | Flow Rest 90% Full |  |  | Continuous Automatic Tank Gauge |  | Automatic flow restrictor (MLLD) | Automatic flow restrictor (MLLD) |  |  | Annual line testing | Annual line testing |  | UST Currently In Use: 0; UST Temp Close: 4; AST Currently In Use: 0; AST Temp Closed: 0 | 0 | 4 | 3 | 23564-083-011822 | DIYA, INC.
41415 | Temporary Closed | 2019-11-03 | 1990-01-01 |  | Petroleum | On road diesel | On road diesel | Retail | Fiberglass reinforced plastic | Fiberglass reinforced plastic |  |  | Fiberglass reinforced plastic |  |  | Catchment Basin | Automatic shutoff device At 95% full | Automatic shutoff device At 95% full |  |  | Continuous Automatic Tank Gauge |  | Containment Sump | Automatic flow restrictor (MLLD) |  |  | Annual line testing | Annual line testing |  | UST Currently In Use: 0; UST Temp Close: 4; AST Currently In Use: 0; AST Temp Closed: 0 | 0 | 4 | 3 | 23564-083-011822 | DIYA, INC.
41416 | Temporary Closed | 2019-11-03 | 1986-10-08 |  | Petroleum | Kerosene | Kerosene | Retail | Fiberglass reinforced plastic | Fiberglass reinforced plastic |  |  | Fiberglass reinforced plastic |  |  | Catchment Basin | Flow Rest 90% Full | Flow Rest 90% Full |  |  | Continuous Automatic Tank Gauge | [8 empty] | UST Currently In Use: 0; UST Temp Close: 4; AST Currently In Use: 0; AST Temp Closed: 0 | 0 | 4 | 3 | 23564-083-011822 | DIYA, INC.
41417 | Currently in Use |  | 1990-10-20 |  | Petroleum | Unleaded gasoline | Unleaded gasoline | Retail | Steel | Steel | Coated & cathodic protection (sti-P3) |  | Double Wall |  |  | Catchment Basin | Automatic shutoff device At 95% full | Automatic shutoff device At 95% full |  |  | Continuous Automatic Tank Gauge |  | Automatic shutoff device (AELLD) | Automatic shutoff device (AELLD) |  |  | Continuous alarm system | Continuous alarm system |  | UST Currently In Use: 3; UST Temp Close: 0; AST Currently In Use: 0; AST Temp Closed: 0 | 3 | 0 | 3 | 22890-049-003259 | RUSSELL LACEY & RODNEY LACEY
41418 | Currently in Use |  | 1990-10-20 |  | Petroleum | Ethanol free gasoline | Ethanol free gasoline | Retail | Steel | Steel | Coated & cathodic protection (sti-P3) |  | Fiberglass reinforced plastic |  |  | Catchment Basin | Automatic shutoff device At 95% full | Automatic shutoff device At 95% full |  |  | Continuous Automatic Tank Gauge |  | Automatic shutoff device (AELLD) | Automatic shutoff device (AELLD) |  |  | Continuous alarm system | Continuous alarm system |  | UST Currently In Use: 3; UST Temp Close: 0; AST Currently In Use: 0; AST Temp Closed: 0 | 3 | 0 | 3 | 22890-049-003259 | RUSSELL LACEY & RODNEY LACEY
41419 | Currently in Use |  | 1990-10-20 |  | Petroleum | Premium gasoline | Premium gasoline | Retail | Steel | Steel | Coated & cathodic protection (sti-P3) |  | Fiberglass reinforced plastic |  |  | Catchment Basin | Automatic shutoff device At 95% full | Automatic shutoff device At 95% full |  |  | Continuous Automatic Tank Gauge |  | Automatic shutoff device (AELLD) | Automatic shutoff device (AELLD) |  |  | Continuous alarm system | Continuous alarm system |  | UST Currently In Use: 3; UST Temp Close: 0; AST Currently In Use: 0; AST Temp Closed: 0 | 3 | 0 | 3 | 22890-049-003259 | RUSSELL LACEY & RODNEY LACEY
41420 | Cannot Locate or abandoned | 1998-01-01 | 1974-01-01 |  | Petroleum | Unleaded gasoline | Unleaded gasoline |  | Steel | Steel |  | Painted or None | Steel |  | 1901-01-01 | [14 empty] | UST Currently In Use: 0; UST Temp Close: 0; AST Currently In Use: 0; AST Temp Closed: 0 | 0 | 0 | 0 | 17285-073-015407 | S AND J SALES CO INC
41421 | Cannot Locate or abandoned | 1998-01-01 | 1974-01-01 |  | Petroleum | Unleaded gasoline | Unleaded gasoline |  | Steel | Steel |  | Painted or None | Steel |  | 1901-01-01 | [14 empty] | UST Currently In Use: 0; UST Temp Close: 0; AST Currently In Use: 0; AST Temp Closed: 0 | 0 | 0 | 0 | 17285-073-015407 | S AND J SALES CO INC
41422 | Permanently Closed | 2019-01-30 | 1985-01-01 | 2019-03-03 | Petroleum | Unleaded gasoline | Unleaded gasoline | Local government | Steel | Steel | Field installed cathodic protection |  | Fiberglass reinforced plastic |  |  | Catchment Basin | Flow Rest 90% Full | Flow Rest 90% Full |  |  | Continuous Automatic Tank Gauge |  | Automatic shutoff device (AELLD) | Automatic shutoff device (AELLD) | [5 empty] | UST Currently In Use: 0; UST Temp Close: 0; AST Currently In Use: 0; AST Temp Closed: 0 | 0 | 0 | 4 | 10599-097-001663 | BOARD OF SCHOOL COMMISSIONERS
41423 | Permanently Closed | 2019-01-30 | 1985-01-01 | 2019-03-03 | Petroleum | On road diesel | On road diesel | Local government | Steel | Steel | Coated & cathodic protection (sti-P3) |  | Fiberglass reinforced plastic |  |  | Catchment Basin | Flow Rest 90% Full | Flow Rest 90% Full |  |  | Continuous Automatic Tank Gauge |  | Automatic shutoff device (AELLD) | Automatic shutoff device (AELLD) | [5 empty] | UST Currently In Use: 0; UST Temp Close: 0; AST Currently In Use: 0; AST Temp Closed: 0 | 0 | 0 | 4 | 10599-097-001663 | BOARD OF SCHOOL COMMISSIONERS
41424 | Currently in Use |  | 1988-08-08 |  | Petroleum | On road diesel | On road diesel | Retail | Single Wall | Single Wall | Coated & cathodic protection (sti-P3) |  | Double Wall | APT |  | Catchment Basin | Flow Rest 90% Full | Flow Rest 90% Full |  |  | Continuous Automatic Tank Gauge |  | MANIFOLDED | Containment Sump |  |  | MANIFOLDED | Other |  | UST Currently In Use: 5; UST Temp Close: 0; AST Currently In Use: 2; AST Temp Closed: 0 | 5 | 0 | 0 | 23429-049-015369 | MUSA PROPERTIES, LLC
41425 | Currently in Use |  | 1988-08-08 |  | Petroleum | On road diesel | On road diesel | Retail | Single Wall | Single Wall | Coated & cathodic protection (sti-P3) |  | Double Wall | APT |  | Catchment Basin | Flow Rest 90% Full | Flow Rest 90% Full |  |  | Continuous Automatic Tank Gauge |  | Automatic flow restrictor (MLLD) | Automatic flow restrictor (MLLD) | Interstitial Monitoring within Secondary Containment | MANUAL/VISUAL CHECK | Annual line testing | Annual line testing |  | UST Currently In Use: 5; UST Temp Close: 0; AST Currently In Use: 2; AST Temp Closed: 0 | 5 | 0 | 0 | 23429-049-015369 | MUSA PROPERTIES, LLC
41426 | Currently in Use |  | 1988-08-08 |  | Petroleum | On road diesel | On road diesel | Retail | Steel | Single Wall | Coated & cathodic protection (sti-P3) |  | Double Wall | APT |  | Catchment Basin | Flow Rest 90% Full | Flow Rest 90% Full |  |  | Continuous Automatic Tank Gauge |  | Containment Sump | Automatic flow restrictor (MLLD) | Interstitial Monitoring within Secondary Containment | MANUAL/VISUAL CHECK | Annual line testing | Annual line testing |  | UST Currently In Use: 5; UST Temp Close: 0; AST Currently In Use: 2; AST Temp Closed: 0 | 5 | 0 | 0 | 23429-049-015369 | MUSA PROPERTIES, LLC
41427 | Permanently Closed | 2010-04-09 | 1987-02-05 | 2018-09-04 | Petroleum | On road diesel | On road diesel | Farm/Residential tank Less Than 1100 gal (Not Regulated) | Steel | Single Wall | Field installed cathodic protection |  | Steel |  | 1901-01-01 | Catchment Basin | Automatic shutoff device At 95% full | Automatic shutoff device At 95% full |  |  | Statistical Inventory Reconciliation (SIR) | [8 empty] | UST Currently In Use: 0; UST Temp Close: 0; AST Currently In Use: 0; AST Temp Closed: 0 | 0 | 0 | 1 | 21569-083-015370 | SHAW FARMS
41428 | Currently in Use |  | 1990-11-25 |  | Petroleum | Unleaded gasoline | Unleaded gasoline | Retail | Steel | Single Wall | Coated & cathodic protection (sti-P3) |  | Double Wall |  |  | Catchment Basin | Flow Rest 90% Full | Automatic shutoff device At 95% full |  |  | Continuous Automatic Tank Gauge | [8 empty] | UST Currently In Use: 3; UST Temp Close: 0; AST Currently In Use: 0; AST Temp Closed: 0 | 3 | 0 | 0 | 14801-019-015371 | OILOP, INC.
41429 | Currently in Use |  | 1990-11-25 |  | Petroleum | Mid-grade gasoline | Mid-grade gasoline | Retail | Single Wall | Single Wall | Coated & cathodic protection (sti-P3) |  | Double Wall |  |  | Catchment Basin | Flow Rest 90% Full | Automatic shutoff device At 95% full |  |  | Continuous Automatic Tank Gauge | [8 empty] | UST Currently In Use: 3; UST Temp Close: 0; AST Currently In Use: 0; AST Temp Closed: 0 | 3 | 0 | 0 | 14801-019-015371 | OILOP, INC.
41430 | Currently in Use |  | 1990-11-25 |  | Petroleum | Premium gasoline | Premium gasoline | Retail | Steel | Single Wall | Coated & cathodic protection (sti-P3) |  | Steel |  |  | Catchment Basin | Flow Rest 90% Full | Automatic shutoff device At 95% full |  |  | Continuous Automatic Tank Gauge | [8 empty] | UST Currently In Use: 3; UST Temp Close: 0; AST Currently In Use: 0; AST Temp Closed: 0 | 3 | 0 | 0 | 14801-019-015371 | OILOP, INC.
41431 | Currently in Use |  | 1986-02-01 |  | Petroleum | Unleaded gasoline | Unleaded gasoline | Retail | Single Wall | Single Wall | Coated & cathodic protection (sti-P3) |  | Fiberglass reinforced plastic |  |  | Catchment Basin | Automatic shutoff device At 95% full | Automatic shutoff device At 95% full |  |  | Continuous Automatic Tank Gauge |  | Automatic shutoff device (AELLD) | Automatic shutoff device (AELLD) | [5 empty] | UST Currently In Use: 3; UST Temp Close: 0; AST Currently In Use: 0; AST Temp Closed: 0 | 3 | 0 | 4 | 24113-073-000066 | SAEED M SALEH
41432 | Currently in Use |  | 1986-01-01 |  | Petroleum | Unleaded gasoline | Unleaded gasoline | Retail | Steel | Single Wall | Coated & cathodic protection (sti-P3) |  | Single Wall |  |  | Catchment Basin | Automatic shutoff device At 95% full | Automatic shutoff device At 95% full |  |  | Continuous Automatic Tank Gauge |  | Automatic shutoff device (AELLD) | Automatic shutoff device (AELLD) | [5 empty] | UST Currently In Use: 3; UST Temp Close: 0; AST Currently In Use: 0; AST Temp Closed: 0 | 3 | 0 | 4 | 24113-073-000066 | SAEED M SALEH
41434 | Currently in Use |  | 1986-01-01 |  | Petroleum | Premium gasoline | Premium gasoline | Retail | Single Wall | Single Wall | Coated & cathodic protection (sti-P3) |  | Single Wall |  |  | Catchment Basin | Automatic shutoff device At 95% full | Automatic shutoff device At 95% full |  |  | Continuous Automatic Tank Gauge |  | Automatic shutoff device (AELLD) | Automatic shutoff device (AELLD) | [5 empty] | UST Currently In Use: 3; UST Temp Close: 0; AST Currently In Use: 0; AST Temp Closed: 0 | 3 | 0 | 4 | 24113-073-000066 | SAEED M SALEH
41435 | Currently in Use |  | 1990-12-20 |  | Petroleum | On road diesel | On road diesel |  | Fiberglass reinforced plastic | Double Wall |  |  | Fiberglass reinforced plastic |  | 1901-01-01 | Catchment Basin | Automatic shutoff device At 95% full | Automatic shutoff device At 95% full |  | SENSOR TO ATG | Automatic Tank Gauge | Single walled submersible pump containment sump | Containment Sump | Automatic flow restrictor (MLLD) |  | SENSOR TO ATG | Annual line testing | Annual line testing |  | UST Currently In Use: 1; UST Temp Close: 0; AST Currently In Use: 0; AST Temp Closed: 0 | 1 | 0 | 2 | 15094-049-002659 | UNITED PARCEL SERVICE
41436 | Permanently Closed | 1991-05-24 | 1901-01-01 | 1991-05-24 | Petroleum | Used oil | Used oil |  | Steel | Steel |  | Painted or None | Steel |  | 1901-01-01 | [14 empty] | UST Currently In Use: 0; UST Temp Close: 0; AST Currently In Use: 0; AST Temp Closed: 0 | 0 | 0 | 4 | 13722-073-002352 | PENSKE TRUCK LEASING CO L P
41437 | Permanently Closed | 1991-05-24 | 1986-01-01 | 1991-05-24 | Petroleum | Other, NEW OIL | Other |  | Steel | Steel |  | Painted or None | Steel |  | 1901-01-01 | [14 empty] | UST Currently In Use: 0; UST Temp Close: 0; AST Currently In Use: 0; AST Temp Closed: 0 | 0 | 0 | 4 | 13722-073-002352 | PENSKE TRUCK LEASING CO L P
41438 | Currently in Use |  | 1990-05-14 |  | Petroleum | Unleaded gasoline | Unleaded gasoline | Retail | Steel | Steel | Coated & cathodic protection (sti-P3) |  | Fiberglass reinforced plastic |  |  | Catchment Basin | Flow Rest 90% Full | Flow Rest 90% Full |  |  | Continuous Automatic Tank Gauge |  | Automatic flow restrictor (MLLD) | Automatic flow restrictor (MLLD) |  | SENSOR TO ATG | Annual line testing | Annual line testing |  | UST Currently In Use: 3; UST Temp Close: 0; AST Currently In Use: 0; AST Temp Closed: 0 | 3 | 0 | 0 | 13929-097-015275 | PRINCE OIL COMPANY, INC.
41439 | Currently in Use |  | 1990-05-14 |  | Petroleum | Unleaded gasoline | Unleaded gasoline | Retail | Steel | Steel | Coated & cathodic protection (sti-P3) |  | Fiberglass reinforced plastic |  |  | Catchment Basin | Flow Rest 90% Full | Flow Rest 90% Full |  |  | Continuous Automatic Tank Gauge |  | Containment Sump | Automatic flow restrictor (MLLD) |  |  | Annual line testing | Annual line testing |  | UST Currently In Use: 3; UST Temp Close: 0; AST Currently In Use: 0; AST Temp Closed: 0 | 3 | 0 | 0 | 13929-097-015275 | PRINCE OIL COMPANY, INC.
41440 | Permanently Closed | 2006-01-05 | 1990-11-28 | 2015-06-16 | Petroleum | Unleaded gasoline | Unleaded gasoline | Retail | Steel | Steel | Coated & cathodic protection (sti-P3) |  | Fiberglass reinforced plastic |  |  | Catchment Basin | Flow Rest 90% Full | Flow Rest 90% Full |  |  | Statistical Inventory Reconciliation (SIR) | [8 empty] | UST Currently In Use: 0; UST Temp Close: 0; AST Currently In Use: 0; AST Temp Closed: 0 | 0 | 0 | 6 | 23142-055-001948 | LAURA MATHEWS
41442 | Permanently Closed | 2006-01-05 | 1990-11-28 | 2015-06-16 | Petroleum | Premium gasoline | Premium gasoline | Retail | Steel | Steel | Coated & cathodic protection (sti-P3) |  | Fiberglass reinforced plastic |  |  | Catchment Basin | Flow Rest 90% Full | Flow Rest 90% Full |  |  | Statistical Inventory Reconciliation (SIR) | [8 empty] | UST Currently In Use: 0; UST Temp Close: 0; AST Currently In Use: 0; AST Temp Closed: 0 | 0 | 0 | 6 | 23142-055-001948 | LAURA MATHEWS
41444 | Permanently Closed | 2006-01-05 | 1990-11-28 | 2015-06-16 | Petroleum | On road diesel | On road diesel | Retail | Steel | Steel | Coated & cathodic protection (sti-P3) |  | Fiberglass reinforced plastic |  |  | Catchment Basin | Flow Rest 90% Full | Flow Rest 90% Full |  |  | Statistical Inventory Reconciliation (SIR) | [8 empty] | UST Currently In Use: 0; UST Temp Close: 0; AST Currently In Use: 0; AST Temp Closed: 0 | 0 | 0 | 6 | 23142-055-001948 | LAURA MATHEWS
41445 | Permanently Closed | 1991-11-26 | 1970-01-01 | 1991-11-26 | Petroleum | Unleaded gasoline | Unleaded gasoline | [7 empty] | 1901-01-01 | [14 empty] | UST Currently In Use: 0; UST Temp Close: 0; AST Currently In Use: 0; AST Temp Closed: 0 | 0 | 0 | 2 | 10422-053-000984 | BARBER DAIRIES INC
41446 | Permanently Closed | 1993-03-02 | 1966-01-01 | 1993-03-02 | Petroleum | Unleaded gasoline | Unleaded gasoline | State/federal government | [6 empty] | 1901-01-01 | [11 empty] | Annual line testing | Annual line testing |  | UST Currently In Use: 0; UST Temp Close: 0; AST Currently In Use: 0; AST Temp Closed: 0 | 0 | 0 | 3 | 15140-023-011407 | US FISH & WILDLIFE SERVICE
41447 | Permanently Closed | 1991-09-23 | 1966-01-01 | 1991-09-23 | Petroleum | Unleaded gasoline | Unleaded gasoline | State/federal government | [6 empty] | 1901-01-01 | [11 empty] | Annual line testing | Annual line testing |  | UST Currently In Use: 0; UST Temp Close: 0; AST Currently In Use: 0; AST Temp Closed: 0 | 0 | 0 | 3 | 15140-023-011407 | US FISH & WILDLIFE SERVICE
41448 | Permanently Closed | 2001-01-03 | 1901-01-01 | 2014-09-05 | Petroleum | Unleaded gasoline | Unleaded gasoline | Retail | Steel | Steel | Field installed cathodic protection |  | Steel |  | 1901-01-01 | Catchment Basin | Flow Rest 90% Full | Flow Rest 90% Full | [11 empty] | UST Currently In Use: 0; UST Temp Close: 0; AST Currently In Use: 0; AST Temp Closed: 0 | 0 | 0 | 4 | 24469-043-015408 | JUNIOR T MOODY CONSTRUCTION LLC
41449 | Permanently Closed | 2001-01-03 | 1901-01-01 | 2014-09-05 | Petroleum | Mid-grade gasoline | Mid-grade gasoline | Retail | Steel | Steel | Field installed cathodic protection |  | Steel |  | 1901-01-01 | Catchment Basin | Flow Rest 90% Full | Flow Rest 90% Full | [11 empty] | UST Currently In Use: 0; UST Temp Close: 0; AST Currently In Use: 0; AST Temp Closed: 0 | 0 | 0 | 4 | 24469-043-015408 | JUNIOR T MOODY CONSTRUCTION LLC
41450 | Currently in Use |  | 1989-01-01 |  | Petroleum | Unleaded gasoline | Unleaded gasoline | Retail | Steel | Single Wall | Coated & cathodic protection (sti-P3) |  | Fiberglass reinforced plastic |  |  | Catchment Basin | Flow Rest 90% Full | Flow Rest 90% Full |  |  | Continuous Automatic Tank Gauge | Direct Bury submersible pump | Automatic flow restrictor (MLLD) | Automatic flow restrictor (MLLD) |  |  | Annual line testing | Annual line testing |  | UST Currently In Use: 4; UST Temp Close: 0; AST Currently In Use: 1; AST Temp Closed: 0 | 4 | 0 | 0 | 25076-043-015409 | HGK, INC.
41451 | Currently in Use |  | 1989-01-01 |  | Petroleum | Premium gasoline | Premium gasoline | Retail | Single Wall | Single Wall | Coated & cathodic protection (sti-P3) |  | Single Wall |  |  | Catchment Basin | Flow Rest 90% Full | Flow Rest 90% Full |  |  | Continuous Automatic Tank Gauge | Direct Bury submersible pump | Automatic flow restrictor (MLLD) | Automatic flow restrictor (MLLD) |  |  | Annual line testing | Annual line testing |  | UST Currently In Use: 4; UST Temp Close: 0; AST Currently In Use: 1; AST Temp Closed: 0 | 4 | 0 | 0 | 25076-043-015409 | HGK, INC.
41452 | Currently in Use |  | 1989-01-01 |  | Petroleum | On road diesel | On road diesel | Retail | Single Wall | Single Wall | Coated & cathodic protection (sti-P3) |  | Single Wall |  |  | Catchment Basin | Flow Rest 90% Full | Flow Rest 90% Full |  |  | Continuous Automatic Tank Gauge | Direct Bury submersible pump | Automatic flow restrictor (MLLD) | Automatic flow restrictor (MLLD) |  |  | Annual line testing | Annual line testing |  | UST Currently In Use: 4; UST Temp Close: 0; AST Currently In Use: 1; AST Temp Closed: 0 | 4 | 0 | 0 | 25076-043-015409 | HGK, INC.
41453 | Currently in Use |  | 1989-01-01 |  | Petroleum | Unleaded gasoline | Unleaded gasoline | Retail | Single Wall | Single Wall | Coated & cathodic protection (sti-P3) |  | Fiberglass reinforced plastic |  |  | Catchment Basin | Flow Rest 90% Full | Flow Rest 90% Full |  |  | Continuous Automatic Tank Gauge | Direct Bury submersible pump | Automatic flow restrictor (MLLD) | Automatic flow restrictor (MLLD) |  |  | Annual line testing | Annual line testing |  | UST Currently In Use: 4; UST Temp Close: 0; AST Currently In Use: 1; AST Temp Closed: 0 | 4 | 0 | 0 | 25076-043-015409 | HGK, INC.
41454 | Currently in Use |  | 1990-12-18 |  | Petroleum | On road diesel | On road diesel | Retail | Single Wall | Single Wall | Coated & cathodic protection (sti-P3) |  | Fiberglass reinforced plastic |  |  | Catchment Basin | Flow Rest 90% Full | Flow Rest 90% Full |  |  | Continuous Automatic Tank Gauge | Direct Bury submersible pump | Automatic shutoff device (AELLD) | Automatic shutoff device (AELLD) | [5 empty] | UST Currently In Use: 4; UST Temp Close: 1; AST Currently In Use: 0; AST Temp Closed: 0 | 4 | 1 | 0 | 12300-103-015371 | HAYS AND SON OIL COMPANY, INC.
41455 | Currently in Use |  | 1990-12-18 |  | Petroleum | Unleaded gasoline | Unleaded gasoline | Retail | Single Wall | Single Wall | Coated & cathodic protection (sti-P3) |  | Fiberglass reinforced plastic |  |  | Catchment Basin | Flow Rest 90% Full | Flow Rest 90% Full |  |  | Continuous Automatic Tank Gauge | Direct Bury submersible pump | Automatic shutoff device (AELLD) | Automatic shutoff device (AELLD) | [5 empty] | UST Currently In Use: 4; UST Temp Close: 1; AST Currently In Use: 0; AST Temp Closed: 0 | 4 | 1 | 0 | 12300-103-015371 | HAYS AND SON OIL COMPANY, INC.
41456 | Temporary Closed | 2013-02-01 | 1990-12-18 |  | Petroleum | Mid-grade gasoline | Mid-grade gasoline | Retail | Single Wall | Single Wall | Coated & cathodic protection (sti-P3) |  | Single Wall |  |  | Catchment Basin | Flow Rest 90% Full | Flow Rest 90% Full |  |  | Continuous Automatic Tank Gauge | Direct Bury submersible pump | Automatic shutoff device (AELLD) | Automatic shutoff device (AELLD) | [5 empty] | UST Currently In Use: 4; UST Temp Close: 1; AST Currently In Use: 0; AST Temp Closed: 0 | 4 | 1 | 0 | 12300-103-015371 | HAYS AND SON OIL COMPANY, INC.
41457 | Currently in Use |  | 1990-12-18 |  | Petroleum | Premium gasoline | Premium gasoline | Retail | Single Wall | Single Wall | Coated & cathodic protection (sti-P3) |  | Fiberglass reinforced plastic |  |  | Catchment Basin | Flow Rest 90% Full | Flow Rest 90% Full |  |  | Continuous Automatic Tank Gauge | Direct Bury submersible pump | Automatic shutoff device (AELLD) | Automatic shutoff device (AELLD) | [5 empty] | UST Currently In Use: 4; UST Temp Close: 1; AST Currently In Use: 0; AST Temp Closed: 0 | 4 | 1 | 0 | 12300-103-015371 | HAYS AND SON OIL COMPANY, INC.
41458 | Currently in Use |  | 1990-12-18 |  | Petroleum | Other, OFF RD DSL | Other | Retail | Steel | Single Wall | Coated & cathodic protection (sti-P3) |  | Single Wall |  |  | Catchment Basin | Flow Rest 90% Full | Flow Rest 90% Full |  |  | Continuous Automatic Tank Gauge | Direct Bury submersible pump | Automatic shutoff device (AELLD) | Automatic shutoff device (AELLD) | [5 empty] | UST Currently In Use: 4; UST Temp Close: 1; AST Currently In Use: 0; AST Temp Closed: 0 | 4 | 1 | 0 | 12300-103-015371 | HAYS AND SON OIL COMPANY, INC.
41459 | Currently in Use |  | 1989-10-01 |  | Petroleum | Mid-grade gasoline | Mid-grade gasoline | Retail | Steel | Steel | Coated & cathodic protection (sti-P3) |  | Fiberglass reinforced plastic |  | 1901-01-01 | Catchment Basin | Flow Rest 90% Full | Automatic shutoff device At 95% full |  |  | Continuous Automatic Tank Gauge | [8 empty] | UST Currently In Use: 3; UST Temp Close: 0; AST Currently In Use: 0; AST Temp Closed: 0 | 3 | 0 | 3 | 20737-005-007502 | BILLY ROGERS
41460 | Currently in Use |  | 1989-10-01 |  | Petroleum | Premium gasoline | Premium gasoline | Retail | Steel | Steel | Field installed cathodic protection |  | Fiberglass reinforced plastic |  | 1901-01-01 | Catchment Basin | Flow Rest 90% Full | Automatic shutoff device At 95% full |  |  | Continuous Automatic Tank Gauge | [8 empty] | UST Currently In Use: 3; UST Temp Close: 0; AST Currently In Use: 0; AST Temp Closed: 0 | 3 | 0 | 3 | 20737-005-007502 | BILLY ROGERS
41461 | Currently in Use |  | 1988-09-01 |  | Petroleum | Premium gasoline | Premium gasoline | Retail | Fiberglass reinforced plastic | Fiberglass reinforced plastic |  |  | Flexible |  | 1901-01-01 | Catchment Basin | Audible high level alarm At 90% full | Audible high level alarm At 90% full |  |  | Continuous Automatic Tank Gauge |  | Automatic shutoff device (AELLD) | Automatic shutoff device (AELLD) | [5 empty] | UST Currently In Use: 3; UST Temp Close: 0; AST Currently In Use: 0; AST Temp Closed: 0 | 3 | 0 | 8 | 13364-011-005901 | MCKENZIE OIL COMPANY, INC.
41462 | Currently in Use |  | 1990-11-17 |  | Petroleum | Unleaded gasoline | Unleaded gasoline | Retail | Single Wall | Single Wall | Coated & cathodic protection (sti-P3) |  | Single Wall |  |  | Catchment Basin | Flow Rest 90% Full | Flow Rest 90% Full |  |  | Continuous Automatic Tank Gauge |  | Automatic flow restrictor (MLLD) | Automatic flow restrictor (MLLD) |  |  | Annual line testing | Annual line testing |  | UST Currently In Use: 4; UST Temp Close: 0; AST Currently In Use: 0; AST Temp Closed: 0 | 4 | 0 | 0 | 26019-097-015276 | KARO'S FOODMART
41463 | Currently in Use |  | 1990-11-17 |  | Petroleum | Unleaded gasoline | Unleaded gasoline | Retail | Single Wall | Single Wall | Coated & cathodic protection (sti-P3) |  | Single Wall |  |  | Catchment Basin | Flow Rest 90% Full | Flow Rest 90% Full |  |  | Continuous Automatic Tank Gauge |  | Automatic flow restrictor (MLLD) | Automatic flow restrictor (MLLD) |  |  | Annual line testing | Annual line testing |  | UST Currently In Use: 4; UST Temp Close: 0; AST Currently In Use: 0; AST Temp Closed: 0 | 4 | 0 | 0 | 26019-097-015276 | KARO'S FOODMART
41464 | Currently in Use |  | 1990-11-17 |  | Petroleum | Premium gasoline | Premium gasoline | Retail | Steel | Single Wall | Coated & cathodic protection (sti-P3) |  | Single Wall |  |  | Catchment Basin | Flow Rest 90% Full | Flow Rest 90% Full |  |  | Continuous Automatic Tank Gauge |  | Automatic flow restrictor (MLLD) | Automatic flow restrictor (MLLD) |  |  | Annual line testing | Annual line testing |  | UST Currently In Use: 4; UST Temp Close: 0; AST Currently In Use: 0; AST Temp Closed: 0 | 4 | 0 | 0 | 26019-097-015276 | KARO'S FOODMART
41465 | Currently in Use |  | 1990-11-17 |  | Petroleum | On road diesel | On road diesel | Retail | Single Wall | Single Wall | Coated & cathodic protection (sti-P3) |  | Fiberglass reinforced plastic |  |  | Catchment Basin | Flow Rest 90% Full | Flow Rest 90% Full |  |  | Continuous Automatic Tank Gauge |  | Automatic flow restrictor (MLLD) | Automatic flow restrictor (MLLD) |  |  | Annual line testing | Annual line testing |  | UST Currently In Use: 4; UST Temp Close: 0; AST Currently In Use: 0; AST Temp Closed: 0 | 4 | 0 | 0 | 26019-097-015276 | KARO'S FOODMART
41466 | Permanently Closed | 2000-01-14 | 1978-01-01 | 2000-01-14 | Petroleum | Unleaded gasoline | Unleaded gasoline | Retail | Steel | Steel | Field installed cathodic protection |  | Steel |  | 1901-01-01 | Catchment Basin | Automatic shutoff device At 95% full | Automatic shutoff device At 95% full |  |  | Continuous Automatic Tank Gauge |  |  |  | Interstitial Monitoring within Secondary Containment |  | Annual line testing | Annual line testing |  | UST Currently In Use: 0; UST Temp Close: 0; AST Currently In Use: 0; AST Temp Closed: 0 | 0 | 0 | 2 | 13434-099-015277 | MIDDLETON OIL COMPANY, INC.
41467 | Permanently Closed | 2000-01-14 | 1978-01-01 | 2000-01-14 | Petroleum | Unleaded gasoline | Unleaded gasoline |  | Steel | Steel | Field installed cathodic protection |  | Steel |  | 1901-01-01 | Catchment Basin | Automatic shutoff device At 95% full | Automatic shutoff device At 95% full | [6 empty] | Interstitial Monitoring within Secondary Containment |  | Annual line testing | Annual line testing |  | UST Currently In Use: 0; UST Temp Close: 0; AST Currently In Use: 0; AST Temp Closed: 0 | 0 | 0 | 2 | 13434-099-015277 | MIDDLETON OIL COMPANY, INC.
41468 | Permanently Closed | 2007-09-20 | 1986-03-01 |  | Petroleum | Unleaded gasoline | Unleaded gasoline | Retail | Steel | Steel | Coated & cathodic protection (sti-P3) |  | FLEX |  | 1901-01-01 | Catchment Basin | Audible high level alarm At 90% full | Audible high level alarm At 90% full |  |  | Automatic Tank Gauge |  |  |  | Interstitial Monitoring within Secondary Containment |  | Continuous alarm system | Continuous alarm system |  | UST Currently In Use: 0; UST Temp Close: 0; AST Currently In Use: 0; AST Temp Closed: 0 | 0 | 0 | 3 | 12920-003-015278 | JUNIOR FOOD STORES OF WEST FLORIDA
41469 | Permanently Closed | 2007-09-20 | 1986-03-01 |  | Petroleum | Mid-grade gasoline | Mid-grade gasoline | Retail | Steel | Steel | Coated & cathodic protection (sti-P3) |  | Flexible |  | 1901-01-01 | Catchment Basin | Audible high level alarm At 90% full | Audible high level alarm At 90% full |  |  | Automatic Tank Gauge |  |  |  | Interstitial Monitoring within Secondary Containment |  | Continuous alarm system | Continuous alarm system |  | UST Currently In Use: 0; UST Temp Close: 0; AST Currently In Use: 0; AST Temp Closed: 0 | 0 | 0 | 3 | 12920-003-015278 | JUNIOR FOOD STORES OF WEST FLORIDA
41470 | Permanently Closed | 2007-09-20 | 1986-03-01 |  | Petroleum | Premium gasoline | Premium gasoline | Retail | Steel | Steel | Coated & cathodic protection (sti-P3) |  | FLEX |  | 1901-01-01 | Catchment Basin | Flow Rest 90% Full | Audible high level alarm At 90% full |  |  | Automatic Tank Gauge |  |  |  | Interstitial Monitoring within Secondary Containment |  | Continuous alarm system | Continuous alarm system |  | UST Currently In Use: 0; UST Temp Close: 0; AST Currently In Use: 0; AST Temp Closed: 0 | 0 | 0 | 3 | 12920-003-015278 | JUNIOR FOOD STORES OF WEST FLORIDA
41471 | Currently in Use |  | 1990-12-01 |  | Petroleum | Premium gasoline | Premium gasoline | Retail | Single Wall | Single Wall | Coated & cathodic protection (sti-P3) |  | Single Wall |  | 1901-01-01 | Catchment Basin | Flow Rest 90% Full | Flow Rest 90% Full |  |  | Automatic Tank Gauge |  | Automatic flow restrictor (MLLD) | Automatic flow restrictor (MLLD) |  |  | Annual line testing | Annual line testing |  | UST Currently In Use: 4; UST Temp Close: 1; AST Currently In Use: 0; AST Temp Closed: 0 | 4 | 1 | 5 | 22568-089-003905 | VICKY T. NGUYEN
41472 | Currently in Use |  | 1990-12-01 |  | Petroleum | Mid-grade gasoline | Mid-grade gasoline | Retail | Single Wall | Single Wall | Coated & cathodic protection (sti-P3) |  | Fiberglass reinforced plastic |  | 1901-01-01 | Catchment Basin | Flow Rest 90% Full | Flow Rest 90% Full |  |  | Automatic Tank Gauge |  | Automatic flow restrictor (MLLD) | Automatic flow restrictor (MLLD) |  |  | Annual line testing | Annual line testing |  | UST Currently In Use: 4; UST Temp Close: 1; AST Currently In Use: 0; AST Temp Closed: 0 | 4 | 1 | 5 | 22568-089-003905 | VICKY T. NGUYEN
41473 | Currently in Use |  | 1990-12-01 |  | Petroleum | On road diesel | On road diesel | Retail | Single Wall | Single Wall | Coated & cathodic protection (sti-P3) |  | Single Wall |  | 1901-01-01 | Catchment Basin | Flow Rest 90% Full | Flow Rest 90% Full |  |  | Automatic Tank Gauge |  | Automatic flow restrictor (MLLD) | Automatic flow restrictor (MLLD) |  |  | Annual line testing | Annual line testing |  | UST Currently In Use: 4; UST Temp Close: 1; AST Currently In Use: 0; AST Temp Closed: 0 | 4 | 1 | 5 | 22568-089-003905 | VICKY T. NGUYEN
41474 | Temporary Closed | 2019-10-26 | 1990-12-01 |  | Petroleum | Kerosene | Kerosene | Retail | Single Wall | Single Wall | Coated & cathodic protection (sti-P3) |  | Fiberglass reinforced plastic |  | 1901-01-01 | Catchment Basin | Flow Rest 90% Full | Flow Rest 90% Full |  |  | Automatic Tank Gauge | [8 empty] | UST Currently In Use: 4; UST Temp Close: 1; AST Currently In Use: 0; AST Temp Closed: 0 | 4 | 1 | 5 | 22568-089-003905 | VICKY T. NGUYEN
41475 | Permanently Closed | 1992-05-18 | 1967-01-01 | 1992-05-18 | Petroleum | Unleaded gasoline | Unleaded gasoline | State/federal government | Steel | Steel |  |  |  |  | 1901-01-01 | [14 empty] | UST Currently In Use: 0; UST Temp Close: 0; AST Currently In Use: 1; AST Temp Closed: 0 | 0 | 0 | 3 | 17304-033-015372 | NATCHEZ TRACE PARKWAY
41476 | Permanently Closed | 1992-05-18 | 1967-01-01 | 1992-05-18 | Petroleum | On road diesel | On road diesel | State/federal government | Steel | Steel |  |  |  |  | 1901-01-01 | [14 empty] | UST Currently In Use: 0; UST Temp Close: 0; AST Currently In Use: 1; AST Temp Closed: 0 | 0 | 0 | 3 | 17304-033-015372 | NATCHEZ TRACE PARKWAY
41477 | Permanently Closed | 1992-05-18 | 1967-01-01 | 1992-05-18 | Petroleum | Unleaded gasoline | Unleaded gasoline | State/federal government | Steel | Steel |  |  |  |  | 1901-01-01 | [11 empty] | Annual line testing | Annual line testing |  | UST Currently In Use: 0; UST Temp Close: 0; AST Currently In Use: 1; AST Temp Closed: 0 | 0 | 0 | 3 | 17304-033-015372 | NATCHEZ TRACE PARKWAY
41478 | Permanently Closed | 2004-06-09 | 1990-07-20 | 2004-06-09 | Petroleum | Unleaded gasoline | Unleaded gasoline | Retail | Steel | Steel | Coated & cathodic protection (sti-P3) |  | Fiberglass reinforced plastic |  | 1901-01-01 | Catchment Basin | Automatic shutoff device At 95% full | Automatic shutoff device At 95% full |  |  | Statistical Inventory Reconciliation (SIR) | [5 empty] | Annual line testing | Annual line testing |  | UST Currently In Use: 0; UST Temp Close: 0; AST Currently In Use: 0; AST Temp Closed: 0 | 0 | 0 | 6 | 13252-063-007046 | MAPLES GAS COMPANY
41479 | Permanently Closed | 2004-06-09 | 1990-07-20 | 2004-06-09 | Petroleum | Premium gasoline | Premium gasoline | Retail | Steel | Steel | Coated & cathodic protection (sti-P3) |  | Fiberglass reinforced plastic |  | 1901-01-01 | Catchment Basin | Automatic shutoff device At 95% full | Automatic shutoff device At 95% full |  |  | Statistical Inventory Reconciliation (SIR) | [5 empty] | Annual line testing | Annual line testing |  | UST Currently In Use: 0; UST Temp Close: 0; AST Currently In Use: 0; AST Temp Closed: 0 | 0 | 0 | 6 | 13252-063-007046 | MAPLES GAS COMPANY
41480 | Currently in Use |  | 1988-05-01 |  | Petroleum | Unleaded gasoline | Unleaded gasoline | Retail | Steel | Steel | Coated & cathodic protection (sti-P3) |  | Fiberglass reinforced plastic |  |  | Catchment Basin | Flow Rest 90% Full | Flow Rest 90% Full |  |  | Statistical Inventory Reconciliation (SIR) |  | Automatic flow restrictor (MLLD) | Automatic flow restrictor (MLLD) |  |  | Statistical inventory reconciliation (SIR) | Statistical inventory reconciliation (SIR) |  | UST Currently In Use: 4; UST Temp Close: 0; AST Currently In Use: 0; AST Temp Closed: 0 | 4 | 0 | 0 | 25546-021-015091 | HEADLEY FOOD MARTS
41481 | Currently in Use |  | 1988-05-01 |  | Petroleum | Unleaded gasoline | Unleaded gasoline | Retail | Steel | Steel | Coated & cathodic protection (sti-P3) |  | Fiberglass reinforced plastic |  |  | Catchment Basin | Flow Rest 90% Full | Flow Rest 90% Full |  |  | Statistical Inventory Reconciliation (SIR) |  | Automatic flow restrictor (MLLD) | Automatic flow restrictor (MLLD) |  |  | Statistical inventory reconciliation (SIR) | Statistical inventory reconciliation (SIR) |  | UST Currently In Use: 4; UST Temp Close: 0; AST Currently In Use: 0; AST Temp Closed: 0 | 4 | 0 | 0 | 25546-021-015091 | HEADLEY FOOD MARTS
41482 | Currently in Use |  | 1988-05-01 |  | Petroleum | Premium gasoline | Premium gasoline | Retail | Steel | Steel | Coated & cathodic protection (sti-P3) |  | Fiberglass reinforced plastic |  |  | Catchment Basin | Flow Rest 90% Full | Flow Rest 90% Full |  |  | Statistical Inventory Reconciliation (SIR) |  | Automatic flow restrictor (MLLD) | Automatic flow restrictor (MLLD) |  |  | Statistical inventory reconciliation (SIR) | Statistical inventory reconciliation (SIR) |  | UST Currently In Use: 4; UST Temp Close: 0; AST Currently In Use: 0; AST Temp Closed: 0 | 4 | 0 | 0 | 25546-021-015091 | HEADLEY FOOD MARTS
41483 | Currently in Use |  | 1988-05-01 |  | Petroleum | On road diesel | On road diesel | Retail | Steel | Steel | Coated & cathodic protection (sti-P3) |  | Fiberglass reinforced plastic |  |  | Catchment Basin | Flow Rest 90% Full | Flow Rest 90% Full |  |  | Statistical Inventory Reconciliation (SIR) |  | Automatic flow restrictor (MLLD) | Automatic flow restrictor (MLLD) |  |  | Statistical inventory reconciliation (SIR) | Statistical inventory reconciliation (SIR) |  | UST Currently In Use: 4; UST Temp Close: 0; AST Currently In Use: 0; AST Temp Closed: 0 | 4 | 0 | 0 | 25546-021-015091 | HEADLEY FOOD MARTS
41484 | Permanently Closed | 2010-12-10 | 1990-09-30 | 2012-05-15 | Petroleum | Unleaded gasoline | Unleaded gasoline | State/federal government | Fiberglass reinforced plastic | Fiberglass reinforced plastic |  |  | Fiberglass reinforced plastic |  | 1901-01-01 | Catchment Basin | Flow Rest 90% Full | Flow Rest 90% Full |  |  | Continuous Automatic Tank Gauge |  | Automatic shutoff device (AELLD) | Automatic shutoff device (AELLD) | Interstitial Monitoring within Secondary Containment |  |  |  |  | UST Currently In Use: 0; UST Temp Close: 0; AST Currently In Use: 0; AST Temp Closed: 0 | 0 | 0 | 7 | 14670-093-002988 | ALDOT WEST CENTRAL NORTH DIST 59
41485 | Permanently Closed | 2011-02-25 | 1990-09-30 | 2012-05-12 | Petroleum | On road diesel | On road diesel | State/federal government | Fiberglass reinforced plastic | Fiberglass reinforced plastic |  |  | Fiberglass reinforced plastic |  | 1901-01-01 | Catchment Basin | Flow Rest 90% Full | Flow Rest 90% Full |  |  | Continuous Automatic Tank Gauge |  | Automatic shutoff device (AELLD) | Automatic shutoff device (AELLD) | Interstitial Monitoring within Secondary Containment |  |  |  |  | UST Currently In Use: 0; UST Temp Close: 0; AST Currently In Use: 0; AST Temp Closed: 0 | 0 | 0 | 7 | 14670-093-002988 | ALDOT WEST CENTRAL NORTH DIST 59
41486 | Permanently Closed | 1998-06-16 | 1987-11-09 | 1998-06-16 | Petroleum | On road diesel | On road diesel |  | Fiberglass reinforced plastic | Fiberglass reinforced plastic |  |  | Fiberglass reinforced plastic |  | 1901-01-01 | Catchment Basin | [13 empty] | UST Currently In Use: 0; UST Temp Close: 0; AST Currently In Use: 0; AST Temp Closed: 0 | 0 | 0 | 4 | 16956-073-006235 | U HAUL REAL ESTATE CO
41487 | Permanently Closed | 1998-06-16 | 1982-09-02 | 1998-06-16 | Petroleum | Used oil | Used oil |  | Steel | Steel |  | Painted or None | Steel |  | 1901-01-01 | [5 empty] | Manual Tank Gauging (only tanks 1000 gal. or less and 48” or 64” in diameter) | [8 empty] | UST Currently In Use: 0; UST Temp Close: 0; AST Currently In Use: 0; AST Temp Closed: 0 | 0 | 0 | 4 | 16956-073-006235 | U HAUL REAL ESTATE CO
41488 | Temporary Closed | 2011-09-01 | 1988-08-11 |  | Petroleum | On road diesel | On road diesel | Retail | Steel | Single Wall | Coated & cathodic protection (sti-P3) |  | Single Wall |  | 1901-01-01 | Catchment Basin | Automatic shutoff device At 95% full | Automatic shutoff device At 95% full |  |  |  |  | Automatic flow restrictor (MLLD) | Automatic flow restrictor (MLLD) |  |  | Annual line testing | Annual line testing |  | UST Currently In Use: 0; UST Temp Close: 3; AST Currently In Use: 0; AST Temp Closed: 0 | 0 | 3 | 0 | 24348-073-015410 | SAYRE BAR & GRILL
41489 | Temporary Closed | 2011-09-01 | 1988-08-11 |  | Petroleum | Unleaded gasoline | Unleaded gasoline | Retail | Single Wall | Single Wall | Coated & cathodic protection (sti-P3) |  | Fiberglass reinforced plastic |  | 1901-01-01 | Catchment Basin | Automatic shutoff device At 95% full | Automatic shutoff device At 95% full |  |  |  |  | Automatic flow restrictor (MLLD) | Automatic flow restrictor (MLLD) |  |  | Annual line testing | Annual line testing |  | UST Currently In Use: 0; UST Temp Close: 3; AST Currently In Use: 0; AST Temp Closed: 0 | 0 | 3 | 0 | 24348-073-015410 | SAYRE BAR & GRILL
41490 | Temporary Closed | 2011-09-01 | 1988-08-11 |  | Petroleum | Unleaded gasoline | Unleaded gasoline | Retail | Steel | Steel | Coated & cathodic protection (sti-P3) |  | Fiberglass reinforced plastic |  | 1901-01-01 | Catchment Basin | Automatic shutoff device At 95% full | Automatic shutoff device At 95% full |  |  |  |  | Automatic flow restrictor (MLLD) | Automatic flow restrictor (MLLD) |  |  | Annual line testing | Annual line testing |  | UST Currently In Use: 0; UST Temp Close: 3; AST Currently In Use: 0; AST Temp Closed: 0 | 0 | 3 | 0 | 24348-073-015410 | SAYRE BAR & GRILL
41491 | Permanently Closed | 1989-01-01 | 1971-01-01 | 1994-05-24 | Petroleum | On road diesel | On road diesel | Emergency Power Generator | Steel | Steel |  | Painted or None | COPPER |  | 1901-01-01 | [14 empty] | UST Currently In Use: 0; UST Temp Close: 0; AST Currently In Use: 34; AST Temp Closed: 2 | 0 | 0 | 37 | 13603-089-004028 | NASA GEORGE C MARSHALL SPACE CENTER
41492 | Permanently Closed | 1996-07-01 | 1984-05-09 | 1999-12-15 | Petroleum | On road diesel | On road diesel |  | Fiberglass coated steel | Fiberglass coated steel |  |  |  |  | 1901-01-01 | [14 empty] | UST Currently In Use: 0; UST Temp Close: 0; AST Currently In Use: 0; AST Temp Closed: 0 | 0 | 0 | 1 | 17218-097-015279 | DIXIE DRAYAGE INC
41493 | Permanently Closed | 1997-12-04 | 1984-07-01 | 2000-04-05 | Petroleum | Unleaded gasoline | Unleaded gasoline |  | Steel | Steel |  | Painted or None | Steel |  | 1901-01-01 | [5 empty] | Manual Tank Gauging (only tanks 1000 gal. or less and 48” or 64” in diameter) | [8 empty] | UST Currently In Use: 0; UST Temp Close: 0; AST Currently In Use: 0; AST Temp Closed: 0 | 0 | 0 | 1 | 17746-003-015280 | OSCAR WATERS
41494 | Permanently Closed | 2008-10-29 | 1990-11-09 | 2014-04-15 | Petroleum | Unleaded gasoline | Unleaded gasoline | Retail | Steel | Steel | Coated & cathodic protection (sti-P3) |  | Fiberglass reinforced plastic |  |  | Catchment Basin | Flow Rest 90% Full | Flow Rest 90% Full |  |  | Statistical Inventory Reconciliation (SIR) | [8 empty] | UST Currently In Use: 1; UST Temp Close: 0; AST Currently In Use: 0; AST Temp Closed: 0 | 1 | 0 | 2 | 25723-097-015281 | SILVERTONE ENTERPRISES LLC
41495 | Permanently Closed | 2008-10-29 | 1990-11-09 | 2014-04-15 | Petroleum | Premium gasoline | Premium gasoline | Retail | Steel | Steel | Coated & cathodic protection (sti-P3) |  | Fiberglass reinforced plastic |  |  | Catchment Basin | Flow Rest 90% Full | Flow Rest 90% Full |  |  | Continuous Automatic Tank Gauge | [8 empty] | UST Currently In Use: 1; UST Temp Close: 0; AST Currently In Use: 0; AST Temp Closed: 0 | 1 | 0 | 2 | 25723-097-015281 | SILVERTONE ENTERPRISES LLC
41497 | Permanently Closed | 1988-03-29 | 1972-10-01 | 1988-03-29 | Petroleum | On road diesel | On road diesel | Emergency power generator | Steel | Steel |  | Painted or None |  |  | 1901-01-01 | [14 empty] | UST Currently In Use: 1; UST Temp Close: 0; AST Currently In Use: 0; AST Temp Closed: 0 | 1 | 0 | 2 | 14462-101-015283 | BELLSOUTH TELECOMM. DBA AT&T ALA.
41498 | Permanently Closed | 1994-07-05 | 1982-06-30 | 1994-07-05 | Petroleum | Unleaded gasoline | Unleaded gasoline | Emergency power generator | Steel | Steel |  | Painted or None | Other |  | 1901-01-01 | Catchment Basin | Audible high level alarm At 90% full | Audible high level alarm At 90% full |  |  | Automatic Tank Gauge | [8 empty] | UST Currently In Use: 0; UST Temp Close: 0; AST Currently In Use: 1; AST Temp Closed: 0 | 0 | 0 | 1 | 14462-007-015284 | BELLSOUTH TELECOMM. DBA AT&T ALA.
41499 | Permanently Closed | 1997-06-04 | 1990-04-25 | 1997-06-04 | Petroleum | On road diesel | On road diesel | Emergency power generator | Fiberglass reinforced plastic | Fiberglass reinforced plastic |  |  | Other |  | 1901-01-01 | Catchment Basin | Audible high level alarm At 90% full | Audible high level alarm At 90% full | Interstitial Monitoring within Secondary Containment |  | Automatic Tank Gauge | [8 empty] | UST Currently In Use: 0; UST Temp Close: 0; AST Currently In Use: 0; AST Temp Closed: 0 | 0 | 0 | 1 | 14462-003-015285 | BELLSOUTH TELECOMM. DBA AT&T ALA.
41500 | Permanently Closed | 1998-05-06 | 1990-08-20 | 1998-05-06 | Petroleum | On road diesel | On road diesel | Emergency power generator | Fiberglass reinforced plastic | Fiberglass reinforced plastic |  |  | Other |  | 1901-01-01 | Catchment Basin | Audible high level alarm At 90% full | Audible high level alarm At 90% full | Interstitial Monitoring within Secondary Containment |  | Automatic Tank Gauge | [8 empty] | UST Currently In Use: 0; UST Temp Close: 0; AST Currently In Use: 0; AST Temp Closed: 0 | 0 | 0 | 1 | 14462-013-015286 | BELLSOUTH TELECOMM. DBA AT&T ALA.
41501 | Permanently Closed | 1997-06-04 | 1990-04-08 | 1997-06-04 | Petroleum | On road diesel | On road diesel | Emergency power generator | Fiberglass reinforced plastic | Fiberglass reinforced plastic |  |  | Other |  | 1901-01-01 | Catchment Basin | Audible high level alarm At 90% full | Audible high level alarm At 90% full |  |  | Automatic Tank Gauge | [8 empty] | UST Currently In Use: 0; UST Temp Close: 0; AST Currently In Use: 0; AST Temp Closed: 0 | 0 | 0 | 1 | 14462-053-015287 | BELLSOUTH TELECOMM. DBA AT&T ALA.
41502 | Permanently Closed | 1983-06-01 | 1983-06-01 | 1983-06-01 | Petroleum | Unleaded gasoline | Unleaded gasoline | Emergency power generator | Steel | Steel |  | Painted or None | Other |  | 1901-01-01 | [14 empty] | UST Currently In Use: 0; UST Temp Close: 0; AST Currently In Use: 0; AST Temp Closed: 0 | 0 | 0 | 1 | 14462-127-015288 | BELLSOUTH TELECOMM. DBA AT&T ALA.
41503 | Permanently Closed | 1989-08-21 | 1966-01-01 | 1989-08-21 | Petroleum | On road diesel | On road diesel | Emergency power generator | Steel | Steel |  |  | COPPER |  | 1901-01-01 | [11 empty] | Annual line testing | Annual line testing |  | UST Currently In Use: 0; UST Temp Close: 0; AST Currently In Use: 0; AST Temp Closed: 0 | 0 | 0 | 2 | 14462-051-015289 | BELLSOUTH TELECOMM. DBA AT&T ALA.
41504 | Currently in Use |  | 1990-10-19 |  | Petroleum | Unleaded gasoline | Unleaded gasoline | Retail | Single Wall | Fiberglass reinforced plastic |  |  | Fiberglass reinforced plastic |  | 1901-01-01 | Catchment Basin | Flow Rest 90% Full | Automatic shutoff device At 95% full | Interstitial Monitoring within Secondary Containment | SENSOR TO ATG | Automatic Tank Gauge |  | Automatic flow restrictor (MLLD) | Automatic flow restrictor (MLLD) |  |  | Annual line testing | Annual line testing |  | UST Currently In Use: 2; UST Temp Close: 0; AST Currently In Use: 0; AST Temp Closed: 0 | 2 | 0 | 2 | 24581-073-014372 | MORRIS INVESTMENTS LLC
41505 | Currently in Use |  | 1990-10-19 |  | Petroleum | Premium gasoline | Premium gasoline | Retail | Fiberglass reinforced plastic | Fiberglass reinforced plastic |  |  | Fiberglass reinforced plastic |  | 1901-01-01 | Catchment Basin | Flow Rest 90% Full | Automatic shutoff device At 95% full |  |  | Automatic Tank Gauge |  | Automatic flow restrictor (MLLD) | Automatic flow restrictor (MLLD) |  |  | Annual line testing | Annual line testing |  | UST Currently In Use: 2; UST Temp Close: 0; AST Currently In Use: 0; AST Temp Closed: 0 | 2 | 0 | 2 | 24581-073-014372 | MORRIS INVESTMENTS LLC
41506 | Permanently Closed | 1993-06-01 | 1973-01-01 | 1993-06-01 | Petroleum | Used oil | Used oil |  | Steel | Steel |  | Painted or None | Steel |  | 1901-01-01 | [5 empty] | Manual Tank Gauging (only tanks 1000 gal. or less and 48” or 64” in diameter) | [8 empty] | UST Currently In Use: 0; UST Temp Close: 0; AST Currently In Use: 0; AST Temp Closed: 0 | 0 | 0 | 5 | 13652-115-000661 | THE NOLEN CO INC
41507 | Permanently Closed | 2003-04-22 | 1990-11-15 | 2004-09-03 | Petroleum | Unleaded gasoline | Unleaded gasoline | Industrial | Steel | Steel | Coated & cathodic protection (sti-P3) |  | Fiberglass reinforced plastic |  | 1901-01-01 | Catchment Basin | Automatic shutoff device At 95% full | Automatic shutoff device At 95% full |  |  | Automatic Tank Gauge | [8 empty] | UST Currently In Use: 0; UST Temp Close: 0; AST Currently In Use: 0; AST Temp Closed: 0 | 0 | 0 | 3 | 17181-073-015168 | INDUSTRIAL SUPPLIES INC
41508 | Currently in Use |  | 1990-11-20 |  | Petroleum | Unleaded gasoline | Unleaded gasoline | Retail | Single Wall | Single Wall | Field installed cathodic protection |  | Single Wall |  |  | Catchment Basin | Automatic shutoff device At 95% full | Automatic shutoff device At 95% full |  | PIT LINER | Continuous Automatic Tank Gauge |  | Automatic shutoff device (AELLD) | Automatic shutoff device (AELLD) | [5 empty] | UST Currently In Use: 4; UST Temp Close: 0; AST Currently In Use: 0; AST Temp Closed: 0 | 4 | 0 | 1 | 23910-089-003453 | MS. BIBI BAGHEI POUR
41509 | Currently in Use |  | 1990-11-20 |  | Petroleum | Unleaded gasoline | Unleaded gasoline | Retail | Single Wall | Single Wall | Field installed cathodic protection |  | Single Wall |  |  | Catchment Basin | Automatic shutoff device At 95% full | Automatic shutoff device At 95% full |  | PIT LINER | Continuous Automatic Tank Gauge |  | Automatic shutoff device (AELLD) | Automatic shutoff device (AELLD) | [5 empty] | UST Currently In Use: 4; UST Temp Close: 0; AST Currently In Use: 0; AST Temp Closed: 0 | 4 | 0 | 1 | 23910-089-003453 | MS. BIBI BAGHEI POUR
41510 | Permanently Closed | 2019-04-27 | 1989-09-01 |  | Petroleum | On road diesel | On road diesel | Emergency power generator | Steel | Steel | Coated & cathodic protection (sti-P3) |  | Steel |  | 1901-01-01 | Catchment Basin | Flow Rest 90% Full | Flow Rest 90% Full |  |  | Manual Tank Gauging (only tanks 1000 gal. or less and 48” or 64” in diameter) | [8 empty] | UST Currently In Use: 0; UST Temp Close: 1; AST Currently In Use: 1; AST Temp Closed: 0 | 0 | 1 | 1 | 24586-073-015411 | SL REGIONS LLC
41511 | Temporary Closed | 1992-03-20 | 1988-10-21 |  | Petroleum | On road diesel | On road diesel | Emergency power generator | Steel | Steel | Coated & cathodic protection (sti-P3) |  | NO PIPING |  | 1901-01-01 | Catchment Basin | Flow Rest 90% Full | Flow Rest 90% Full | [11 empty] | UST Currently In Use: 0; UST Temp Close: 1; AST Currently In Use: 1; AST Temp Closed: 0 | 0 | 1 | 1 | 24586-073-015411 | SL REGIONS LLC
41512 | Currently in Use |  | 1990-12-07 |  | Petroleum | Premium gasoline | Premium gasoline | Retail | Steel | Steel | Coated & cathodic protection (sti-P3) |  | Fiberglass reinforced plastic |  |  | Catchment Basin | Automatic shutoff device At 95% full | Automatic shutoff device At 95% full |  |  | Automatic Tank Gauge |  | Automatic flow restrictor (MLLD) | Automatic flow restrictor (MLLD) |  |  | Annual line testing | Annual line testing |  | UST Currently In Use: 4; UST Temp Close: 1; AST Currently In Use: 1; AST Temp Closed: 0 | 4 | 1 | 3 | 22400-109-011598 | ALAN R. ROTTON
41513 | Currently in Use |  | 1990-11-26 |  | Petroleum | Unleaded gasoline | Unleaded gasoline | Retail | Steel | Steel | Coated & cathodic protection (sti-P3) |  | Fiberglass reinforced plastic |  |  | Catchment Basin | Automatic shutoff device At 95% full | Automatic shutoff device At 95% full |  |  | Automatic Tank Gauge |  | Containment Sump | Automatic flow restrictor (MLLD) |  |  | Annual line testing | Annual line testing |  | UST Currently In Use: 4; UST Temp Close: 1; AST Currently In Use: 1; AST Temp Closed: 0 | 4 | 1 | 3 | 22400-109-011598 | ALAN R. ROTTON
41514 | Temporary Closed | 2017-03-01 | 1990-11-10 |  | Petroleum | On road diesel | On road diesel | Retail | Steel | Steel | Coated & cathodic protection (sti-P3) |  | Fiberglass reinforced plastic |  |  | Catchment Basin | Flow Rest 90% Full | Flow Rest 90% Full |  |  | Automatic Tank Gauge | [8 empty] | UST Currently In Use: 4; UST Temp Close: 1; AST Currently In Use: 1; AST Temp Closed: 0 | 4 | 1 | 3 | 22400-109-011598 | ALAN R. ROTTON
41515 | Permanently Closed | 1991-07-08 | 1974-11-07 | 1991-07-08 | Petroleum | Unleaded gasoline | Unleaded gasoline |  | Steel | Steel |  | Painted or None | Steel |  | 1901-01-01 | [14 empty] | UST Currently In Use: 0; UST Temp Close: 0; AST Currently In Use: 0; AST Temp Closed: 0 | 0 | 0 | 2 | 15420-089-015373 | MAPCO EXPRESS, INC.
41516 | Permanently Closed | 1991-07-08 | 1974-11-07 | 1991-07-08 | Petroleum | Unleaded gasoline | Unleaded gasoline |  | Steel | Steel |  | Painted or None | Steel |  | 1901-01-01 | [14 empty] | UST Currently In Use: 0; UST Temp Close: 0; AST Currently In Use: 0; AST Temp Closed: 0 | 0 | 0 | 2 | 15420-089-015373 | MAPCO EXPRESS, INC.
41517 | Currently in Use |  | 1991-01-20 |  | Petroleum | Unleaded gasoline | Unleaded gasoline | Retail | Steel | Single Wall | Coated & cathodic protection (sti-P3) |  | Fiberglass reinforced plastic |  | 1901-01-01 | Catchment Basin | Flow Rest 90% Full | Flow Rest 90% Full |  |  | Automatic Tank Gauge |  | Automatic flow restrictor (MLLD) | Automatic flow restrictor (MLLD) |  |  | Annual line testing | Annual line testing |  | UST Currently In Use: 4; UST Temp Close: 0; AST Currently In Use: 0; AST Temp Closed: 0 | 4 | 0 | 0 | 23216-089-015374 | HARI INC.
41518 | Currently in Use |  | 1991-01-20 |  | Petroleum | Mid-grade gasoline | Mid-grade gasoline | Retail | Steel | Single Wall | Coated & cathodic protection (sti-P3) |  | Single Wall |  | 1901-01-01 | Catchment Basin | Flow Rest 90% Full | Flow Rest 90% Full |  |  | Automatic Tank Gauge |  | Automatic flow restrictor (MLLD) | Automatic flow restrictor (MLLD) |  |  | Annual line testing | Annual line testing |  | UST Currently In Use: 4; UST Temp Close: 0; AST Currently In Use: 0; AST Temp Closed: 0 | 4 | 0 | 0 | 23216-089-015374 | HARI INC.
41519 | Currently in Use |  | 1991-01-20 |  | Petroleum | Premium gasoline | Premium gasoline | Retail | Steel | Single Wall | Coated & cathodic protection (sti-P3) |  | Fiberglass reinforced plastic |  | 1901-01-01 | Catchment Basin | Flow Rest 90% Full | Flow Rest 90% Full |  |  | Automatic Tank Gauge |  | Automatic flow restrictor (MLLD) | Automatic flow restrictor (MLLD) |  |  | Annual line testing | Annual line testing |  | UST Currently In Use: 4; UST Temp Close: 0; AST Currently In Use: 0; AST Temp Closed: 0 | 4 | 0 | 0 | 23216-089-015374 | HARI INC.
41520 | Currently in Use |  | 1991-01-20 |  | Petroleum | On road diesel | On road diesel | Retail | Single Wall | Single Wall | Coated & cathodic protection (sti-P3) |  | Fiberglass reinforced plastic |  | 1901-01-01 | Catchment Basin | Flow Rest 90% Full | Flow Rest 90% Full |  |  | Automatic Tank Gauge | [8 empty] | UST Currently In Use: 4; UST Temp Close: 0; AST Currently In Use: 0; AST Temp Closed: 0 | 4 | 0 | 0 | 23216-089-015374 | HARI INC.
41524 | Cannot Locate or abandoned | 2006-03-24 | 1991-01-07 |  | Petroleum | Unleaded gasoline | Unleaded gasoline | Retail | Steel | Steel | Coated & cathodic protection (sti-P3) |  | Fiberglass reinforced plastic |  | 1901-01-01 | Catchment Basin | Automatic shutoff device At 95% full | Automatic shutoff device At 95% full |  |  | Statistical Inventory Reconciliation (SIR) | [8 empty] | UST Currently In Use: 0; UST Temp Close: 0; AST Currently In Use: 0; AST Temp Closed: 0 | 0 | 0 | 2 | 21818-077-006044 | DAVID STAGGS
41525 | Cannot Locate or abandoned | 2006-03-24 | 1991-01-07 |  | Petroleum | Premium gasoline | Premium gasoline | Retail | Steel | Steel | Coated & cathodic protection (sti-P3) |  | Fiberglass reinforced plastic |  | 1901-01-01 | Catchment Basin | Automatic shutoff device At 95% full | Automatic shutoff device At 95% full |  |  | Statistical Inventory Reconciliation (SIR) | [8 empty] | UST Currently In Use: 0; UST Temp Close: 0; AST Currently In Use: 0; AST Temp Closed: 0 | 0 | 0 | 2 | 21818-077-006044 | DAVID STAGGS
41526 | Permanently Closed | 2003-05-01 | 1990-01-01 | 2003-06-24 | Petroleum | Mid-grade gasoline | Mid-grade gasoline | Local government | Steel | Steel | Coated & cathodic protection (sti-P3) |  | Fiberglass reinforced plastic |  | 1901-01-01 | Catchment Basin | Flow Rest 90% Full | Flow Rest 90% Full |  |  | Statistical Inventory Reconciliation (SIR) | [8 empty] | UST Currently In Use: 0; UST Temp Close: 0; AST Currently In Use: 0; AST Temp Closed: 0 | 0 | 0 | 3 | 12315-067-003231 | HENRY COUNTY BOARD OF EDUCATION
41527 | Permanently Closed | 1999-07-13 | 1991-01-14 | 1999-07-13 | Petroleum | Unleaded gasoline | Unleaded gasoline |  | Steel | Steel | Coated & cathodic protection (sti-P3) |  | Fiberglass reinforced plastic |  | 1901-01-01 | Catchment Basin | Flow Rest 90% Full | Flow Rest 90% Full |  |  | Manual Tank Gauging (only tanks 1000 gal. or less and 48” or 64” in diameter) | [8 empty] | UST Currently In Use: 0; UST Temp Close: 0; AST Currently In Use: 0; AST Temp Closed: 0 | 0 | 0 | 1 | 17311-089-015375 | HUNTSVILLE PUMP SHOP
41528 | Currently in Use |  | 1990-10-08 |  | Petroleum | Unleaded gasoline | Unleaded gasoline | Retail | Steel | Steel | Coated & cathodic protection (sti-P3) |  | Fiberglass reinforced plastic |  | 1901-01-01 | Catchment Basin | Automatic shutoff device At 95% full | Automatic shutoff device At 95% full |  |  | Automatic Tank Gauge |  | Automatic flow restrictor (MLLD) | Automatic flow restrictor (MLLD) |  |  | Annual line testing | Annual line testing |  | UST Currently In Use: 3; UST Temp Close: 0; AST Currently In Use: 0; AST Temp Closed: 0 | 3 | 0 | 5 | 14493-107-004691 | SOUTHERN OIL COMPANY, INC.
41529 | Currently in Use |  | 1990-10-08 |  | Petroleum | Unleaded gasoline | Unleaded gasoline | Retail | Steel | Steel | Coated & cathodic protection (sti-P3) |  | Fiberglass reinforced plastic |  | 1901-01-01 | Catchment Basin | Automatic shutoff device At 95% full | Automatic shutoff device At 95% full |  |  | Automatic Tank Gauge |  | Automatic flow restrictor (MLLD) | Automatic flow restrictor (MLLD) |  |  | Annual line testing | Annual line testing |  | UST Currently In Use: 3; UST Temp Close: 0; AST Currently In Use: 0; AST Temp Closed: 0 | 3 | 0 | 5 | 14493-107-004691 | SOUTHERN OIL COMPANY, INC.
41530 | Currently in Use |  | 1990-10-08 |  | Petroleum | On road diesel | On road diesel | Retail | Steel | Steel | Coated & cathodic protection (sti-P3) |  | Fiberglass reinforced plastic |  | 1901-01-01 | Catchment Basin | Automatic shutoff device At 95% full | Automatic shutoff device At 95% full |  |  | Automatic Tank Gauge |  | Automatic flow restrictor (MLLD) | Automatic flow restrictor (MLLD) |  |  | Annual line testing | Annual line testing |  | UST Currently In Use: 3; UST Temp Close: 0; AST Currently In Use: 0; AST Temp Closed: 0 | 3 | 0 | 5 | 14493-107-004691 | SOUTHERN OIL COMPANY, INC.
41531 |  | 1988-12-25 | 1977-01-01 |  | Petroleum | Unleaded gasoline | Unleaded gasoline |  | Steel | Steel |  |  | Steel |  | 1901-01-01 |  | Flow Rest 90% Full | Flow Rest 90% Full |  |  | Manual Tank Gauging (only tanks 1000 gal. or less and 48” or 64” in diameter) | [8 empty] | UST Currently In Use: 0; UST Temp Close: 0; AST Currently In Use: 0; AST Temp Closed: 0 | 0 | 0 | 0 | 16861-121-001572 | AL BROCK
41532 | Permanently Closed | 2009-04-01 | 1994-12-01 | 2013-10-15 | Petroleum | Unleaded gasoline | Unleaded gasoline |  | Steel | Steel | Coated & cathodic protection (sti-P3) |  | Fiberglass reinforced plastic |  | 1901-01-01 | Catchment Basin | Flow Rest 90% Full | Flow Rest 90% Full | [8 empty] | Annual line testing | Annual line testing |  | UST Currently In Use: 0; UST Temp Close: 0; AST Currently In Use: 0; AST Temp Closed: 0 | 0 | 0 | 8 | 23300-069-011884 | PEOPLES SOUTH BANK
41534 | Permanently Closed | 1998-08-06 | 1975-01-01 | 1998-08-06 | Petroleum | Unleaded gasoline | Unleaded gasoline |  | Steel | Steel |  |  | Steel |  | 1901-01-01 | [5 empty] | Manual Tank Gauging (only tanks 1000 gal. or less and 48” or 64” in diameter) | [8 empty] | UST Currently In Use: 0; UST Temp Close: 0; AST Currently In Use: 0; AST Temp Closed: 0 | 0 | 0 | 3 | 16106-099-010075 | BETTY WIGGINS
41535 | Currently in Use |  | 1990-07-17 |  | Petroleum | Unleaded gasoline | Unleaded gasoline | Retail | Steel | Single Wall | Coated & cathodic protection (sti-P3) |  | Single Wall |  |  | Catchment Basin | Automatic shutoff device At 95% full | Automatic shutoff device At 95% full |  |  | Continuous Automatic Tank Gauge |  | Automatic shutoff device (AELLD) | Automatic shutoff device (AELLD) | [5 empty] | UST Currently In Use: 3; UST Temp Close: 0; AST Currently In Use: 0; AST Temp Closed: 0 | 3 | 0 | 5 | 24109-073-003991 | A&D REAL ESTATE INC.
41536 | Currently in Use |  | 1990-07-17 |  | Petroleum | Premium gasoline | Premium gasoline | Retail | Steel | Single Wall | Coated & cathodic protection (sti-P3) |  | Fiberglass reinforced plastic |  |  | Catchment Basin | Automatic shutoff device At 95% full | Automatic shutoff device At 95% full |  |  | Continuous Automatic Tank Gauge |  | Automatic shutoff device (AELLD) | Automatic shutoff device (AELLD) | [5 empty] | UST Currently In Use: 3; UST Temp Close: 0; AST Currently In Use: 0; AST Temp Closed: 0 | 3 | 0 | 5 | 24109-073-003991 | A&D REAL ESTATE INC.
41537 | Currently in Use |  | 1990-07-17 |  | Petroleum | Unleaded gasoline | Unleaded gasoline | Retail | Steel | Single Wall | Coated & cathodic protection (sti-P3) |  | Fiberglass reinforced plastic |  |  | Catchment Basin | Automatic shutoff device At 95% full | Automatic shutoff device At 95% full |  |  | Continuous Automatic Tank Gauge |  | Automatic shutoff device (AELLD) | Automatic shutoff device (AELLD) | [5 empty] | UST Currently In Use: 3; UST Temp Close: 0; AST Currently In Use: 0; AST Temp Closed: 0 | 3 | 0 | 5 | 24109-073-003991 | A&D REAL ESTATE INC.
41538 | Currently in Use |  | 1990-06-15 |  | Petroleum | Unleaded gasoline | Unleaded gasoline | Retail | Steel | Single Wall | Coated & cathodic protection (sti-P3) |  | Double Wall |  |  | Catchment Basin | Flow Rest 90% Full | Flow Rest 90% Full |  |  | Continuous Automatic Tank Gauge |  | Automatic flow restrictor (MLLD) | Automatic flow restrictor (MLLD) |  |  | Annual line testing | Annual line testing | Pressurized Piping | UST Currently In Use: 3; UST Temp Close: 1; AST Currently In Use: 0; AST Temp Closed: 0 | 3 | 1 | 0 | 12300-043-015412 | HAYS AND SON OIL COMPANY, INC.
41539 | Currently in Use |  | 1990-06-15 |  | Petroleum | Premium gasoline | Premium gasoline | Retail | Steel | Single Wall | Coated & cathodic protection (sti-P3) |  | Double Wall |  |  | Catchment Basin | Flow Rest 90% Full | Flow Rest 90% Full |  |  | Continuous Automatic Tank Gauge |  | Automatic flow restrictor (MLLD) | Automatic flow restrictor (MLLD) |  |  | Annual line testing | Annual line testing | Pressurized Piping | UST Currently In Use: 3; UST Temp Close: 1; AST Currently In Use: 0; AST Temp Closed: 0 | 3 | 1 | 0 | 12300-043-015412 | HAYS AND SON OIL COMPANY, INC.
41540 | Currently in Use |  | 1990-06-15 |  | Petroleum | On road diesel | On road diesel | Retail | Single Wall | Single Wall | Coated & cathodic protection (sti-P3) |  | Fiberglass reinforced plastic |  |  | Catchment Basin | Flow Rest 90% Full | Flow Rest 90% Full |  |  | Continuous Automatic Tank Gauge |  | Automatic flow restrictor (MLLD) | Automatic flow restrictor (MLLD) |  |  | Annual line testing | Annual line testing | Pressurized Piping | UST Currently In Use: 3; UST Temp Close: 1; AST Currently In Use: 0; AST Temp Closed: 0 | 3 | 1 | 0 | 12300-043-015412 | HAYS AND SON OIL COMPANY, INC.
41541 | Temporary Closed | 2012-12-09 | 1990-06-15 |  | Petroleum | Kerosene | Kerosene | Retail | Single Wall | Single Wall | Coated & cathodic protection (sti-P3) |  | Fiberglass reinforced plastic |  |  | Catchment Basin | Flow Rest 90% Full | Flow Rest 90% Full |  |  | Continuous Automatic Tank Gauge | Single walled submersible pump containment sump | Containment Sump | Automatic flow restrictor (MLLD) |  |  | Annual line testing | Annual line testing |  | UST Currently In Use: 3; UST Temp Close: 1; AST Currently In Use: 0; AST Temp Closed: 0 | 3 | 1 | 0 | 12300-043-015412 | HAYS AND SON OIL COMPANY, INC.
41547 | Currently in Use |  | 1990-05-09 |  | Petroleum | Unleaded gasoline | Unleaded gasoline |  | Steel | Steel | Coated & cathodic protection (sti-P3) |  | Fiberglass reinforced plastic |  |  | Catchment Basin | Flow Rest 90% Full | Flow Rest 90% Full |  |  | Automatic Tank Gauge |  | Automatic flow restrictor (MLLD) | Automatic flow restrictor (MLLD) |  |  | Annual line testing | Annual line testing |  | UST Currently In Use: 4; UST Temp Close: 0; AST Currently In Use: 0; AST Temp Closed: 0 | 4 | 0 | 0 | 24536-109-015420 | CASSCOLE, INC.
41548 | Currently in Use |  | 1990-05-09 |  | Petroleum | Unleaded gasoline | Unleaded gasoline |  | Steel | Steel | Coated & cathodic protection (sti-P3) |  | Fiberglass reinforced plastic |  |  | Catchment Basin | Flow Rest 90% Full | Flow Rest 90% Full |  |  | Automatic Tank Gauge |  | Automatic flow restrictor (MLLD) | Automatic flow restrictor (MLLD) |  |  | MANIFOLDED | Annual line testing |  | UST Currently In Use: 4; UST Temp Close: 0; AST Currently In Use: 0; AST Temp Closed: 0 | 4 | 0 | 0 | 24536-109-015420 | CASSCOLE, INC.
41549 | Currently in Use |  | 1990-05-09 |  | Petroleum | Premium gasoline | Premium gasoline |  | Steel | Steel | Coated & cathodic protection (sti-P3) |  | Fiberglass reinforced plastic |  |  | Catchment Basin | Flow Rest 90% Full | Flow Rest 90% Full |  |  | Automatic Tank Gauge |  | Automatic flow restrictor (MLLD) | Automatic flow restrictor (MLLD) |  |  | Annual line testing | Annual line testing |  | UST Currently In Use: 4; UST Temp Close: 0; AST Currently In Use: 0; AST Temp Closed: 0 | 4 | 0 | 0 | 24536-109-015420 | CASSCOLE, INC.
41551 | Currently in Use |  | 1990-05-09 |  | Petroleum | Other, non ethanol | Other |  | Steel | Steel | Coated & cathodic protection (sti-P3) |  | Fiberglass reinforced plastic |  |  | Catchment Basin | Flow Rest 90% Full | Flow Rest 90% Full |  |  | Automatic Tank Gauge |  | Automatic flow restrictor (MLLD) | Automatic flow restrictor (MLLD) |  |  | Annual line testing | Annual line testing |  | UST Currently In Use: 4; UST Temp Close: 0; AST Currently In Use: 0; AST Temp Closed: 0 | 4 | 0 | 0 | 24536-109-015420 | CASSCOLE, INC.
41552 | Permanently Closed | 2005-11-08 | 1990-05-23 | 2005-11-08 | Petroleum | Unleaded gasoline | Unleaded gasoline | Retail | Steel | Steel | Coated & cathodic protection (sti-P3) |  | Fiberglass reinforced plastic |  | 1901-01-01 | Catchment Basin | Automatic shutoff device At 95% full | Automatic shutoff device At 95% full |  |  | Automatic Tank Gauge | [8 empty] | UST Currently In Use: 0; UST Temp Close: 0; AST Currently In Use: 0; AST Temp Closed: 0 | 0 | 0 | 10 | 15476-081-013817 | YOUNG OIL INC
41553 | Permanently Closed | 2005-11-08 | 1990-05-23 | 2005-11-08 | Petroleum | Mid-grade gasoline | Mid-grade gasoline | Retail | Steel | Steel | Coated & cathodic protection (sti-P3) |  | Fiberglass reinforced plastic |  | 1901-01-01 | Catchment Basin | Automatic shutoff device At 95% full | Automatic shutoff device At 95% full |  |  | Automatic Tank Gauge | [8 empty] | UST Currently In Use: 0; UST Temp Close: 0; AST Currently In Use: 0; AST Temp Closed: 0 | 0 | 0 | 10 | 15476-081-013817 | YOUNG OIL INC
41554 | Permanently Closed | 2005-11-08 | 1990-05-23 | 2005-11-08 | Petroleum | Premium gasoline | Premium gasoline | Retail | Steel | Steel | Coated & cathodic protection (sti-P3) |  | Fiberglass reinforced plastic |  | 1901-01-01 | Catchment Basin | Automatic shutoff device At 95% full | Automatic shutoff device At 95% full |  |  | Automatic Tank Gauge | [8 empty] | UST Currently In Use: 0; UST Temp Close: 0; AST Currently In Use: 0; AST Temp Closed: 0 | 0 | 0 | 10 | 15476-081-013817 | YOUNG OIL INC
41555 | Permanently Closed | 2002-10-15 | 1977-01-01 | 2017-10-24 | Petroleum | Unleaded gasoline | Unleaded gasoline | Retail | Fiberglass reinforced plastic | Fiberglass reinforced plastic |  |  | Double Wall |  |  | Catchment Basin | Automatic shutoff device At 95% full | Automatic shutoff device At 95% full |  |  | Statistical Inventory Reconciliation (SIR) | [5 empty] | Annual line testing | Annual line testing |  | UST Currently In Use: 0; UST Temp Close: 0; AST Currently In Use: 0; AST Temp Closed: 0 | 0 | 0 | 8 | 25228-081-010908 | F F REALTY DEVELOPMENT LLC
41556 | Permanently Closed | 2002-10-15 | 1990-05-01 | 2017-10-24 | Petroleum | Unleaded gasoline | Unleaded gasoline | Retail | Steel | Steel | Coated & cathodic protection (sti-P3) |  | Double Wall |  |  | Catchment Basin | Automatic shutoff device At 95% full | Automatic shutoff device At 95% full |  |  | Statistical Inventory Reconciliation (SIR) | [5 empty] | Annual line testing | Annual line testing |  | UST Currently In Use: 0; UST Temp Close: 0; AST Currently In Use: 0; AST Temp Closed: 0 | 0 | 0 | 8 | 25228-081-010908 | F F REALTY DEVELOPMENT LLC
41557 | Permanently Closed | 2002-10-15 | 1990-05-01 | 2017-10-25 | Petroleum | On road diesel | On road diesel | Retail | Steel | Steel | Coated & cathodic protection (sti-P3) |  | Double Wall |  |  | Catchment Basin | Flow Rest 90% Full | Flow Rest 90% Full |  |  | Statistical Inventory Reconciliation (SIR) | [5 empty] | Annual line testing | Annual line testing |  | UST Currently In Use: 0; UST Temp Close: 0; AST Currently In Use: 0; AST Temp Closed: 0 | 0 | 0 | 8 | 25228-081-010908 | F F REALTY DEVELOPMENT LLC
41558 | Currently in Use |  | 1988-03-01 |  | Petroleum | Unleaded gasoline | Unleaded gasoline | Retail | Fiberglass reinforced plastic | Fiberglass reinforced plastic |  |  | Fiberglass reinforced plastic |  | 1901-01-01 | Catchment Basin | Automatic shutoff device At 95% full | Automatic shutoff device At 95% full |  |  | Continuous Automatic Tank Gauge |  | Automatic flow restrictor (MLLD) | Automatic flow restrictor (MLLD) |  |  | Annual line testing | Annual line testing |  | UST Currently In Use: 4; UST Temp Close: 0; AST Currently In Use: 0; AST Temp Closed: 0 | 4 | 0 | 7 | 14136-117-010113 | ROBERT L KIRKLAND
41559 | Currently in Use |  | 1988-04-01 |  | Petroleum | Premium gasoline | Premium gasoline | Retail | Fiberglass reinforced plastic | Fiberglass reinforced plastic |  |  | Fiberglass reinforced plastic |  | 1901-01-01 | Catchment Basin | Automatic shutoff device At 95% full | Automatic shutoff device At 95% full |  |  | Continuous Automatic Tank Gauge |  | Automatic flow restrictor (MLLD) | Automatic flow restrictor (MLLD) |  |  | Annual line testing | Annual line testing |  | UST Currently In Use: 4; UST Temp Close: 0; AST Currently In Use: 0; AST Temp Closed: 0 | 4 | 0 | 7 | 14136-117-010113 | ROBERT L KIRKLAND
41561 | Currently in Use |  | 1988-04-01 |  | Petroleum | On road diesel | On road diesel | Retail | Fiberglass reinforced plastic | Fiberglass reinforced plastic |  |  | Fiberglass reinforced plastic |  | 1901-01-01 | Catchment Basin | Automatic shutoff device At 95% full | Automatic shutoff device At 95% full |  |  | Continuous Automatic Tank Gauge |  | Automatic flow restrictor (MLLD) | Automatic flow restrictor (MLLD) |  |  | Annual line testing | Annual line testing |  | UST Currently In Use: 4; UST Temp Close: 0; AST Currently In Use: 0; AST Temp Closed: 0 | 4 | 0 | 7 | 14136-117-010113 | ROBERT L KIRKLAND
41562 | Currently in Use |  | 1989-08-20 |  | Petroleum | On road diesel | On road diesel |  | Steel | Steel | Coated & cathodic protection (sti-P3) |  | Fiberglass reinforced plastic |  |  | Catchment Basin | Flow Rest 90% Full | Automatic shutoff device At 95% full |  |  | Automatic Tank Gauge | [8 empty] | UST Currently In Use: 1; UST Temp Close: 0; AST Currently In Use: 0; AST Temp Closed: 0 | 1 | 0 | 0 | 24211-117-015413 | ALABASTER CITY SCHOOLS
41563 | Permanently Closed | 2013-09-10 | 1990-08-10 | 2013-09-10 | Petroleum | On road diesel | On road diesel | Local government | Steel | Steel | Coated & cathodic protection (sti-P3) |  | Fiberglass reinforced plastic |  |  | Catchment Basin | Flow Rest 90% Full | Flow Rest 90% Full |  |  | Automatic Tank Gauge | [8 empty] | UST Currently In Use: 0; UST Temp Close: 0; AST Currently In Use: 0; AST Temp Closed: 0 | 0 | 0 | 1 | 14393-117-015414 | SHELBY COUNTY BOARD OF EDUCATION
41564 | Currently in Use |  | 1990-06-27 |  | Petroleum | Unleaded gasoline | Unleaded gasoline | Retail | Steel | Steel | Coated & cathodic protection (sti-P3) |  | Fiberglass reinforced plastic |  |  | Catchment Basin | Flow Rest 90% Full | Automatic shutoff device At 95% full |  |  | Continuous Automatic Tank Gauge |  | Automatic flow restrictor (MLLD) | Automatic flow restrictor (MLLD) |  |  | Annual line testing | Annual line testing |  | UST Currently In Use: 3; UST Temp Close: 0; AST Currently In Use: 0; AST Temp Closed: 0 | 3 | 0 | 0 | 23256-117-015415 | ANDY HOODA
41565 | Currently in Use |  | 1990-06-27 |  | Petroleum | Unleaded gasoline | Unleaded gasoline | Retail | Steel | Steel | Coated & cathodic protection (sti-P3) |  | Fiberglass reinforced plastic |  |  | Catchment Basin | Flow Rest 90% Full | Automatic shutoff device At 95% full |  |  | Continuous Automatic Tank Gauge |  | Automatic flow restrictor (MLLD) | Automatic flow restrictor (MLLD) |  |  | Annual line testing | Annual line testing |  | UST Currently In Use: 3; UST Temp Close: 0; AST Currently In Use: 0; AST Temp Closed: 0 | 3 | 0 | 0 | 23256-117-015415 | ANDY HOODA
41566 | Currently in Use |  | 1990-06-27 |  | Petroleum | Unleaded gasoline | Unleaded gasoline | Retail | Steel | Steel | Coated & cathodic protection (sti-P3) |  | Fiberglass reinforced plastic |  |  | Catchment Basin | Flow Rest 90% Full | Automatic shutoff device At 95% full |  |  | Continuous Automatic Tank Gauge |  | Automatic flow restrictor (MLLD) | Automatic flow restrictor (MLLD) |  |  | Annual line testing | Annual line testing |  | UST Currently In Use: 3; UST Temp Close: 0; AST Currently In Use: 0; AST Temp Closed: 0 | 3 | 0 | 0 | 23256-117-015415 | ANDY HOODA
41567 | Currently in Use |  | 1980-06-01 |  | Petroleum | Unleaded gasoline | Unleaded gasoline | Retail | Steel | Steel | Field installed cathodic protection |  | Fiberglass reinforced plastic |  |  | Catchment Basin | Audible high level alarm At 90% full | Audible high level alarm At 90% full |  |  | Continuous Automatic Tank Gauge |  | Containment Sump | Automatic shutoff device (AELLD) | [5 empty] | UST Currently In Use: 4; UST Temp Close: 1; AST Currently In Use: 0; AST Temp Closed: 0 | 4 | 1 | 0 | 17313-089-015376 | STEVE WATERS
41568 | Currently in Use |  | 1980-06-01 |  | Petroleum | Premium gasoline | Premium gasoline | Retail | Steel | Steel | Coated & cathodic protection (sti-P3) |  | Fiberglass reinforced plastic |  |  | Catchment Basin | Audible high level alarm At 90% full | Audible high level alarm At 90% full |  |  | Continuous Automatic Tank Gauge |  | Automatic shutoff device (AELLD) | Automatic shutoff device (AELLD) | [5 empty] | UST Currently In Use: 4; UST Temp Close: 1; AST Currently In Use: 0; AST Temp Closed: 0 | 4 | 1 | 0 | 17313-089-015376 | STEVE WATERS
41569 | Currently in Use |  | 1980-06-01 |  | Petroleum | On road diesel | On road diesel | Retail | Steel | Steel | Field installed cathodic protection |  | Fiberglass reinforced plastic |  |  | Catchment Basin | Flow Rest 90% Full | Audible high level alarm At 90% full |  |  | Continuous Automatic Tank Gauge |  | Automatic shutoff device (AELLD) | Automatic shutoff device (AELLD) | [5 empty] | UST Currently In Use: 4; UST Temp Close: 1; AST Currently In Use: 0; AST Temp Closed: 0 | 4 | 1 | 0 | 17313-089-015376 | STEVE WATERS
41570 | Currently in Use |  | 1980-06-01 |  | Petroleum | On road diesel | On road diesel | Retail | Steel | Steel | Field installed cathodic protection |  | Fiberglass reinforced plastic |  |  | Catchment Basin | Flow Rest 90% Full | Audible high level alarm At 90% full |  |  | Continuous Automatic Tank Gauge | [8 empty] | UST Currently In Use: 4; UST Temp Close: 1; AST Currently In Use: 0; AST Temp Closed: 0 | 4 | 1 | 0 | 17313-089-015376 | STEVE WATERS
41571 | Temporary Closed | 2004-01-01 | 1980-06-01 |  | Petroleum | Kerosene | Kerosene | Retail | Steel | Steel | Field installed cathodic protection |  | Steel |  |  | Catchment Basin | Audible high level alarm At 90% full | Audible high level alarm At 90% full | [11 empty] | UST Currently In Use: 4; UST Temp Close: 1; AST Currently In Use: 0; AST Temp Closed: 0 | 4 | 1 | 0 | 17313-089-015376 | STEVE WATERS
41572 | Temporary Closed | 2015-11-19 | 1992-11-17 |  | Petroleum | On road diesel | On road diesel | Retail | Steel | Steel | Coated & cathodic protection (sti-P3) |  | Fiberglass reinforced plastic |  | 1901-01-01 | Catchment Basin | Flow Rest 90% Full | Flow Rest 90% Full |  |  | Automatic Tank Gauge | [8 empty] | UST Currently In Use: 0; UST Temp Close: 4; AST Currently In Use: 0; AST Temp Closed: 0 | 0 | 4 | 0 | 25142-089-003456 | PRAVIN PATEL
41573 | Temporary Closed | 2015-11-19 | 1992-11-17 |  | Petroleum | On road diesel | On road diesel | Retail | Steel | Steel | Coated & cathodic protection (sti-P3) |  | Fiberglass reinforced plastic |  | 1901-01-01 | Catchment Basin | Flow Rest 90% Full | Flow Rest 90% Full |  |  | Automatic Tank Gauge | [8 empty] | UST Currently In Use: 0; UST Temp Close: 4; AST Currently In Use: 0; AST Temp Closed: 0 | 0 | 4 | 0 | 25142-089-003456 | PRAVIN PATEL
41574 | Permanently Closed | 1998-07-24 | 1985-01-01 | 1998-07-24 | Petroleum | Unleaded gasoline | Unleaded gasoline | Local government | Steel | Steel |  | Painted or None | Steel |  | 1901-01-01 | [11 empty] | Annual line testing | Annual line testing |  | UST Currently In Use: 0; UST Temp Close: 0; AST Currently In Use: 1; AST Temp Closed: 0 | 0 | 0 | 1 | 17294-115-015416 | TOWN OF RAGLAND
41575 | Currently in Use |  | 1990-09-15 |  | Petroleum | Unleaded gasoline | Unleaded gasoline | Retail | Single Wall | Single Wall | Field installed cathodic protection |  | Fiberglass reinforced plastic |  |  | Catchment Basin | Automatic shutoff device At 95% full | Automatic shutoff device At 95% full |  |  | Continuous Automatic Tank Gauge |  | Automatic flow restrictor (MLLD) | Automatic flow restrictor (MLLD) |  |  | Annual line testing | Annual line testing |  | UST Currently In Use: 3; UST Temp Close: 0; AST Currently In Use: 0; AST Temp Closed: 0 | 3 | 0 | 0 | 11576-089-015377 | DUTCH OIL COMPANY
41576 | Currently in Use |  | 1990-09-15 |  | Petroleum | Premium gasoline | Premium gasoline | Retail | Single Wall | Single Wall | Field installed cathodic protection |  | Fiberglass reinforced plastic |  |  | Catchment Basin | Automatic shutoff device At 95% full | Automatic shutoff device At 95% full |  |  | Continuous Automatic Tank Gauge |  | Automatic flow restrictor (MLLD) | Automatic flow restrictor (MLLD) |  |  | Annual line testing | Annual line testing |  | UST Currently In Use: 3; UST Temp Close: 0; AST Currently In Use: 0; AST Temp Closed: 0 | 3 | 0 | 0 | 11576-089-015377 | DUTCH OIL COMPANY
41577 | Currently in Use |  | 1990-09-15 |  | Petroleum | On road diesel | On road diesel | Retail | Single Wall | Single Wall | Coated & cathodic protection (sti-P3) |  | Fiberglass reinforced plastic |  |  | Catchment Basin | Automatic shutoff device At 95% full | Automatic shutoff device At 95% full |  |  | Statistical Inventory Reconciliation (SIR) |  | Automatic flow restrictor (MLLD) | Automatic flow restrictor (MLLD) |  |  | Statistical inventory reconciliation (SIR) | Annual line testing |  | UST Currently In Use: 3; UST Temp Close: 0; AST Currently In Use: 0; AST Temp Closed: 0 | 3 | 0 | 0 | 11576-089-015377 | DUTCH OIL COMPANY
41578 | Currently in Use |  | 1989-12-04 |  | Petroleum | Unleaded gasoline | Unleaded gasoline |  | Steel | Steel | Coated & cathodic protection (sti-P3) |  | Fiberglass reinforced plastic |  |  | Catchment Basin | Automatic shutoff device At 95% full | Automatic shutoff device At 95% full |  |  | Statistical Inventory Reconciliation (SIR) | [8 empty] | UST Currently In Use: 4; UST Temp Close: 0; AST Currently In Use: 0; AST Temp Closed: 0 | 4 | 0 | 5 | 24625-047-004461 | SAMUEL CAVER
41579 | Currently in Use |  | 1989-12-04 |  | Petroleum | Unleaded gasoline | Unleaded gasoline |  | Steel | Steel | Coated & cathodic protection (sti-P3) |  | Fiberglass reinforced plastic |  |  | Catchment Basin | Automatic shutoff device At 95% full | Automatic shutoff device At 95% full |  |  | Statistical Inventory Reconciliation (SIR) | [8 empty] | UST Currently In Use: 4; UST Temp Close: 0; AST Currently In Use: 0; AST Temp Closed: 0 | 4 | 0 | 5 | 24625-047-004461 | SAMUEL CAVER
41580 | Currently in Use |  | 1989-12-04 |  | Petroleum | Unleaded gasoline | Unleaded gasoline |  | Steel | Steel | Coated & cathodic protection (sti-P3) |  | Fiberglass reinforced plastic |  |  | Catchment Basin | Automatic shutoff device At 95% full | Automatic shutoff device At 95% full |  |  | Statistical Inventory Reconciliation (SIR) | [8 empty] | UST Currently In Use: 4; UST Temp Close: 0; AST Currently In Use: 0; AST Temp Closed: 0 | 4 | 0 | 5 | 24625-047-004461 | SAMUEL CAVER
41581 | Currently in Use |  | 1989-12-04 |  | Petroleum | On road diesel | On road diesel |  | Steel | Steel | Coated & cathodic protection (sti-P3) |  | Steel |  |  | Catchment Basin | Automatic shutoff device At 95% full | Automatic shutoff device At 95% full |  |  | Statistical Inventory Reconciliation (SIR) | [8 empty] | UST Currently In Use: 4; UST Temp Close: 0; AST Currently In Use: 0; AST Temp Closed: 0 | 4 | 0 | 5 | 24625-047-004461 | SAMUEL CAVER
41582 | Temporary Closed | 2000-01-01 | 1990-12-20 |  | Petroleum | Unleaded gasoline | Unleaded gasoline | Retail | Steel | Steel | Coated & cathodic protection (sti-P3) |  | Fiberglass reinforced plastic |  |  | Catchment Basin | Flow Rest 90% Full | Flow Rest 90% Full | [11 empty] | UST Currently In Use: 0; UST Temp Close: 4; AST Currently In Use: 0; AST Temp Closed: 0 | 0 | 4 | 4 | 14776-019-005722 | BROWN OIL CO INC
41583 | Temporary Closed | 2000-01-01 | 1990-12-20 |  | Petroleum | Mid-grade gasoline | Mid-grade gasoline | Retail | Steel | Steel | Coated & cathodic protection (sti-P3) |  | Fiberglass reinforced plastic |  |  | Catchment Basin | Flow Rest 90% Full | Flow Rest 90% Full | [11 empty] | UST Currently In Use: 0; UST Temp Close: 4; AST Currently In Use: 0; AST Temp Closed: 0 | 0 | 4 | 4 | 14776-019-005722 | BROWN OIL CO INC
41584 | Temporary Closed | 2000-01-01 | 1990-12-20 |  | Petroleum | Premium gasoline | Premium gasoline | Retail | Steel | Steel | Coated & cathodic protection (sti-P3) |  | Fiberglass reinforced plastic |  |  | Catchment Basin | Flow Rest 90% Full | Flow Rest 90% Full | [11 empty] | UST Currently In Use: 0; UST Temp Close: 4; AST Currently In Use: 0; AST Temp Closed: 0 | 0 | 4 | 4 | 14776-019-005722 | BROWN OIL CO INC
41585 | Temporary Closed | 2000-01-01 | 1990-12-20 |  | Petroleum | On road diesel | On road diesel | Retail | Steel | Steel | Coated & cathodic protection (sti-P3) |  | Fiberglass reinforced plastic |  |  | Catchment Basin | Flow Rest 90% Full | Flow Rest 90% Full | [11 empty] | UST Currently In Use: 0; UST Temp Close: 4; AST Currently In Use: 0; AST Temp Closed: 0 | 0 | 4 | 4 | 14776-019-005722 | BROWN OIL CO INC
41586 | Temporary Closed | 2021-06-01 | 1988-07-10 |  | Petroleum | Unleaded gasoline | Unleaded gasoline | Retail | Steel | Steel | Field installed cathodic protection |  | Steel |  | 1901-01-01 | Catchment Basin | Automatic shutoff device At 95% full | Automatic shutoff device At 95% full |  |  | Statistical Inventory Reconciliation (SIR) |  | Automatic flow restrictor (MLLD) | Automatic flow restrictor (MLLD) |  |  | Statistical inventory reconciliation (SIR) | Statistical inventory reconciliation (SIR) |  | UST Currently In Use: 1; UST Temp Close: 2; AST Currently In Use: 0; AST Temp Closed: 0 | 1 | 2 | 4 | 24675-113-007573 | MILAN FOODS
41587 | Temporary Closed | 2021-06-01 | 1988-07-10 |  | Petroleum | Mid-grade gasoline | Mid-grade gasoline | Retail | Steel | Steel | Field installed cathodic protection |  | Steel |  | 1901-01-01 | Catchment Basin | Automatic shutoff device At 95% full | Automatic shutoff device At 95% full |  |  | Statistical Inventory Reconciliation (SIR) |  | Automatic flow restrictor (MLLD) | Automatic flow restrictor (MLLD) |  |  | Statistical inventory reconciliation (SIR) | Statistical inventory reconciliation (SIR) |  | UST Currently In Use: 1; UST Temp Close: 2; AST Currently In Use: 0; AST Temp Closed: 0 | 1 | 2 | 4 | 24675-113-007573 | MILAN FOODS
41588 | Currently in Use |  | 1988-07-10 |  | Petroleum | Ethanol free gasoline | Ethanol free gasoline | Retail | Steel | Steel | Coated & cathodic protection (sti-P3) |  | Steel |  | 1901-01-01 | Catchment Basin | Automatic shutoff device At 95% full | Automatic shutoff device At 95% full |  |  | Statistical Inventory Reconciliation (SIR) | [8 empty] | UST Currently In Use: 1; UST Temp Close: 2; AST Currently In Use: 0; AST Temp Closed: 0 | 1 | 2 | 4 | 24675-113-007573 | MILAN FOODS
41589 | Permanently Closed | 1991-09-01 | 1979-07-31 | 1999-07-07 | Petroleum | On road diesel | On road diesel | Emergency power generator | Steel | Steel |  | Painted or None | Steel |  | 1901-01-01 | [14 empty] | UST Currently In Use: 0; UST Temp Close: 0; AST Currently In Use: 0; AST Temp Closed: 0 | 0 | 0 | 1 | 17325-063-015291 | GREENE COUNTY GREYHOUND PARK
41590 | Permanently Closed | 2004-10-25 | 1982-06-01 | 2006-03-08 | Petroleum | Premium gasoline | Premium gasoline | Retail | Steel | Steel | Field installed cathodic protection |  | Steel |  | 1901-01-01 | Catchment Basin | Flow Rest 90% Full | Flow Rest 90% Full | [8 empty] | Annual line testing | Annual line testing |  | UST Currently In Use: 0; UST Temp Close: 0; AST Currently In Use: 0; AST Temp Closed: 0 | 0 | 0 | 4 | 17222-003-015290 | GLEN'S SERVICE STATIONS OF ALABAMA
41591 | Permanently Closed | 2004-10-25 | 1982-06-01 | 2006-03-08 | Petroleum | Unleaded gasoline | Unleaded gasoline | Retail | Steel | Steel | Field installed cathodic protection |  | Steel |  | 1901-01-01 | Catchment Basin | Flow Rest 90% Full | Flow Rest 90% Full | [8 empty] | Annual line testing | Annual line testing |  | UST Currently In Use: 0; UST Temp Close: 0; AST Currently In Use: 0; AST Temp Closed: 0 | 0 | 0 | 4 | 17222-003-015290 | GLEN'S SERVICE STATIONS OF ALABAMA
41592 | Permanently Closed | 2004-10-25 | 1982-06-01 | 2006-03-08 | Petroleum | Mid-grade gasoline | Mid-grade gasoline | Retail | Steel | Steel | Field installed cathodic protection |  | Steel |  | 1901-01-01 | Catchment Basin | Flow Rest 90% Full | Flow Rest 90% Full | [8 empty] | Annual line testing | Annual line testing |  | UST Currently In Use: 0; UST Temp Close: 0; AST Currently In Use: 0; AST Temp Closed: 0 | 0 | 0 | 4 | 17222-003-015290 | GLEN'S SERVICE STATIONS OF ALABAMA
41593 | Permanently Closed | 2004-10-25 | 1982-06-01 | 2006-03-08 | Petroleum | On road diesel | On road diesel | Retail | Steel | Steel | Field installed cathodic protection |  | Steel |  | 1901-01-01 | Catchment Basin | Flow Rest 90% Full | Flow Rest 90% Full | [8 empty] | Annual line testing | Annual line testing |  | UST Currently In Use: 0; UST Temp Close: 0; AST Currently In Use: 0; AST Temp Closed: 0 | 0 | 0 | 4 | 17222-003-015290 | GLEN'S SERVICE STATIONS OF ALABAMA
41594 | Permanently Closed | 2009-08-26 | 1991-01-17 | 2009-08-26 | Petroleum | Unleaded gasoline | Unleaded gasoline | Industrial | Steel | Steel | Coated & cathodic protection (sti-P3) |  | Fiberglass reinforced plastic |  |  | Catchment Basin | Flow Rest 90% Full | Flow Rest 90% Full |  |  | Automatic Tank Gauge | [8 empty] | UST Currently In Use: 0; UST Temp Close: 0; AST Currently In Use: 0; AST Temp Closed: 0 | 0 | 0 | 4 | 16189-097-014057 | GRADY BUICK CO INC
41595 | Permanently Closed | 1993-12-01 | 1985-01-01 |  | Petroleum | Used oil | Used oil | [7 empty] | 1901-01-01 | [14 empty] | UST Currently In Use: 2; UST Temp Close: 1; AST Currently In Use: 0; AST Temp Closed: 0 | 2 | 1 | 6 | 10702-073-002690 | BROWNING FERRIS INDUSTRIES
41596 | Permanently Closed | 1994-06-01 | 1976-01-01 | 1994-06-01 | Petroleum | Used oil | Used oil | [7 empty] | 1901-01-01 | [14 empty] | UST Currently In Use: 2; UST Temp Close: 1; AST Currently In Use: 0; AST Temp Closed: 0 | 2 | 1 | 6 | 10702-073-002690 | BROWNING FERRIS INDUSTRIES
41597 | Currently in Use |  | 1990-11-30 |  | Petroleum | Unleaded gasoline | Unleaded gasoline | Retail | Fiberglass reinforced plastic | Double Wall |  |  | Fiberglass reinforced plastic |  | 1901-01-01 | Catchment Basin | Automatic shutoff device At 95% full | Automatic shutoff device At 95% full | Interstitial Monitoring within Secondary Containment | SENSOR TO ATG |  |  | Automatic flow restrictor (MLLD) | Automatic flow restrictor (MLLD) |  | SENSOR TO ATG | Continuous alarm system | Continuous alarm system |  | UST Currently In Use: 3; UST Temp Close: 0; AST Currently In Use: 0; AST Temp Closed: 0 | 3 | 0 | 4 | 22176-073-000592 | CIRCLE K
41598 | Currently in Use |  | 1990-11-30 |  | Petroleum | Premium gasoline | Premium gasoline | Retail | Double Wall | Double Wall |  |  | Double Wall |  | 1901-01-01 | Catchment Basin | Automatic shutoff device At 95% full | Automatic shutoff device At 95% full | Interstitial Monitoring within Secondary Containment | SENSOR TO ATG |  |  | Automatic flow restrictor (MLLD) | Automatic flow restrictor (MLLD) |  | SENSOR TO ATG | Continuous alarm system | Continuous alarm system |  | UST Currently In Use: 3; UST Temp Close: 0; AST Currently In Use: 0; AST Temp Closed: 0 | 3 | 0 | 4 | 22176-073-000592 | CIRCLE K
41599 | Currently in Use |  | 1990-11-30 |  | Petroleum | On road diesel | On road diesel | Retail | Double Wall | Double Wall |  |  | Fiberglass reinforced plastic |  | 1901-01-01 | Catchment Basin | Automatic shutoff device At 95% full | Automatic shutoff device At 95% full | Interstitial Monitoring within Secondary Containment | SENSOR TO ATG |  |  | Automatic flow restrictor (MLLD) | Automatic flow restrictor (MLLD) |  | SENSOR TO ATG | Continuous alarm system | Continuous alarm system |  | UST Currently In Use: 3; UST Temp Close: 0; AST Currently In Use: 0; AST Temp Closed: 0 | 3 | 0 | 4 | 22176-073-000592 | CIRCLE K
41600 | Permanently Closed | 1998-04-13 | 1990-05-09 | 1998-04-13 | Petroleum | Unleaded gasoline | Unleaded gasoline | Retail | Fiberglass reinforced plastic | Fiberglass reinforced plastic |  |  | Fiberglass reinforced plastic |  | 1901-01-01 | Catchment Basin | Flow Rest 90% Full | Flow Rest 90% Full | [8 empty] | Annual line testing | Annual line testing |  | UST Currently In Use: 0; UST Temp Close: 0; AST Currently In Use: 0; AST Temp Closed: 0 | 0 | 0 | 8 | 14413-073-003011 | SHOP A SNAK FOOD MART INC
41601 | Permanently Closed | 1998-04-13 | 1990-05-09 | 1998-04-13 | Petroleum | Unleaded gasoline | Unleaded gasoline | Retail | Fiberglass reinforced plastic | Fiberglass reinforced plastic |  |  | Fiberglass reinforced plastic |  | 1901-01-01 | Catchment Basin | Flow Rest 90% Full | Flow Rest 90% Full | [8 empty] | Annual line testing | Annual line testing |  | UST Currently In Use: 0; UST Temp Close: 0; AST Currently In Use: 0; AST Temp Closed: 0 | 0 | 0 | 8 | 14413-073-003011 | SHOP A SNAK FOOD MART INC
41602 | Permanently Closed | 1998-04-13 | 1990-05-09 | 1998-04-13 | Petroleum | Unleaded gasoline | Unleaded gasoline | Retail | Fiberglass reinforced plastic | Fiberglass reinforced plastic |  |  | Fiberglass reinforced plastic |  | 1901-01-01 | Catchment Basin | Flow Rest 90% Full | Flow Rest 90% Full | [8 empty] | Annual line testing | Annual line testing |  | UST Currently In Use: 0; UST Temp Close: 0; AST Currently In Use: 0; AST Temp Closed: 0 | 0 | 0 | 8 | 14413-073-003011 | SHOP A SNAK FOOD MART INC
41603 | Currently in Use |  | 1990-12-01 |  | Petroleum | Unleaded gasoline | Unleaded gasoline | Local government | Fiberglass reinforced plastic | Fiberglass reinforced plastic |  |  | Single Wall |  | 1901-01-01 | Catchment Basin | Automatic shutoff device At 95% full | Automatic shutoff device At 95% full |  |  | Automatic Tank Gauge | [8 empty] | UST Currently In Use: 1; UST Temp Close: 1; AST Currently In Use: 0; AST Temp Closed: 0 | 1 | 1 | 1 | 10994-073-004185 | CITY OF BIRMINGHAM
41604 | Permanently Closed | 1991-03-15 | 1980-10-01 | 1991-03-15 | Petroleum | Unleaded gasoline | Unleaded gasoline |  | Steel | Steel |  | Painted or None | Steel |  | 1901-01-01 | [14 empty] | UST Currently In Use: 0; UST Temp Close: 0; AST Currently In Use: 0; AST Temp Closed: 0 | 0 | 0 | 4 | 17327-039-015292 | HOOPER INC
41605 | Permanently Closed | 1991-03-15 | 1980-10-01 | 1991-03-15 | Petroleum | Unleaded gasoline | Unleaded gasoline |  | Steel | Steel |  | Painted or None | Steel |  | 1901-01-01 | [14 empty] | UST Currently In Use: 0; UST Temp Close: 0; AST Currently In Use: 0; AST Temp Closed: 0 | 0 | 0 | 4 | 17327-039-015292 | HOOPER INC
41606 | Permanently Closed | 1991-03-15 | 1980-10-01 | 1991-03-15 | Petroleum | Unleaded gasoline | Unleaded gasoline |  | Steel | Steel |  | Painted or None | Steel |  | 1901-01-01 | [14 empty] | UST Currently In Use: 0; UST Temp Close: 0; AST Currently In Use: 0; AST Temp Closed: 0 | 0 | 0 | 4 | 17327-039-015292 | HOOPER INC
41607 | Permanently Closed | 1991-03-15 | 1980-10-01 | 1991-03-15 | Petroleum | On road diesel | On road diesel |  | Steel | Steel |  | Painted or None | Steel |  | 1901-01-01 | [14 empty] | UST Currently In Use: 0; UST Temp Close: 0; AST Currently In Use: 0; AST Temp Closed: 0 | 0 | 0 | 4 | 17327-039-015292 | HOOPER INC
41608 | Permanently Closed | 1998-04-30 | 1990-11-19 | 1998-05-06 | Petroleum | Unleaded gasoline | Unleaded gasoline |  | Steel | Steel | Coated & cathodic protection (sti-P3) |  | Fiberglass reinforced plastic |  | 1901-01-01 | Catchment Basin | Flow Rest 90% Full | Flow Rest 90% Full |  |  | Automatic Tank Gauge |  |  |  | Interstitial Monitoring within Secondary Containment |  |  |  |  | UST Currently In Use: 0; UST Temp Close: 0; AST Currently In Use: 0; AST Temp Closed: 0 | 0 | 0 | 3 | 11412-103-001135 | DECATUR UTILITIES
41609 | Permanently Closed | 2004-07-31 | 1970-01-01 | 2014-12-30 | Petroleum | Unleaded gasoline | Unleaded gasoline | Local government | Steel | Steel | Field installed cathodic protection |  | Steel |  |  | Catchment Basin | Flow Rest 90% Full | Flow Rest 90% Full | [11 empty] | UST Currently In Use: 0; UST Temp Close: 0; AST Currently In Use: 0; AST Temp Closed: 0 | 0 | 0 | 4 | 15027-125-002894 | TUSCALOOSA COUNTY BOARD OF EDUCATION
41610 | Currently in Use |  | 1986-05-08 |  | Petroleum | Unleaded gasoline | Unleaded gasoline | Retail | Single Wall | Single Wall | Interior lined (not allowed as a standalone method of corrosion protection) |  | Double Wall | OPW |  | Catchment Basin | Automatic shutoff device At 95% full | Automatic shutoff device At 95% full |  |  | Statistical Inventory Reconciliation (SIR) |  | Automatic flow restrictor (MLLD) | Automatic flow restrictor (MLLD) |  |  | Statistical inventory reconciliation (SIR) | Statistical inventory reconciliation (SIR) |  | UST Currently In Use: 4; UST Temp Close: 0; AST Currently In Use: 0; AST Temp Closed: 0 | 4 | 0 | 0 | 13983-121-015242 | R K ALLEN OIL CO INC
41611 | Currently in Use |  | 1986-05-08 |  | Petroleum | Premium gasoline | Premium gasoline | Retail | Steel | Single Wall | Field installed cathodic protection |  | Flexible | OPW |  | Catchment Basin | Automatic shutoff device At 95% full | Automatic shutoff device At 95% full |  |  | Statistical Inventory Reconciliation (SIR) |  | Containment Sump | Automatic flow restrictor (MLLD) |  |  | Statistical inventory reconciliation (SIR) | Statistical inventory reconciliation (SIR) |  | UST Currently In Use: 4; UST Temp Close: 0; AST Currently In Use: 0; AST Temp Closed: 0 | 4 | 0 | 0 | 13983-121-015242 | R K ALLEN OIL CO INC
41612 | Currently in Use |  | 1986-05-08 |  | Petroleum | On road diesel | On road diesel | Retail | Single Wall | Single Wall | Interior lined (not allowed as a standalone method of corrosion protection) |  | Flexible | OPW |  | Catchment Basin | Automatic shutoff device At 95% full | Automatic shutoff device At 95% full |  |  | Statistical Inventory Reconciliation (SIR) |  | Containment Sump | Automatic flow restrictor (MLLD) |  |  | Statistical inventory reconciliation (SIR) | Statistical inventory reconciliation (SIR) |  | UST Currently In Use: 4; UST Temp Close: 0; AST Currently In Use: 0; AST Temp Closed: 0 | 4 | 0 | 0 | 13983-121-015242 | R K ALLEN OIL CO INC
41613 | Currently in Use |  | 1986-05-08 |  | Petroleum | On road diesel | On road diesel | Retail | Single Wall | Single Wall | Interior lined (not allowed as a standalone method of corrosion protection) |  | Flexible | OPW |  | Catchment Basin | Automatic shutoff device At 95% full | Automatic shutoff device At 95% full |  |  | Statistical Inventory Reconciliation (SIR) |  | Automatic flow restrictor (MLLD) | Automatic flow restrictor (MLLD) |  |  | Statistical inventory reconciliation (SIR) | Statistical inventory reconciliation (SIR) |  | UST Currently In Use: 4; UST Temp Close: 0; AST Currently In Use: 0; AST Temp Closed: 0 | 4 | 0 | 0 | 13983-121-015242 | R K ALLEN OIL CO INC
41614 | Currently in Use |  | 1990-11-09 |  | Petroleum | Unleaded gasoline | Unleaded gasoline | Retail | Fiberglass coated steel | Double Wall |  |  | Fiberglass reinforced plastic |  | 1901-01-01 | Catchment Basin | Automatic shutoff device At 95% full | Automatic shutoff device At 95% full |  |  | Continuous Automatic Tank Gauge |  | Automatic shutoff device (AELLD) | Automatic shutoff device (AELLD) | [5 empty] | UST Currently In Use: 2; UST Temp Close: 0; AST Currently In Use: 0; AST Temp Closed: 0 | 2 | 0 | 0 | 25265-073-015417 | LGWS/CROSS AMERICA PARTNERS
41616 | Currently in Use |  | 1990-11-09 |  | Petroleum | Premium gasoline | Premium gasoline | Retail | Double Wall | Double Wall |  |  | Double Wall |  | 1901-01-01 | Catchment Basin | Automatic shutoff device At 95% full | Automatic shutoff device At 95% full |  |  | Continuous Automatic Tank Gauge |  | Automatic shutoff device (AELLD) | Automatic shutoff device (AELLD) | [5 empty] | UST Currently In Use: 2; UST Temp Close: 0; AST Currently In Use: 0; AST Temp Closed: 0 | 2 | 0 | 0 | 25265-073-015417 | LGWS/CROSS AMERICA PARTNERS
41617 | Permanently Closed | 2002-07-10 | 1990-02-23 | 2002-07-10 | Petroleum | On road diesel | On road diesel | Emergency Power Generator | Steel | Steel | Coated & cathodic protection (sti-P3) |  | Fiberglass reinforced plastic |  | 1901-01-01 | Catchment Basin | Flow Rest 90% Full | Flow Rest 90% Full | [11 empty] | UST Currently In Use: 0; UST Temp Close: 0; AST Currently In Use: 0; AST Temp Closed: 0 | 0 | 0 | 1 | 12713-073-015418 | JEFFERSON COUNTY COMMISSION
41618 | Currently in Use |  | 1990-10-23 |  | Petroleum | Premium gasoline | Premium gasoline | Retail | Steel | Steel | Coated & cathodic protection (sti-P3) |  | Fiberglass reinforced plastic |  |  | Catchment Basin | Flow Rest 90% Full | Flow Rest 90% Full |  | SENSOR TO ATG | Continuous Automatic Tank Gauge |  | Automatic shutoff device (AELLD) | Automatic shutoff device (AELLD) |  | SENSOR TO ATG |  |  |  | UST Currently In Use: 3; UST Temp Close: 0; AST Currently In Use: 0; AST Temp Closed: 0 | 3 | 0 | 0 | 13434-035-015293 | MIDDLETON OIL COMPANY, INC.
41619 | Currently in Use |  | 1990-10-23 |  | Petroleum | Mid-grade gasoline | Mid-grade gasoline | Retail | Steel | Steel | Coated & cathodic protection (sti-P3) |  | Fiberglass reinforced plastic |  |  | Catchment Basin | Flow Rest 90% Full | Flow Rest 90% Full |  | SENSOR TO ATG | Continuous Automatic Tank Gauge |  | Automatic shutoff device (AELLD) | Automatic shutoff device (AELLD) |  | SENSOR TO ATG |  |  |  | UST Currently In Use: 3; UST Temp Close: 0; AST Currently In Use: 0; AST Temp Closed: 0 | 3 | 0 | 0 | 13434-035-015293 | MIDDLETON OIL COMPANY, INC.
41620 | Currently in Use |  | 1990-10-23 |  | Petroleum | Unleaded gasoline | Unleaded gasoline | Retail | Steel | Steel | Coated & cathodic protection (sti-P3) |  | Fiberglass reinforced plastic |  |  | Catchment Basin | Flow Rest 90% Full | Flow Rest 90% Full |  | SENSOR TO ATG | Continuous Automatic Tank Gauge |  | Automatic shutoff device (AELLD) | Automatic shutoff device (AELLD) |  | SENSOR TO ATG |  |  |  | UST Currently In Use: 3; UST Temp Close: 0; AST Currently In Use: 0; AST Temp Closed: 0 | 3 | 0 | 0 | 13434-035-015293 | MIDDLETON OIL COMPANY, INC.
41621 | Permanently Closed | 2015-08-01 | 1990-09-25 | 2015-08-12 | Petroleum | Unleaded gasoline | Unleaded gasoline | Industrial | Single Wall | Single Wall | Coated & cathodic protection (sti-P3) |  | Single Wall |  |  | Catchment Basin | Automatic shutoff device At 95% full | Automatic shutoff device At 95% full |  | PIT LINER | Continuous Automatic Tank Gauge | [8 empty] | UST Currently In Use: 0; UST Temp Close: 0; AST Currently In Use: 0; AST Temp Closed: 0 | 0 | 0 | 8 | 10125-073-008786 | SPIRE ALABAMA INC.
41622 | Currently in Use |  | 1990-03-16 |  | Petroleum | On road diesel | On road diesel | Emergency Power Generator | Steel | Steel | Field installed cathodic protection |  | Other |  |  | Catchment Basin | Automatic shutoff device At 95% full | Automatic shutoff device At 95% full |  |  | Manual Tank Gauging (only tanks 1000 gal. or less and 48” or 64” in diameter) | [8 empty] | UST Currently In Use: 1; UST Temp Close: 0; AST Currently In Use: 0; AST Temp Closed: 0 | 1 | 0 | 0 | 13923-097-015294 | PRICHARD WATER & SEWER BOARD
41623 | Currently in Use |  | 1990-11-29 |  | Petroleum | Unleaded gasoline | Unleaded gasoline | Industrial | Double Wall | Double Wall |  |  | Double Wall |  | 1901-01-01 | Catchment Basin | Automatic shutoff device At 95% full | Automatic shutoff device At 95% full |  |  | Automatic Tank Gauge |  | Automatic flow restrictor (MLLD) | Automatic flow restrictor (MLLD) |  | SENSOR TO ATG | Annual line testing | Annual line testing |  | UST Currently In Use: 1; UST Temp Close: 0; AST Currently In Use: 0; AST Temp Closed: 0 | 1 | 0 | 4 | 15094-097-002646 | UNITED PARCEL SERVICE
41624 | Permanently Closed | 1991-06-11 | 1980-01-01 | 1991-06-11 | Petroleum | Used oil | Used oil |  | Steel | Steel |  |  | Steel |  | 1901-01-01 | [14 empty] | UST Currently In Use: 1; UST Temp Close: 0; AST Currently In Use: 0; AST Temp Closed: 0 | 1 | 0 | 4 | 15094-097-002646 | UNITED PARCEL SERVICE
41625 | Currently in Use |  | 1990-10-18 |  | Petroleum | Unleaded gasoline | Unleaded gasoline | Retail | Single Wall | Single Wall | Coated & cathodic protection (sti-P3) |  | Single Wall |  |  | Catchment Basin | Flow Rest 90% Full | Flow Rest 90% Full |  |  | Automatic Tank Gauge |  | Containment Sump | Automatic flow restrictor (MLLD) |  |  | Annual line testing | Annual line testing |  | UST Currently In Use: 2; UST Temp Close: 0; AST Currently In Use: 0; AST Temp Closed: 0 | 2 | 0 | 3 | 22877-039-008905 | STEVE AND DIANE TUCKER
41626 | Currently in Use |  | 1990-10-18 |  | Petroleum | Premium gasoline | Premium gasoline | Retail | Steel | Single Wall | Coated & cathodic protection (sti-P3) |  | Fiberglass reinforced plastic |  |  | Catchment Basin | Flow Rest 90% Full | Flow Rest 90% Full |  |  | Automatic Tank Gauge |  | Automatic flow restrictor (MLLD) | Automatic flow restrictor (MLLD) |  |  | Annual line testing | Annual line testing |  | UST Currently In Use: 2; UST Temp Close: 0; AST Currently In Use: 0; AST Temp Closed: 0 | 2 | 0 | 3 | 22877-039-008905 | STEVE AND DIANE TUCKER
41627 | Permanently Closed | 1997-11-06 | 1990-10-23 | 1998-02-05 | Petroleum | Unleaded gasoline | Unleaded gasoline |  | Steel | Steel | Coated & cathodic protection (sti-P3) |  | Fiberglass reinforced plastic |  | 1901-01-01 | Catchment Basin | Flow Rest 90% Full | Flow Rest 90% Full | [11 empty] | UST Currently In Use: 0; UST Temp Close: 0; AST Currently In Use: 0; AST Temp Closed: 0 | 0 | 0 | 1 | 13638-013-015295 | NEWTON OIL COMPANY
41628 | Permanently Closed | 1996-11-30 | 1979-01-01 | 1997-06-26 | Petroleum | Unleaded gasoline | Unleaded gasoline |  | Steel | Steel |  |  | Steel |  | 1901-01-01 | [5 empty] | Statistical Inventory Reconciliation (SIR) | [8 empty] | UST Currently In Use: 0; UST Temp Close: 0; AST Currently In Use: 0; AST Temp Closed: 0 | 0 | 0 | 3 | 13970-097-015296 | MERRITT OIL CO INC
41629 | Permanently Closed | 1996-11-30 | 1979-01-01 | 1997-06-26 | Petroleum | Unleaded gasoline | Unleaded gasoline |  | Steel | Steel |  |  | Steel |  | 1901-01-01 | [5 empty] | Statistical Inventory Reconciliation (SIR) | [8 empty] | UST Currently In Use: 0; UST Temp Close: 0; AST Currently In Use: 0; AST Temp Closed: 0 | 0 | 0 | 3 | 13970-097-015296 | MERRITT OIL CO INC
41630 | Permanently Closed | 1996-11-30 | 1979-01-01 | 1997-06-26 | Petroleum | Unleaded gasoline | Unleaded gasoline |  | Steel | Steel |  |  | Steel |  | 1901-01-01 | [5 empty] | Statistical Inventory Reconciliation (SIR) | [8 empty] | UST Currently In Use: 0; UST Temp Close: 0; AST Currently In Use: 0; AST Temp Closed: 0 | 0 | 0 | 3 | 13970-097-015296 | MERRITT OIL CO INC
41631 | Permanently Closed | 1993-01-20 | 1972-01-01 | 1993-01-20 | Petroleum | Used oil | Used oil |  | Steel | Steel |  |  | Steel |  | 1901-01-01 | [14 empty] | UST Currently In Use: 0; UST Temp Close: 0; AST Currently In Use: 0; AST Temp Closed: 0 | 0 | 0 | 3 | 15092-097-003567 | UNITED GAS PIPE LINE COMPNAY
41632 | Currently in Use |  | 1990-01-10 |  | Petroleum | Unleaded gasoline | Unleaded gasoline | Retail | Steel | Steel | Coated & cathodic protection (sti-P3) |  | Fiberglass reinforced plastic |  |  | Catchment Basin | Flow Rest 90% Full | Flow Rest 90% Full |  |  | Automatic Tank Gauge |  | Automatic flow restrictor (MLLD) | Automatic flow restrictor (MLLD) |  |  | Annual line testing | Annual line testing |  | UST Currently In Use: 2; UST Temp Close: 0; AST Currently In Use: 0; AST Temp Closed: 0 | 2 | 0 | 2 | 26001-097-014518 | HATCH'S LLC
41634 | Currently in Use |  | 1990-01-10 |  | Petroleum | Premium gasoline | Premium gasoline | Retail | Steel | Steel | Coated & cathodic protection (sti-P3) |  | Fiberglass reinforced plastic |  |  | Catchment Basin | Flow Rest 90% Full | Flow Rest 90% Full |  |  | Automatic Tank Gauge |  | Automatic flow restrictor (MLLD) | Automatic flow restrictor (MLLD) |  |  | Annual line testing | Annual line testing |  | UST Currently In Use: 2; UST Temp Close: 0; AST Currently In Use: 0; AST Temp Closed: 0 | 2 | 0 | 2 | 26001-097-014518 | HATCH'S LLC
41635 | Permanently Closed | 1991-09-18 | 1984-06-01 | 1991-09-18 | Petroleum | On road diesel | On road diesel |  | Steel | Steel |  |  | Steel |  | 1901-01-01 | [14 empty] | UST Currently In Use: 0; UST Temp Close: 0; AST Currently In Use: 0; AST Temp Closed: 0 | 0 | 0 | 1 | 22026-097-015297 | SHERMAN INDUSTRIES, LLC
41636 | Currently in Use |  | 1985-04-14 23:00 |  | Petroleum | Unleaded gasoline | Unleaded gasoline | Retail | Steel | Steel | Field installed cathodic protection |  | Steel |  |  | Catchment Basin | Automatic shutoff device At 95% full | Automatic shutoff device At 95% full |  |  | Automatic Tank Gauge |  | Automatic flow restrictor (MLLD) | Automatic flow restrictor (MLLD) |  |  | Annual line testing | Annual line testing |  | UST Currently In Use: 2; UST Temp Close: 0; AST Currently In Use: 0; AST Temp Closed: 0 | 2 | 0 | 0 | 25119-097-015298 | DARPAN PATEL
41637 | Retired |  | 1985-04-14 23:00 | [26 empty] | UST Currently In Use: 2; UST Temp Close: 0; AST Currently In Use: 0; AST Temp Closed: 0 | 2 | 0 | 0 | 26125-097-015298 | Omer Alka Blani
41638 | Currently in Use |  | 1985-04-14 23:00 |  | Petroleum | Premium gasoline | Premium gasoline | Retail | Steel | Steel | Field installed cathodic protection |  | Steel |  |  | Catchment Basin | Automatic shutoff device At 95% full | Automatic shutoff device At 95% full |  |  | Automatic Tank Gauge |  | Automatic flow restrictor (MLLD) | Automatic flow restrictor (MLLD) |  |  | Annual line testing | Annual line testing |  | UST Currently In Use: 2; UST Temp Close: 0; AST Currently In Use: 0; AST Temp Closed: 0 | 2 | 0 | 0 | 25119-097-015298 | DARPAN PATEL
41639 | Permanently Closed | 2008-01-01 | 1987-11-01 | 2010-07-09 | Petroleum | Unleaded gasoline | Unleaded gasoline | Retail | Steel | Steel | Field installed cathodic protection |  | Steel |  | 1901-01-01 | Catchment Basin | Audible high level alarm At 90% full | Audible high level alarm At 90% full |  |  | Automatic Tank Gauge | [5 empty] | Annual line testing | Annual line testing |  | UST Currently In Use: 1; UST Temp Close: 0; AST Currently In Use: 0; AST Temp Closed: 0 | 1 | 0 | 3 | 23492-097-015299 | DURGA, LLC
41640 | Permanently Closed | 2008-01-01 | 1987-11-01 | 2010-07-09 | Petroleum | Mid-grade gasoline | Mid-grade gasoline | Retail | Steel | Steel | Field installed cathodic protection |  | Steel |  | 1901-01-01 | Catchment Basin | Audible high level alarm At 90% full | Audible high level alarm At 90% full |  |  | Automatic Tank Gauge | [5 empty] | Annual line testing | Annual line testing |  | UST Currently In Use: 1; UST Temp Close: 0; AST Currently In Use: 0; AST Temp Closed: 0 | 1 | 0 | 3 | 23492-097-015299 | DURGA, LLC
41641 | Permanently Closed | 2008-01-01 | 1987-11-01 | 2010-07-09 | Petroleum | Premium gasoline | Premium gasoline | Retail | Steel | Steel | Coated & cathodic protection (sti-P3) |  | Steel |  | 1901-01-01 | Catchment Basin | Audible high level alarm At 90% full | Audible high level alarm At 90% full |  |  | Automatic Tank Gauge | [5 empty] | Annual line testing | Annual line testing |  | UST Currently In Use: 1; UST Temp Close: 0; AST Currently In Use: 0; AST Temp Closed: 0 | 1 | 0 | 3 | 23492-097-015299 | DURGA, LLC
41642 | Permanently Closed | 1993-01-01 | 1965-01-01 | 1993-01-01 | Petroleum | Unleaded gasoline | Unleaded gasoline | Local government | Steel | Steel |  | Painted or None | Steel |  | 1901-01-01 | [5 empty] | Manual Tank Gauging (only tanks 1000 gal. or less and 48” or 64” in diameter) | [8 empty] | UST Currently In Use: 0; UST Temp Close: 0; AST Currently In Use: 0; AST Temp Closed: 0 | 0 | 0 | 3 | 17251-061-015450 | GENEVA COUNTY COMMISSION
41643 | Permanently Closed | 1995-10-01 | 1965-01-01 | 1996-09-03 | Petroleum | Unleaded gasoline | Unleaded gasoline | Local Government | Steel | Steel |  | Painted or None | Steel |  | 1901-01-01 | [5 empty] | Manual Tank Gauging (only tanks 1000 gal. or less and 48” or 64” in diameter) | [8 empty] | UST Currently In Use: 0; UST Temp Close: 0; AST Currently In Use: 0; AST Temp Closed: 0 | 0 | 0 | 3 | 17251-061-015450 | GENEVA COUNTY COMMISSION
41644 | Permanently Closed | 1995-10-01 | 1965-01-01 | 1996-09-03 | Petroleum | On road diesel | On road diesel | Bulk facility | Steel | Steel |  | Painted or None | Steel |  | 1901-01-01 | [5 empty] | Manual Tank Gauging (only tanks 1000 gal. or less and 48” or 64” in diameter) | [8 empty] | UST Currently In Use: 0; UST Temp Close: 0; AST Currently In Use: 0; AST Temp Closed: 0 | 0 | 0 | 3 | 17251-061-015450 | GENEVA COUNTY COMMISSION
41645 | Permanently Closed | 1993-03-04 | 1950-01-01 | 1993-03-04 | Petroleum | Unleaded gasoline | Unleaded gasoline | Local government | Steel | Steel |  |  | Steel |  | 1901-01-01 | [5 empty] | Manual Tank Gauging (only tanks 1000 gal. or less and 48” or 64” in diameter) | [8 empty] | UST Currently In Use: 0; UST Temp Close: 0; AST Currently In Use: 0; AST Temp Closed: 0 | 0 | 0 | 2 | 17251-061-015452 | GENEVA COUNTY COMMISSION
41646 | Permanently Closed | 1993-03-04 | 1950-01-01 | 1993-03-04 | Petroleum | On road diesel | On road diesel | Local government | Steel | Steel |  |  | Steel |  | 1901-01-01 | [5 empty] | Manual Tank Gauging (only tanks 1000 gal. or less and 48” or 64” in diameter) | [8 empty] | UST Currently In Use: 0; UST Temp Close: 0; AST Currently In Use: 0; AST Temp Closed: 0 | 0 | 0 | 2 | 17251-061-015452 | GENEVA COUNTY COMMISSION
41647 | Permanently Closed | 1997-01-01 | 1990-10-15 | 2005-04-21 | Petroleum | Unleaded gasoline | Unleaded gasoline | Local government | Steel | Steel | Coated & cathodic protection (sti-P3) |  | Fiberglass reinforced plastic |  | 1901-01-01 | Catchment Basin | Flow Rest 90% Full | Flow Rest 90% Full | [11 empty] | UST Currently In Use: 0; UST Temp Close: 0; AST Currently In Use: 0; AST Temp Closed: 0 | 0 | 0 | 2 | 11665-031-015243 | ELBA CITY BOARD OF EDUCATION
41649 | Permanently Closed | 1997-01-01 | 1990-10-15 | 2005-04-21 | Petroleum | On road diesel | On road diesel | Local government | Steel | Steel | Coated & cathodic protection (sti-P3) |  | Fiberglass reinforced plastic |  | 1901-01-01 | Catchment Basin | Flow Rest 90% Full | Flow Rest 90% Full | [11 empty] | UST Currently In Use: 0; UST Temp Close: 0; AST Currently In Use: 0; AST Temp Closed: 0 | 0 | 0 | 2 | 11665-031-015243 | ELBA CITY BOARD OF EDUCATION
41650 | Permanently Closed | 2008-04-02 | 1990-06-30 | 2023-05-17 | Petroleum | On road diesel | On road diesel | Retail | Steel | Steel | Coated & cathodic protection (sti-P3) |  | Fiberglass reinforced plastic |  |  | Catchment Basin | Flow Rest 90% Full | Flow Rest 90% Full |  |  | Continuous Automatic Tank Gauge |  | Automatic shutoff device (AELLD) | Automatic shutoff device (AELLD) | [5 empty] | UST Currently In Use: 0; UST Temp Close: 0; AST Currently In Use: 0; AST Temp Closed: 0 | 0 | 0 | 11 | 25779-111-013259 | TOWN OF WADLEY
41651 | Permanently Closed | 1992-12-08 | 1980-09-01 | 1992-12-08 | Petroleum | Unleaded gasoline | Unleaded gasoline |  | Steel | Steel |  | Painted or None | Steel |  | 1901-01-01 | [14 empty] | UST Currently In Use: 0; UST Temp Close: 0; AST Currently In Use: 0; AST Temp Closed: 0 | 0 | 0 | 2 | 17317-077-015378 | JOHNNIE ABRAMSON
41652 | Permanently Closed | 1992-12-08 | 1980-09-01 | 1992-12-08 | Petroleum | On road diesel | On road diesel |  | Steel | Steel |  | Painted or None | Steel |  | 1901-01-01 | [14 empty] | UST Currently In Use: 0; UST Temp Close: 0; AST Currently In Use: 0; AST Temp Closed: 0 | 0 | 0 | 2 | 17317-077-015378 | JOHNNIE ABRAMSON
41653 | Retired | 1988-12-22 | 1979-06-01 |  | Petroleum | On road diesel | On road diesel |  | Steel | Steel |  | Painted or None | Steel |  | 1901-01-01 | Catchment Basin |  |  |  |  | Statistical Inventory Reconciliation (SIR) | [5 empty] | Annual line testing | Annual line testing |  | UST Currently In Use: 2; UST Temp Close: 0; AST Currently In Use: 0; AST Temp Closed: 0 | 2 | 0 | 5 | 11661-077-013341 | EDWARDS OIL COMPANY
41654 | Permanently Closed | 1993-01-01 | 1970-01-01 | 1997-01-03 | Petroleum | Unleaded gasoline | Unleaded gasoline |  | Steel | Steel |  |  | Steel |  | 1901-01-01 | [14 empty] | UST Currently In Use: 0; UST Temp Close: 0; AST Currently In Use: 0; AST Temp Closed: 0 | 0 | 0 | 2 | 17297-073-015419 | STEEL CITY ERECTION CO INC
41655 | Permanently Closed | 1993-01-01 | 1970-01-01 | 1997-01-03 | Petroleum | On road diesel | On road diesel |  | Steel | Steel |  |  | Steel |  | 1901-01-01 | [14 empty] | UST Currently In Use: 0; UST Temp Close: 0; AST Currently In Use: 0; AST Temp Closed: 0 | 0 | 0 | 2 | 17297-073-015419 | STEEL CITY ERECTION CO INC
41656 | Permanently Closed | 1991-05-29 | 1970-01-10 | 1991-05-29 | Petroleum | Unleaded gasoline | Unleaded gasoline |  | Steel | Steel |  |  | Steel |  | 1901-01-01 | [5 empty] | Manual Tank Gauging (only tanks 1000 gal. or less and 48” or 64” in diameter) | [8 empty] | UST Currently In Use: 0; UST Temp Close: 0; AST Currently In Use: 0; AST Temp Closed: 0 | 0 | 0 | 1 | 17298-073-015420 | PINE TREE COUNTRY CLUB
41657 | Permanently Closed | 1993-03-19 | 1987-01-01 | 1993-03-19 | Petroleum | On road diesel | On road diesel |  | Steel | Steel |  | Painted or None | Fiberglass reinforced plastic |  | 1901-01-01 | [14 empty] | UST Currently In Use: 0; UST Temp Close: 0; AST Currently In Use: 2; AST Temp Closed: 0 | 0 | 0 | 2 | 17319-083-015379 | SWEET SUE KITCHENS INC
41658 | Permanently Closed | 1993-02-03 | 1988-01-01 | 1993-02-03 | Petroleum | On road diesel | On road diesel |  | Steel | Steel |  | Painted or None | Steel |  | 1901-01-01 | [14 empty] | UST Currently In Use: 0; UST Temp Close: 0; AST Currently In Use: 2; AST Temp Closed: 0 | 0 | 0 | 2 | 17319-083-015379 | SWEET SUE KITCHENS INC
41659 | Inert | 2014-07-04 | 1990-01-01 |  | Petroleum | On road diesel | On road diesel | Retail | Steel | Steel | Coated & cathodic protection (sti-P3) |  | Fiberglass reinforced plastic |  |  | Catchment Basin | Flow Rest 90% Full | Flow Rest 90% Full |  |  | Statistical Inventory Reconciliation (SIR) | [8 empty] | UST Currently In Use: 0; UST Temp Close: 0; AST Currently In Use: 0; AST Temp Closed: 0 | 0 | 0 | 0 | 22006-117-003502 | SHAHEEN, INC.
41660 | Currently in Use |  | 1991-01-15 |  | Petroleum | On road diesel | On road diesel | Industrial | Double Wall | Double Wall |  |  | Fiberglass reinforced plastic |  | 1901-01-01 | Catchment Basin | Automatic shutoff device At 95% full | Automatic shutoff device At 95% full |  |  | Continuous Automatic Tank Gauge |  | Automatic flow restrictor (MLLD) | Automatic flow restrictor (MLLD) |  | SENSOR TO ATG | Continuous alarm system | Annual line testing |  | UST Currently In Use: 1; UST Temp Close: 0; AST Currently In Use: 0; AST Temp Closed: 0 | 1 | 0 | 3 | 15094-055-002653 | UNITED PARCEL SERVICE
41661 | Permanently Closed | 2008-12-04 | 1990-04-24 | 2008-12-04 | Petroleum | Unleaded gasoline | Unleaded gasoline | Industrial | Steel | Steel | Coated & cathodic protection (sti-P3) |  | Fiberglass reinforced plastic |  | 1901-01-01 | Catchment Basin | Automatic shutoff device At 95% full | Automatic shutoff device At 95% full |  |  | Automatic Tank Gauge | [8 empty] | UST Currently In Use: 0; UST Temp Close: 0; AST Currently In Use: 0; AST Temp Closed: 0 | 0 | 0 | 2 | 17299-073-015421 | ALTEC INDUSTRIES INC
41662 | Permanently Closed | 2008-12-04 | 1990-04-24 | 2008-12-04 | Petroleum | On road diesel | On road diesel | Industrial | Steel | Steel | Coated & cathodic protection (sti-P3) |  | Fiberglass reinforced plastic |  | 1901-01-01 | Catchment Basin | Flow Rest 90% Full | Automatic shutoff device At 95% full |  |  | Automatic Tank Gauge | [8 empty] | UST Currently In Use: 0; UST Temp Close: 0; AST Currently In Use: 0; AST Temp Closed: 0 | 0 | 0 | 2 | 17299-073-015421 | ALTEC INDUSTRIES INC
41663 | Permanently Closed | 1996-09-23 | 1991-02-11 | 1996-09-24 | Petroleum | Unleaded gasoline | Unleaded gasoline | Industrial | Steel | Steel | Coated & cathodic protection (sti-P3) |  | Fiberglass reinforced plastic |  | 1901-01-01 | Catchment Basin | Flow Rest 90% Full | Flow Rest 90% Full | [8 empty] | Annual line testing | Annual line testing |  | UST Currently In Use: 0; UST Temp Close: 0; AST Currently In Use: 0; AST Temp Closed: 0 | 0 | 0 | 4 | 13903-073-001651 | POST AIRGAS INC
41664 | Currently in Use |  | 1990-12-10 |  | Petroleum | Unleaded gasoline | Unleaded gasoline | Retail | Steel | Steel | Coated & cathodic protection (sti-P3) |  | Fiberglass reinforced plastic |  |  | Catchment Basin | Automatic shutoff device At 95% full | Automatic shutoff device At 95% full |  |  | Continuous Automatic Tank Gauge |  | Automatic flow restrictor (MLLD) | Automatic flow restrictor (MLLD) | Interstitial Monitoring within Secondary Containment |  | Continuous alarm system | Continuous alarm system |  | UST Currently In Use: 3; UST Temp Close: 0; AST Currently In Use: 0; AST Temp Closed: 0 | 3 | 0 | 4 | 13284-083-007615 | H.L. MARTIN DISTRIBUTING CO.
41665 | Currently in Use |  | 1990-12-10 |  | Petroleum | Premium gasoline | Premium gasoline | Retail | Steel | Steel | Coated & cathodic protection (sti-P3) |  | Fiberglass reinforced plastic |  |  | Catchment Basin | Automatic shutoff device At 95% full | Automatic shutoff device At 95% full |  |  | Continuous Automatic Tank Gauge |  | Automatic flow restrictor (MLLD) | Automatic flow restrictor (MLLD) | Interstitial Monitoring within Secondary Containment |  | Continuous alarm system | Continuous alarm system |  | UST Currently In Use: 3; UST Temp Close: 0; AST Currently In Use: 0; AST Temp Closed: 0 | 3 | 0 | 4 | 13284-083-007615 | H.L. MARTIN DISTRIBUTING CO.
41666 | Currently in Use |  | 1990-11-27 |  | Petroleum | Unleaded gasoline | Unleaded gasoline |  | Steel | Steel | Coated & cathodic protection (sti-P3) |  | Fiberglass reinforced plastic |  | 1901-01-01 | Catchment Basin | Flow Rest 90% Full | Flow Rest 90% Full |  |  | Automatic Tank Gauge |  | Automatic flow restrictor (MLLD) | Automatic flow restrictor (MLLD) | Interstitial Monitoring within Secondary Containment |  | Annual line testing | Annual line testing |  | UST Currently In Use: 3; UST Temp Close: 0; AST Currently In Use: 0; AST Temp Closed: 0 | 3 | 0 | 0 | 23781-045-015237 | SUN VALLEY MARKETS LLC
41667 | Currently in Use |  | 1991-01-01 |  | Petroleum | Unleaded gasoline | Unleaded gasoline | Retail | Single Wall | Single Wall | Coated & cathodic protection (sti-P3) |  | Fiberglass reinforced plastic |  |  | Catchment Basin | Automatic shutoff device At 95% full | Automatic shutoff device At 95% full |  |  | Continuous Automatic Tank Gauge | [8 empty] | UST Currently In Use: 2; UST Temp Close: 0; AST Currently In Use: 0; AST Temp Closed: 0 | 2 | 0 | 3 | 25134-073-005597 | LAKEVIEW FUEL, LLC
41668 | Currently in Use |  | 1991-01-01 |  | Petroleum | Premium gasoline | Premium gasoline | Retail | Steel | Single Wall | Coated & cathodic protection (sti-P3) |  | Single Wall |  |  | Catchment Basin | Automatic shutoff device At 95% full | Automatic shutoff device At 95% full |  |  | Continuous Automatic Tank Gauge | [8 empty] | UST Currently In Use: 2; UST Temp Close: 0; AST Currently In Use: 0; AST Temp Closed: 0 | 2 | 0 | 3 | 25134-073-005597 | LAKEVIEW FUEL, LLC
41669 | Currently in Use |  | 1991-02-28 |  | Petroleum | Unleaded gasoline | Unleaded gasoline | Retail | Single Wall | Single Wall | Coated & cathodic protection (sti-P3) |  | Fiberglass reinforced plastic |  |  | Catchment Basin | Automatic shutoff device At 95% full | Audible high level alarm At 90% full |  |  | Continuous Automatic Tank Gauge | Direct Bury submersible pump | Automatic flow restrictor (MLLD) | Automatic flow restrictor (MLLD) |  |  | Annual line testing | Annual line testing |  | UST Currently In Use: 3; UST Temp Close: 0; AST Currently In Use: 0; AST Temp Closed: 0 | 3 | 0 | 0 | 19620-103-015381 | WALLY WORLD MINI MARTS
41670 | Currently in Use |  | 1991-02-28 |  | Petroleum | Unleaded gasoline | Unleaded gasoline | Retail | Single Wall | Single Wall | Coated & cathodic protection (sti-P3) |  | Single Wall |  |  | Catchment Basin | Automatic shutoff device At 95% full | Audible high level alarm At 90% full |  |  | Continuous Automatic Tank Gauge | Direct Bury submersible pump | Automatic flow restrictor (MLLD) | Automatic flow restrictor (MLLD) |  |  | Annual line testing | Annual line testing |  | UST Currently In Use: 3; UST Temp Close: 0; AST Currently In Use: 0; AST Temp Closed: 0 | 3 | 0 | 0 | 19620-103-015381 | WALLY WORLD MINI MARTS
41671 | Currently in Use |  | 1991-02-28 |  | Petroleum | Premium gasoline | Premium gasoline | Retail | Steel | Single Wall | Coated & cathodic protection (sti-P3) |  | Single Wall |  |  | Catchment Basin | Automatic shutoff device At 95% full | Audible high level alarm At 90% full |  |  | Continuous Automatic Tank Gauge | Direct Bury submersible pump | Automatic flow restrictor (MLLD) | Automatic flow restrictor (MLLD) |  |  | Annual line testing | Annual line testing |  | UST Currently In Use: 3; UST Temp Close: 0; AST Currently In Use: 0; AST Temp Closed: 0 | 3 | 0 | 0 | 19620-103-015381 | WALLY WORLD MINI MARTS
41672 | Currently in Use |  | 1990-11-15 |  | Petroleum | On road diesel | On road diesel | Retail | Fiberglass reinforced plastic | Fiberglass reinforced plastic |  |  | Double Wall |  |  | Catchment Basin | Flow Rest 90% Full | Flow Rest 90% Full |  |  | Continuous Automatic Tank Gauge | Single walled submersible pump containment sump | Containment Sump | Automatic flow restrictor (MLLD) |  |  | Annual line testing | Annual line testing |  | UST Currently In Use: 4; UST Temp Close: 0; AST Currently In Use: 0; AST Temp Closed: 0 | 4 | 0 | 0 | 15201-033-015382 | VULCAN OIL COMPANY INC.
41673 | Currently in Use |  | 1990-11-15 |  | Petroleum | Premium gasoline | Premium gasoline | Retail | Single Wall | Fiberglass reinforced plastic |  |  | Double Wall |  |  | Catchment Basin | Flow Rest 90% Full | Flow Rest 90% Full |  |  | Continuous Automatic Tank Gauge | Single walled submersible pump containment sump | Containment Sump | Automatic flow restrictor (MLLD) |  |  | Annual line testing | Annual line testing |  | UST Currently In Use: 4; UST Temp Close: 0; AST Currently In Use: 0; AST Temp Closed: 0 | 4 | 0 | 0 | 15201-033-015382 | VULCAN OIL COMPANY INC.
41674 | Currently in Use |  | 1990-11-15 |  | Petroleum | Unleaded gasoline | Unleaded gasoline | Retail | Fiberglass reinforced plastic | Fiberglass reinforced plastic |  |  | Fiberglass reinforced plastic |  |  | Catchment Basin | Flow Rest 90% Full | Flow Rest 90% Full |  |  | Continuous Automatic Tank Gauge | Single walled submersible pump containment sump | Automatic flow restrictor (MLLD) | Automatic flow restrictor (MLLD) |  |  | Annual line testing | Annual line testing |  | UST Currently In Use: 4; UST Temp Close: 0; AST Currently In Use: 0; AST Temp Closed: 0 | 4 | 0 | 0 | 15201-033-015382 | VULCAN OIL COMPANY INC.
41675 | Currently in Use |  | 1990-11-15 |  | Petroleum | On road diesel | On road diesel | Retail | Fiberglass reinforced plastic | Fiberglass reinforced plastic |  |  | Double Wall |  |  | Catchment Basin | Automatic shutoff device At 95% full | Automatic shutoff device At 95% full |  |  | Continuous Automatic Tank Gauge | Single walled submersible pump containment sump | Automatic flow restrictor (MLLD) | Automatic flow restrictor (MLLD) |  |  | Annual line testing | Annual line testing |  | UST Currently In Use: 4; UST Temp Close: 0; AST Currently In Use: 0; AST Temp Closed: 0 | 4 | 0 | 0 | 15201-033-015382 | VULCAN OIL COMPANY INC.
41676 | Currently in Use |  | 1990-11-27 |  | Petroleum | Premium gasoline | Premium gasoline |  | Steel | Steel | Coated & cathodic protection (sti-P3) |  | Fiberglass reinforced plastic |  | 1901-01-01 | Catchment Basin | Flow Rest 90% Full | Flow Rest 90% Full |  |  | Automatic Tank Gauge |  | Automatic flow restrictor (MLLD) | Automatic flow restrictor (MLLD) | Interstitial Monitoring within Secondary Containment |  | Annual line testing | Annual line testing |  | UST Currently In Use: 3; UST Temp Close: 0; AST Currently In Use: 0; AST Temp Closed: 0 | 3 | 0 | 0 | 23781-045-015237 | SUN VALLEY MARKETS LLC
41677 | Currently in Use |  | 1990-11-27 |  | Petroleum | On road diesel | On road diesel |  | Steel | Steel | Coated & cathodic protection (sti-P3) |  | Fiberglass reinforced plastic |  | 1901-01-01 | Catchment Basin | Flow Rest 90% Full | Flow Rest 90% Full |  |  | Automatic Tank Gauge |  | Automatic flow restrictor (MLLD) | Automatic flow restrictor (MLLD) | Interstitial Monitoring within Secondary Containment |  | Annual line testing | Annual line testing |  | UST Currently In Use: 3; UST Temp Close: 0; AST Currently In Use: 0; AST Temp Closed: 0 | 3 | 0 | 0 | 23781-045-015237 | SUN VALLEY MARKETS LLC
41678 | Currently in Use |  | 1990-07-05 |  | Petroleum | Unleaded gasoline | Unleaded gasoline | Retail | Steel | Steel | Coated & cathodic protection (sti-P3) |  | Double Wall |  |  | Catchment Basin | Flow Rest 90% Full | Flow Rest 90% Full |  |  | Automatic Tank Gauge |  | Containment Sump | Automatic flow restrictor (MLLD) |  |  | Continuous alarm system | Annual line testing |  | UST Currently In Use: 3; UST Temp Close: 2; AST Currently In Use: 0; AST Temp Closed: 0 | 3 | 2 | 4 | 20760-081-007181 | LAKE MARTIN, INC
41679 | Currently in Use |  | 1990-07-05 |  | Petroleum | Premium gasoline | Premium gasoline | Retail | Steel | Steel | Coated & cathodic protection (sti-P3) |  | Fiberglass reinforced plastic |  |  | Catchment Basin | Flow Rest 90% Full | Flow Rest 90% Full |  |  | Automatic Tank Gauge |  | Containment Sump | Automatic flow restrictor (MLLD) |  |  | Annual line testing | Annual line testing |  | UST Currently In Use: 3; UST Temp Close: 2; AST Currently In Use: 0; AST Temp Closed: 0 | 3 | 2 | 4 | 20760-081-007181 | LAKE MARTIN, INC
41680 | Currently in Use |  | 1990-07-05 |  | Petroleum | On road diesel | On road diesel | Retail | Steel | Steel | Coated & cathodic protection (sti-P3) |  | Double Wall |  |  | Catchment Basin | Flow Rest 90% Full | Flow Rest 90% Full |  |  | Automatic Tank Gauge |  | Automatic flow restrictor (MLLD) | Automatic flow restrictor (MLLD) |  |  | Annual line testing | Annual line testing |  | UST Currently In Use: 3; UST Temp Close: 2; AST Currently In Use: 0; AST Temp Closed: 0 | 3 | 2 | 4 | 20760-081-007181 | LAKE MARTIN, INC
41681 | Permanently Closed | 1995-04-01 | 1988-12-01 | 1995-05-08 | Petroleum | Used oil | Used oil |  | Steel | Steel | Coated & cathodic protection (sti-P3) |  | Steel |  | 1901-01-01 | [14 empty] | UST Currently In Use: 0; UST Temp Close: 0; AST Currently In Use: 0; AST Temp Closed: 0 | 0 | 0 | 1 | 12748-073-015422 | JIM AND JIMS EXPRESS OIL CHANGE INC
41682 | Temporary Closed | 2016-06-20 | 1990-07-05 |  | Petroleum | On road diesel | On road diesel | Retail | Steel | Steel | Coated & cathodic protection (sti-P3) |  | Double Wall |  |  | Catchment Basin | Flow Rest 90% Full | Flow Rest 90% Full |  |  | Automatic Tank Gauge |  | Automatic flow restrictor (MLLD) | Automatic flow restrictor (MLLD) |  |  | Annual line testing | Annual line testing |  | UST Currently In Use: 3; UST Temp Close: 2; AST Currently In Use: 0; AST Temp Closed: 0 | 3 | 2 | 4 | 20760-081-007181 | LAKE MARTIN, INC
41683 | Temporary Closed | 2016-06-20 | 1990-07-05 |  | Petroleum | Kerosene | Kerosene | Retail | Steel | Steel | Coated & cathodic protection (sti-P3) |  | Fiberglass reinforced plastic |  |  | Catchment Basin | Flow Rest 90% Full | Flow Rest 90% Full |  |  | Automatic Tank Gauge | [8 empty] | UST Currently In Use: 3; UST Temp Close: 2; AST Currently In Use: 0; AST Temp Closed: 0 | 3 | 2 | 4 | 20760-081-007181 | LAKE MARTIN, INC
41684 | Permanently Closed | 2011-03-07 | 1990-05-15 | 2015-04-27 | Petroleum | Unleaded gasoline | Unleaded gasoline | Retail | Fiberglass reinforced plastic | Fiberglass reinforced plastic |  |  | Fiberglass reinforced plastic |  | 1901-01-01 | Catchment Basin | Flow Rest 90% Full | Flow Rest 90% Full |  |  | Automatic Tank Gauge | [5 empty] | Annual line testing | Annual line testing |  | UST Currently In Use: 0; UST Temp Close: 0; AST Currently In Use: 0; AST Temp Closed: 0 | 0 | 0 | 8 | 24632-081-005369 | WILLIAM MICHAEL THROWER
41685 | Permanently Closed | 2011-03-07 | 1990-05-15 | 2015-04-27 | Petroleum | Premium gasoline | Premium gasoline | Retail | Fiberglass reinforced plastic | Fiberglass reinforced plastic |  |  | Fiberglass reinforced plastic |  | 1901-01-01 | Catchment Basin | Flow Rest 90% Full | Flow Rest 90% Full |  |  | Automatic Tank Gauge | [5 empty] | Annual line testing | Annual line testing |  | UST Currently In Use: 0; UST Temp Close: 0; AST Currently In Use: 0; AST Temp Closed: 0 | 0 | 0 | 8 | 24632-081-005369 | WILLIAM MICHAEL THROWER
41686 | Permanently Closed | 2011-03-07 | 1990-05-15 | 2015-04-27 | Petroleum | On road diesel | On road diesel | Retail | Fiberglass reinforced plastic | Fiberglass reinforced plastic |  |  | Fiberglass reinforced plastic |  | 1901-01-01 | Catchment Basin | Flow Rest 90% Full | Flow Rest 90% Full |  |  | Automatic Tank Gauge | [5 empty] | Annual line testing | Annual line testing |  | UST Currently In Use: 0; UST Temp Close: 0; AST Currently In Use: 0; AST Temp Closed: 0 | 0 | 0 | 8 | 24632-081-005369 | WILLIAM MICHAEL THROWER
41687 | Permanently Closed | 2006-07-01 | 1989-01-10 |  | Petroleum | On road diesel | On road diesel |  | Steel | Steel | Coated & cathodic protection (sti-P3) |  | Fiberglass reinforced plastic |  | 1901-01-01 | Catchment Basin | Flow Rest 90% Full | Flow Rest 90% Full | [11 empty] | UST Currently In Use: 0; UST Temp Close: 0; AST Currently In Use: 0; AST Temp Closed: 0 | 0 | 0 | 6 | 12748-073-015423 | JIM AND JIMS EXPRESS OIL CHANGE INC
41688 | Permanently Closed | 2006-07-01 | 1989-01-10 |  | Petroleum | Unleaded gasoline | Unleaded gasoline |  | Steel | Steel | Coated & cathodic protection (sti-P3) |  | Fiberglass reinforced plastic |  | 1901-01-01 | Catchment Basin | Flow Rest 90% Full | Flow Rest 90% Full | [11 empty] | UST Currently In Use: 0; UST Temp Close: 0; AST Currently In Use: 0; AST Temp Closed: 0 | 0 | 0 | 6 | 12748-073-015423 | JIM AND JIMS EXPRESS OIL CHANGE INC
41689 | Permanently Closed | 2006-07-01 | 1989-01-10 |  | Petroleum | Unleaded gasoline | Unleaded gasoline |  | Steel | Steel | Coated & cathodic protection (sti-P3) |  | Fiberglass reinforced plastic |  | 1901-01-01 | Catchment Basin | Flow Rest 90% Full | Flow Rest 90% Full | [11 empty] | UST Currently In Use: 0; UST Temp Close: 0; AST Currently In Use: 0; AST Temp Closed: 0 | 0 | 0 | 6 | 12748-073-015423 | JIM AND JIMS EXPRESS OIL CHANGE INC
41690 | Permanently Closed | 1996-02-01 | 1989-01-10 |  | Petroleum | Used oil | Used oil |  | Steel | Steel | Coated & cathodic protection (sti-P3) |  | Fiberglass reinforced plastic |  | 1901-01-01 | [14 empty] | UST Currently In Use: 0; UST Temp Close: 0; AST Currently In Use: 0; AST Temp Closed: 0 | 0 | 0 | 6 | 12748-073-015423 | JIM AND JIMS EXPRESS OIL CHANGE INC
41691 | Permanently Closed | 1996-02-01 | 1989-01-10 |  | Petroleum | Other, NEW OIL | Other |  | Steel | Steel | Coated & cathodic protection (sti-P3) |  | Fiberglass reinforced plastic |  | 1901-01-01 | [14 empty] | UST Currently In Use: 0; UST Temp Close: 0; AST Currently In Use: 0; AST Temp Closed: 0 | 0 | 0 | 6 | 12748-073-015423 | JIM AND JIMS EXPRESS OIL CHANGE INC
41692 | Permanently Closed | 1996-02-01 | 1989-01-10 |  | Petroleum | Other, NEW OIL | Other |  | Steel | Steel | Coated & cathodic protection (sti-P3) |  | Fiberglass reinforced plastic |  | 1901-01-01 | [14 empty] | UST Currently In Use: 0; UST Temp Close: 0; AST Currently In Use: 0; AST Temp Closed: 0 | 0 | 0 | 6 | 12748-073-015423 | JIM AND JIMS EXPRESS OIL CHANGE INC
41693 | Currently in Use |  | 1982-05-05 |  | Petroleum | Mid-grade gasoline | Mid-grade gasoline | Retail | Steel | Steel | Field installed cathodic protection |  | Flexible |  |  | Catchment Basin | Automatic shutoff device At 95% full | Automatic shutoff device At 95% full |  |  | Continuous Automatic Tank Gauge |  | Automatic shutoff device (AELLD) | Automatic shutoff device (AELLD) | [5 empty] | UST Currently In Use: 3; UST Temp Close: 0; AST Currently In Use: 0; AST Temp Closed: 0 | 3 | 0 | 0 | 21146-081-010257 | S & B INVESTMENT CORP
41694 | Currently in Use |  | 1982-05-05 |  | Petroleum | Unleaded gasoline | Unleaded gasoline | Retail | Steel | Steel | Field installed cathodic protection |  | Flexible |  |  | Catchment Basin | Automatic shutoff device At 95% full | Automatic shutoff device At 95% full |  |  | Continuous Automatic Tank Gauge |  | Automatic shutoff device (AELLD) | Automatic shutoff device (AELLD) | [5 empty] | UST Currently In Use: 3; UST Temp Close: 0; AST Currently In Use: 0; AST Temp Closed: 0 | 3 | 0 | 0 | 21146-081-010257 | S & B INVESTMENT CORP
41695 | Currently in Use |  | 1986-11-01 |  | Petroleum | On road diesel | On road diesel |  | Steel | Steel | Coated & cathodic protection (sti-P3) |  | Flexible |  |  | Catchment Basin | Automatic shutoff device At 95% full | Automatic shutoff device At 95% full |  |  | Statistical Inventory Reconciliation (SIR) | [8 empty] | UST Currently In Use: 2; UST Temp Close: 0; AST Currently In Use: 0; AST Temp Closed: 0 | 2 | 0 | 0 | 15225-017-010282 | W H THOMAS OIL CO INC
41696 | Currently in Use |  | 1990-07-06 |  | Petroleum | Unleaded gasoline | Unleaded gasoline | Retail | Steel | Steel | Coated & cathodic protection (sti-P3) |  | Fiberglass reinforced plastic |  |  | Catchment Basin | Flow Rest 90% Full | Flow Rest 90% Full |  |  | Automatic Tank Gauge |  | Automatic flow restrictor (MLLD) | Automatic flow restrictor (MLLD) |  |  | Annual line testing | Annual line testing |  | UST Currently In Use: 1; UST Temp Close: 1; AST Currently In Use: 0; AST Temp Closed: 0 | 1 | 1 | 0 | 23684-125-015095 | TAHIR ALI
41697 | Temporary Closed | 2014-03-20 | 1990-07-06 |  | Petroleum | Premium gasoline | Premium gasoline | Retail | Steel | Steel | Coated & cathodic protection (sti-P3) |  | Fiberglass reinforced plastic |  |  | Catchment Basin | Flow Rest 90% Full | Flow Rest 90% Full |  |  | Automatic Tank Gauge |  | Automatic flow restrictor (MLLD) | Automatic flow restrictor (MLLD) |  |  | Annual line testing | Annual line testing |  | UST Currently In Use: 1; UST Temp Close: 1; AST Currently In Use: 0; AST Temp Closed: 0 | 1 | 1 | 0 | 23684-125-015095 | TAHIR ALI
41698 | Currently in Use |  | 1987-06-06 |  | Petroleum | On road diesel | On road diesel | Industrial | Fiberglass reinforced plastic | Double Wall |  |  | Fiberglass reinforced plastic |  |  | Catchment Basin | Flow Rest 90% Full | Automatic shutoff device At 95% full | Interstitial Monitoring within Secondary Containment | SENSOR TO ATG |  | Direct Bury submersible pump | Automatic flow restrictor (MLLD) | Automatic flow restrictor (MLLD) |  |  | Annual line testing | Annual line testing |  | UST Currently In Use: 1; UST Temp Close: 0; AST Currently In Use: 0; AST Temp Closed: 0 | 1 | 0 | 1 | 17320-103-015383 | LINDE INC.
41699 | Permanently Closed | 1998-12-18 | 1987-06-06 | 1998-12-18 | Petroleum | Unleaded gasoline | Unleaded gasoline | Industrial | Fiberglass reinforced plastic | Fiberglass reinforced plastic |  |  | Fiberglass reinforced plastic |  | 1901-01-01 | Catchment Basin | Automatic shutoff device At 95% full | Automatic shutoff device At 95% full | Interstitial Monitoring within Secondary Containment |  |  | Direct Bury submersible pump |  |  |  |  | Annual line testing | Annual line testing |  | UST Currently In Use: 1; UST Temp Close: 0; AST Currently In Use: 0; AST Temp Closed: 0 | 1 | 0 | 1 | 17320-103-015383 | LINDE INC.
41700 | Currently in Use |  | 1990-11-15 |  | Petroleum | On road diesel | On road diesel | Retail | Steel | Steel | Coated & cathodic protection (sti-P3) |  | Fiberglass reinforced plastic |  |  | Catchment Basin | Automatic shutoff device At 95% full | Automatic shutoff device At 95% full |  |  | Automatic Tank Gauge |  | Automatic flow restrictor (MLLD) | Automatic flow restrictor (MLLD) |  |  | Annual line testing | Annual line testing |  | UST Currently In Use: 3; UST Temp Close: 0; AST Currently In Use: 0; AST Temp Closed: 0 | 3 | 0 | 3 | 12031-129-004390 | MARTY L. WILLIAMS
41701 | Currently in Use |  | 1990-11-15 |  | Petroleum | Premium gasoline | Premium gasoline | Retail | Steel | Steel | Coated & cathodic protection (sti-P3) |  | Fiberglass reinforced plastic |  |  | Catchment Basin | Flow Rest 90% Full | Flow Rest 90% Full |  |  | Automatic Tank Gauge |  | Automatic flow restrictor (MLLD) | Automatic flow restrictor (MLLD) |  |  | Annual line testing | Annual line testing |  | UST Currently In Use: 3; UST Temp Close: 0; AST Currently In Use: 0; AST Temp Closed: 0 | 3 | 0 | 3 | 12031-129-004390 | MARTY L. WILLIAMS
41704 | Permanently Closed | 1993-06-15 | 1987-01-01 | 1993-06-15 | Petroleum | On road diesel | On road diesel | Local government | Steel | Steel |  | Painted or None | Steel |  | 1901-01-01 | [14 empty] | UST Currently In Use: 0; UST Temp Close: 0; AST Currently In Use: 0; AST Temp Closed: 0 | 0 | 0 | 4 | 17251-061-015453 | GENEVA COUNTY COMMISSION
41705 | Permanently Closed | 1993-06-15 | 1976-01-01 | 1993-06-15 | Petroleum | Unleaded gasoline | Unleaded gasoline | Local government | Steel | Steel |  | Painted or None | Steel |  | 1901-01-01 | [14 empty] | UST Currently In Use: 0; UST Temp Close: 0; AST Currently In Use: 0; AST Temp Closed: 0 | 0 | 0 | 4 | 17251-061-015453 | GENEVA COUNTY COMMISSION
41706 | Permanently Closed | 1993-06-15 | 1976-01-01 | 1993-06-15 | Petroleum | Unleaded gasoline | Unleaded gasoline | Local government | Steel | Steel |  | Painted or None | Steel |  | 1901-01-01 | [14 empty] | UST Currently In Use: 0; UST Temp Close: 0; AST Currently In Use: 0; AST Temp Closed: 0 | 0 | 0 | 4 | 17251-061-015453 | GENEVA COUNTY COMMISSION
41707 | Permanently Closed | 1987-01-01 | 1976-01-01 | 1993-06-15 | Petroleum | On road diesel | On road diesel | Local government | Steel | Steel |  | Painted or None | Steel |  | 1901-01-01 | [14 empty] | UST Currently In Use: 0; UST Temp Close: 0; AST Currently In Use: 0; AST Temp Closed: 0 | 0 | 0 | 4 | 17251-061-015453 | GENEVA COUNTY COMMISSION
41708 | Permanently Closed | 2015-12-17 | 1990-12-19 | 2015-12-17 | Petroleum | Kerosene | Kerosene | Bulk facility | Single Wall | Single Wall | Coated & cathodic protection (sti-P3) |  | Fiberglass reinforced plastic |  |  | Catchment Basin | Flow Rest 90% Full | Flow Rest 90% Full |  |  | Automatic Tank Gauge | [8 empty] | UST Currently In Use: 0; UST Temp Close: 0; AST Currently In Use: 0; AST Temp Closed: 0 | 0 | 0 | 6 | 13816-103-015384 | PEEBLES OIL C/O EVANS & ASSOCIATES
41709 | Permanently Closed | 2015-12-17 | 1990-12-19 | 2015-12-17 | Petroleum | On road diesel | On road diesel | Bulk facility | Single Wall | Single Wall | Coated & cathodic protection (sti-P3) |  | Double Wall |  |  | Catchment Basin | Automatic shutoff device At 95% full | Automatic shutoff device At 95% full |  |  | Automatic Tank Gauge | [5 empty] | Annual line testing | Annual line testing |  | UST Currently In Use: 0; UST Temp Close: 0; AST Currently In Use: 0; AST Temp Closed: 0 | 0 | 0 | 6 | 13816-103-015384 | PEEBLES OIL C/O EVANS & ASSOCIATES
41710 | Permanently Closed | 2015-12-17 | 1990-12-19 | 2015-12-17 | Petroleum | Other, OFF RD DSL | Other | Bulk facility | Single Wall | Single Wall | Coated & cathodic protection (sti-P3) |  | Double Wall |  |  | Catchment Basin | Automatic shutoff device At 95% full | Automatic shutoff device At 95% full |  |  | Automatic Tank Gauge | [5 empty] | Annual line testing | Annual line testing |  | UST Currently In Use: 0; UST Temp Close: 0; AST Currently In Use: 0; AST Temp Closed: 0 | 0 | 0 | 6 | 13816-103-015384 | PEEBLES OIL C/O EVANS & ASSOCIATES
41711 | Permanently Closed | 2015-12-17 | 1990-12-19 | 2015-12-17 | Petroleum | Premium gasoline | Premium gasoline | Bulk facility | Single Wall | Single Wall | Coated & cathodic protection (sti-P3) |  | Fiberglass reinforced plastic |  |  | Catchment Basin | Automatic shutoff device At 95% full | Automatic shutoff device At 95% full |  |  | Automatic Tank Gauge | [5 empty] | Annual line testing | Annual line testing |  | UST Currently In Use: 0; UST Temp Close: 0; AST Currently In Use: 0; AST Temp Closed: 0 | 0 | 0 | 6 | 13816-103-015384 | PEEBLES OIL C/O EVANS & ASSOCIATES
41712 | Permanently Closed | 2015-12-17 | 1990-12-19 | 2015-12-17 | Petroleum | Mid-grade gasoline | Mid-grade gasoline | Bulk facility | Steel | Single Wall | Coated & cathodic protection (sti-P3) |  | Fiberglass reinforced plastic |  |  | Catchment Basin | Flow Rest 90% Full | Automatic shutoff device At 95% full |  |  | Automatic Tank Gauge | [5 empty] | Annual line testing | Annual line testing |  | UST Currently In Use: 0; UST Temp Close: 0; AST Currently In Use: 0; AST Temp Closed: 0 | 0 | 0 | 6 | 13816-103-015384 | PEEBLES OIL C/O EVANS & ASSOCIATES
41713 | Permanently Closed | 2015-12-17 | 1990-12-19 | 2015-12-17 | Petroleum | Unleaded gasoline | Unleaded gasoline | Bulk facility | Single Wall | Single Wall | Coated & cathodic protection (sti-P3) |  | Fiberglass reinforced plastic |  |  | Catchment Basin | Automatic shutoff device At 95% full | Automatic shutoff device At 95% full |  |  | Automatic Tank Gauge | [5 empty] | Annual line testing | Annual line testing |  | UST Currently In Use: 0; UST Temp Close: 0; AST Currently In Use: 0; AST Temp Closed: 0 | 0 | 0 | 6 | 13816-103-015384 | PEEBLES OIL C/O EVANS & ASSOCIATES
41714 | Permanently Closed | 2012-02-01 | 1991-02-01 | 2022-11-08 | Petroleum | Unleaded gasoline | Unleaded gasoline | Retail | Steel | Steel | Coated & cathodic protection (sti-P3) |  | Fiberglass reinforced plastic |  |  | Catchment Basin | Flow Rest 90% Full | Flow Rest 90% Full |  |  | Statistical Inventory Reconciliation (SIR) | [8 empty] | UST Currently In Use: 0; UST Temp Close: 0; AST Currently In Use: 0; AST Temp Closed: 0 | 0 | 0 | 6 | 13319-013-001075 | MAX OIL COMPANY, INC.
41715 | Permanently Closed | 2012-02-01 | 1991-02-01 | 2022-11-08 | Petroleum | Mid-grade gasoline | Mid-grade gasoline | Retail | Steel | Steel | Coated & cathodic protection (sti-P3) |  | Fiberglass reinforced plastic |  |  | Catchment Basin | Flow Rest 90% Full | Flow Rest 90% Full |  |  | Statistical Inventory Reconciliation (SIR) | [8 empty] | UST Currently In Use: 0; UST Temp Close: 0; AST Currently In Use: 0; AST Temp Closed: 0 | 0 | 0 | 6 | 13319-013-001075 | MAX OIL COMPANY, INC.
41716 | Permanently Closed | 2012-02-01 | 1991-02-01 | 2022-11-08 | Petroleum | Premium gasoline | Premium gasoline | Retail | Steel | Steel | Coated & cathodic protection (sti-P3) |  | Fiberglass reinforced plastic |  |  | Catchment Basin | Flow Rest 90% Full | Flow Rest 90% Full |  |  | Statistical Inventory Reconciliation (SIR) | [8 empty] | UST Currently In Use: 0; UST Temp Close: 0; AST Currently In Use: 0; AST Temp Closed: 0 | 0 | 0 | 6 | 13319-013-001075 | MAX OIL COMPANY, INC.
41717 | Temporary Closed | 2017-01-10 | 1991-02-01 |  | Petroleum | Unleaded gasoline | Unleaded gasoline | Retail | Single Wall | Single Wall | Coated & cathodic protection (sti-P3) |  | Fiberglass reinforced plastic |  |  | Catchment Basin | Flow Rest 90% Full | Flow Rest 90% Full |  |  | Statistical Inventory Reconciliation (SIR) | [8 empty] | UST Currently In Use: 0; UST Temp Close: 1; AST Currently In Use: 0; AST Temp Closed: 0 | 0 | 1 | 4 | 24137-087-008101 | JANIE BREWER
41718 | Currently in Use |  | 1901-01-01 |  | Petroleum | Premium gasoline | Premium gasoline | Retail | Steel | Steel | Coated & cathodic protection (sti-P3) |  | Fiberglass reinforced plastic |  |  | Catchment Basin | Automatic shutoff device At 95% full | Automatic shutoff device At 95% full |  |  | Continuous Automatic Tank Gauge | [8 empty] | UST Currently In Use: 4; UST Temp Close: 0; AST Currently In Use: 0; AST Temp Closed: 0 | 4 | 0 | 0 | 25146-015-004939 | NADIR LODHI
41719 | Currently in Use |  | 1901-01-01 |  | Petroleum | On road diesel | On road diesel | Retail | Steel | Steel | Coated & cathodic protection (sti-P3) |  | Fiberglass reinforced plastic |  |  | Catchment Basin | Flow Rest 90% Full | Flow Rest 90% Full |  |  | Continuous Automatic Tank Gauge | [8 empty] | UST Currently In Use: 4; UST Temp Close: 0; AST Currently In Use: 0; AST Temp Closed: 0 | 4 | 0 | 0 | 25146-015-004939 | NADIR LODHI
41720 | Currently in Use |  | 1901-01-01 |  | Petroleum | On road diesel | On road diesel | Retail | Single Wall | Single Wall | Field installed cathodic protection |  | Fiberglass reinforced plastic |  |  | Catchment Basin | Automatic shutoff device At 95% full | Automatic shutoff device At 95% full |  |  | Continuous Automatic Tank Gauge |  | Automatic flow restrictor (MLLD) | Automatic flow restrictor (MLLD) |  |  | Annual line testing | Annual line testing |  | UST Currently In Use: 5; UST Temp Close: 0; AST Currently In Use: 0; AST Temp Closed: 0 | 5 | 0 | 0 | 23429-015-004941 | MUSA PROPERTIES, LLC
41721 |  | 1998-12-28 | 1901-01-01 |  | Petroleum | Unleaded gasoline | Unleaded gasoline | [7 empty] | 1901-01-01 | [14 empty] | UST Currently In Use: 0; UST Temp Close: 0; AST Currently In Use: 0; AST Temp Closed: 0 | 0 | 0 | 0 | 17269-121-015245 | CLARENCE COOK
41722 |  | 1998-12-28 | 1901-01-01 |  | Petroleum | Unleaded gasoline | Unleaded gasoline | [7 empty] | 1901-01-01 | [14 empty] | UST Currently In Use: 0; UST Temp Close: 0; AST Currently In Use: 0; AST Temp Closed: 0 | 0 | 0 | 0 | 17269-121-015245 | CLARENCE COOK
41723 |  | 1998-12-28 | 1901-01-01 |  | Petroleum | Unleaded gasoline | Unleaded gasoline | [7 empty] | 1901-01-01 | [14 empty] | UST Currently In Use: 0; UST Temp Close: 0; AST Currently In Use: 0; AST Temp Closed: 0 | 0 | 0 | 0 | 17269-121-015245 | CLARENCE COOK
41724 | Permanently Closed | 2001-10-31 | 1978-01-01 | 2001-10-31 | Petroleum | Unleaded gasoline | Unleaded gasoline |  | Steel | Steel | Interior lined (not allowed as a standalone method of corrosion protection) | Painted or None | Fiberglass reinforced plastic |  | 1901-01-01 | Catchment Basin | Automatic shutoff device At 95% full | Audible high level alarm At 90% full | Interstitial Monitoring within Secondary Containment | [6 empty] | INTERSTITIAL BARRIER | Vapor monitoring | Vapor monitoring |  | UST Currently In Use: 0; UST Temp Close: 0; AST Currently In Use: 0; AST Temp Closed: 0 | 0 | 0 | 7 | 20375-089-003450 | JAMES H HORTON
41726 | Permanently Closed | 2001-10-31 | 1978-01-01 | 2001-10-31 | Petroleum | On road diesel | On road diesel |  | Steel | Steel | Interior lined (not allowed as a standalone method of corrosion protection) | Painted or None | Fiberglass reinforced plastic |  | 1901-01-01 | Catchment Basin | Audible high level alarm At 90% full | Audible high level alarm At 90% full | Interstitial Monitoring within Secondary Containment | [6 empty] | INTERSTITIAL BARRIER | Vapor monitoring | Vapor monitoring |  | UST Currently In Use: 0; UST Temp Close: 0; AST Currently In Use: 0; AST Temp Closed: 0 | 0 | 0 | 7 | 20375-089-003450 | JAMES H HORTON
41727 |  |  | 1980-01-01 |  | Petroleum | Unleaded gasoline | Unleaded gasoline |  | Steel | Steel |  |  | Steel |  | 1901-01-01 | [5 empty] | Manual Tank Gauging (only tanks 1000 gal. or less and 48” or 64” in diameter) | [8 empty] | UST Currently In Use: 0; UST Temp Close: 0; AST Currently In Use: 0; AST Temp Closed: 0 | 0 | 0 | 0 | 17652-121-015246 | JOE DANNA
41728 | Currently in Use |  | 1987-02-25 |  | Petroleum | On road diesel | On road diesel | State/federal government | Single Wall | Single Wall | Coated & cathodic protection (sti-P3) |  | Double Wall |  |  | Catchment Basin | Flow Rest 90% Full | Audible high level alarm At 90% full |  |  | Automatic Tank Gauge |  | Automatic flow restrictor (MLLD) | Automatic flow restrictor (MLLD) |  |  | Annual line testing | Annual line testing |  | UST Currently In Use: 2; UST Temp Close: 1; AST Currently In Use: 0; AST Temp Closed: 0 | 2 | 1 | 15 | 14644-073-002984 | DEPARTMENT OF TRANSPORTATION
41729 | Currently in Use |  | 1987-02-25 |  | Petroleum | Unleaded gasoline | Unleaded gasoline | State/federal government | Single Wall | Single Wall | Coated & cathodic protection (sti-P3) |  | Double Wall |  |  | Catchment Basin | Flow Rest 90% Full | Audible high level alarm At 90% full |  |  | Automatic Tank Gauge |  | Containment Sump | Automatic flow restrictor (MLLD) |  |  | Annual line testing | Annual line testing |  | UST Currently In Use: 2; UST Temp Close: 1; AST Currently In Use: 0; AST Temp Closed: 0 | 2 | 1 | 15 | 14644-073-002984 | DEPARTMENT OF TRANSPORTATION
41730 | Currently in Use |  | 1990-02-28 |  | Petroleum | Unleaded gasoline | Unleaded gasoline | Retail | Steel | Single Wall | Coated & cathodic protection (sti-P3) |  | Single Wall |  |  | Catchment Basin | Automatic shutoff device At 95% full | Automatic shutoff device At 95% full |  |  | Continuous Automatic Tank Gauge | Direct Bury submersible pump | Automatic flow restrictor (MLLD) | Automatic flow restrictor (MLLD) |  |  | Annual line testing | Annual line testing |  | UST Currently In Use: 5; UST Temp Close: 0; AST Currently In Use: 0; AST Temp Closed: 0 | 5 | 0 | 0 | 24394-077-015385 | JAGTAR SINGH
41731 | Currently in Use |  | 1990-02-28 |  | Petroleum | Unleaded gasoline | Unleaded gasoline | Retail | Single Wall | Single Wall | Coated & cathodic protection (sti-P3) |  | Fiberglass reinforced plastic |  |  | Catchment Basin | Automatic shutoff device At 95% full | Automatic shutoff device At 95% full |  |  | Continuous Automatic Tank Gauge | Direct Bury submersible pump | Automatic flow restrictor (MLLD) | Automatic flow restrictor (MLLD) |  |  | Annual line testing | Annual line testing |  | UST Currently In Use: 5; UST Temp Close: 0; AST Currently In Use: 0; AST Temp Closed: 0 | 5 | 0 | 0 | 24394-077-015385 | JAGTAR SINGH
41732 | Currently in Use |  | 1990-02-28 |  | Petroleum | Premium gasoline | Premium gasoline | Retail | Steel | Single Wall | Coated & cathodic protection (sti-P3) |  | Single Wall |  |  | Catchment Basin | Automatic shutoff device At 95% full | Automatic shutoff device At 95% full |  |  | Continuous Automatic Tank Gauge | Direct Bury submersible pump | Automatic flow restrictor (MLLD) | Automatic flow restrictor (MLLD) |  |  | Annual line testing | Annual line testing |  | UST Currently In Use: 5; UST Temp Close: 0; AST Currently In Use: 0; AST Temp Closed: 0 | 5 | 0 | 0 | 24394-077-015385 | JAGTAR SINGH
41733 | Currently in Use |  | 1990-02-28 |  | Petroleum | On road diesel | On road diesel | Retail | Steel | Single Wall | Coated & cathodic protection (sti-P3) |  | Fiberglass reinforced plastic |  |  | Catchment Basin | Flow Rest 90% Full | Automatic shutoff device At 95% full |  |  | Continuous Automatic Tank Gauge | Direct Bury submersible pump | [7 empty] | UST Currently In Use: 5; UST Temp Close: 0; AST Currently In Use: 0; AST Temp Closed: 0 | 5 | 0 | 0 | 24394-077-015385 | JAGTAR SINGH
41734 | Currently in Use |  | 1990-02-28 |  | Petroleum | On road diesel | On road diesel | Retail | Single Wall | Single Wall | Coated & cathodic protection (sti-P3) |  | Fiberglass reinforced plastic |  |  | Catchment Basin | Automatic shutoff device At 95% full | Automatic shutoff device At 95% full |  |  | Continuous Automatic Tank Gauge | Direct Bury submersible pump | [7 empty] | UST Currently In Use: 5; UST Temp Close: 0; AST Currently In Use: 0; AST Temp Closed: 0 | 5 | 0 | 0 | 24394-077-015385 | JAGTAR SINGH
41735 | Currently in Use |  | 1991-01-01 |  | Petroleum | Unleaded gasoline | Unleaded gasoline | Retail | Fiberglass reinforced plastic | Fiberglass reinforced plastic |  |  | Fiberglass reinforced plastic |  | 1901-01-01 | Catchment Basin | Flow Rest 90% Full | Flow Rest 90% Full |  |  | Statistical Inventory Reconciliation (SIR) |  | Automatic flow restrictor (MLLD) | Automatic flow restrictor (MLLD) |  |  | Statistical inventory reconciliation (SIR) | Statistical inventory reconciliation (SIR) |  | UST Currently In Use: 3; UST Temp Close: 0; AST Currently In Use: 0; AST Temp Closed: 0 | 3 | 0 | 0 | 11576-073-015424 | DUTCH OIL COMPANY
41736 | Currently in Use |  | 1991-01-01 |  | Petroleum | Premium gasoline | Premium gasoline | Retail | Fiberglass reinforced plastic | Fiberglass reinforced plastic |  |  | Fiberglass reinforced plastic |  | 1901-01-01 | Catchment Basin | Automatic shutoff device At 95% full | Automatic shutoff device At 95% full |  |  | Statistical Inventory Reconciliation (SIR) |  | Automatic flow restrictor (MLLD) | Automatic flow restrictor (MLLD) |  |  | Statistical inventory reconciliation (SIR) | Statistical inventory reconciliation (SIR) |  | UST Currently In Use: 3; UST Temp Close: 0; AST Currently In Use: 0; AST Temp Closed: 0 | 3 | 0 | 0 | 11576-073-015424 | DUTCH OIL COMPANY
41737 | Currently in Use |  | 1991-01-01 |  | Petroleum | On road diesel | On road diesel | Retail | Fiberglass reinforced plastic | Fiberglass reinforced plastic |  |  | Fiberglass reinforced plastic |  | 1901-01-01 | Catchment Basin | Automatic shutoff device At 95% full | Automatic shutoff device At 95% full |  |  | Statistical Inventory Reconciliation (SIR) |  | Automatic flow restrictor (MLLD) | Automatic flow restrictor (MLLD) |  |  | Statistical inventory reconciliation (SIR) | Statistical inventory reconciliation (SIR) |  | UST Currently In Use: 3; UST Temp Close: 0; AST Currently In Use: 0; AST Temp Closed: 0 | 3 | 0 | 0 | 11576-073-015424 | DUTCH OIL COMPANY
41738 | Cannot Locate or abandoned | 2004-04-07 | 1987-01-10 |  | Petroleum | Kerosene | Kerosene | Retail | Steel | Steel | Coated & cathodic protection (sti-P3) |  | COATED |  | 1901-01-01 | Catchment Basin | Flow Rest 90% Full | Flow Rest 90% Full |  |  | Automatic Tank Gauge | [8 empty] | UST Currently In Use: 0; UST Temp Close: 0; AST Currently In Use: 0; AST Temp Closed: 0 | 0 | 0 | 0 | 17612-079-014519 | ROBERTSON ENTERPRISES, INC.
41739 | Permanently Closed | 1989-01-01 | 1969-01-01 | 1989-01-01 | Petroleum | Unleaded gasoline | Unleaded gasoline | State/federal government | [6 empty] | 1901-01-01 | [14 empty] | UST Currently In Use: 16; UST Temp Close: 0; AST Currently In Use: 4; AST Temp Closed: 0 | 16 | 0 | 39 | 10267-015-003643 | DEPT OF ARMY
41740 | Permanently Closed | 1995-09-20 | 1942-01-01 | 1995-09-20 | Petroleum | Used oil | Used oil | State/federal government | [6 empty] | 1901-01-01 | [14 empty] | UST Currently In Use: 16; UST Temp Close: 0; AST Currently In Use: 4; AST Temp Closed: 0 | 16 | 0 | 39 | 10267-015-003643 | DEPT OF ARMY
41741 | Permanently Closed | 1994-01-01 | 1911-11-11 | 1994-01-01 | Petroleum | On road diesel | On road diesel | State/federal government | [6 empty] | 1901-01-01 | [14 empty] | UST Currently In Use: 16; UST Temp Close: 0; AST Currently In Use: 4; AST Temp Closed: 0 | 16 | 0 | 39 | 10267-015-003643 | DEPT OF ARMY
41742 | Permanently Closed | 1993-01-01 | 1960-10-24 | 1996-01-01 | Petroleum | Unleaded gasoline | Unleaded gasoline | Retail | Steel | Steel |  | Painted or None | Steel |  | 1901-01-01 | [14 empty] | UST Currently In Use: 0; UST Temp Close: 0; AST Currently In Use: 0; AST Temp Closed: 0 | 0 | 0 | 3 | 17331-081-015454 | LOUIS JOHNSON
41743 | Permanently Closed | 1993-10-26 | 1960-10-24 | 1996-01-01 | Petroleum | Unleaded gasoline | Unleaded gasoline | Retail | Steel | Steel |  | Painted or None | Steel |  | 1901-01-01 | [14 empty] | UST Currently In Use: 0; UST Temp Close: 0; AST Currently In Use: 0; AST Temp Closed: 0 | 0 | 0 | 3 | 17331-081-015454 | LOUIS JOHNSON
41744 | Permanently Closed | 1993-01-01 | 1985-01-01 | 1996-01-01 | Petroleum | Kerosene | Kerosene | Retail | Fiberglass reinforced plastic | Fiberglass reinforced plastic |  |  | Steel |  | 1901-01-01 | [14 empty] | UST Currently In Use: 0; UST Temp Close: 0; AST Currently In Use: 0; AST Temp Closed: 0 | 0 | 0 | 3 | 17331-081-015454 | LOUIS JOHNSON
41745 | Permanently Closed | 1990-02-26 | 1969-09-30 | 1994-02-03 | Petroleum | Unleaded gasoline | Unleaded gasoline |  | Steel | Steel |  |  | Steel |  | 1901-01-01 | [5 empty] | Manual Tank Gauging (only tanks 1000 gal. or less and 48” or 64” in diameter) | [8 empty] | UST Currently In Use: 0; UST Temp Close: 0; AST Currently In Use: 0; AST Temp Closed: 0 | 0 | 0 | 1 | 17271-069-015247 | AJAX REALTY CO
41746 | Currently in Use |  | 1988-10-20 |  | Petroleum | On road diesel | On road diesel | Retail | Steel | Steel | Coated & cathodic protection (sti-P3) |  | Flexible |  |  | Catchment Basin | Flow Rest 90% Full | Flow Rest 90% Full |  |  | Other | [8 empty] | UST Currently In Use: 3; UST Temp Close: 0; AST Currently In Use: 0; AST Temp Closed: 0 | 3 | 0 | 0 | 25265-009-010600 | LGWS/CROSS AMERICA PARTNERS
41747 | Permanently Closed | 1998-12-17 | 1989-02-20 | 1998-12-17 | Petroleum | Unleaded gasoline | Unleaded gasoline | Industrial | Steel | Steel | Coated & cathodic protection (sti-P3) |  | Steel |  | 1901-01-01 | [5 empty] | Statistical Inventory Reconciliation (SIR) | [8 empty] | UST Currently In Use: 0; UST Temp Close: 0; AST Currently In Use: 1; AST Temp Closed: 0 | 0 | 0 | 2 | 20403-093-015096 | LOWELL FARRIS
41748 | Permanently Closed | 1998-12-17 | 1989-02-20 | 1998-12-17 | Petroleum | Unleaded gasoline | Unleaded gasoline | Industrial | Steel | Steel | Coated & cathodic protection (sti-P3) |  | Steel |  | 1901-01-01 | [5 empty] | Statistical Inventory Reconciliation (SIR) | [8 empty] | UST Currently In Use: 0; UST Temp Close: 0; AST Currently In Use: 1; AST Temp Closed: 0 | 0 | 0 | 2 | 20403-093-015096 | LOWELL FARRIS
41749 | Currently in Use |  | 1990-10-01 |  | Petroleum | Unleaded gasoline | Unleaded gasoline | Retail | Steel | Steel | Coated & cathodic protection (sti-P3) |  | Fiberglass reinforced plastic |  |  | Catchment Basin | Flow Rest 90% Full | Flow Rest 90% Full |  |  | Continuous Automatic Tank Gauge |  | Automatic flow restrictor (MLLD) | Automatic flow restrictor (MLLD) |  |  | Annual line testing | Annual line testing |  | UST Currently In Use: 4; UST Temp Close: 0; AST Currently In Use: 0; AST Temp Closed: 0 | 4 | 0 | 0 | 25196-097-015455 | KHALED GADHA
41750 | Currently in Use |  | 1990-10-01 |  | Petroleum | Mid-grade gasoline | Mid-grade gasoline | Retail | Steel | Steel | Coated & cathodic protection (sti-P3) |  | Fiberglass reinforced plastic |  |  | Catchment Basin | Flow Rest 90% Full | Flow Rest 90% Full |  |  | Continuous Automatic Tank Gauge |  | Automatic flow restrictor (MLLD) | Automatic flow restrictor (MLLD) |  |  | Annual line testing | Annual line testing |  | UST Currently In Use: 4; UST Temp Close: 0; AST Currently In Use: 0; AST Temp Closed: 0 | 4 | 0 | 0 | 25196-097-015455 | KHALED GADHA
41751 | Currently in Use |  | 1990-10-01 |  | Petroleum | Premium gasoline | Premium gasoline | Retail | Steel | Steel | Coated & cathodic protection (sti-P3) |  | Fiberglass reinforced plastic |  |  | Catchment Basin | Flow Rest 90% Full | Flow Rest 90% Full |  |  | Continuous Automatic Tank Gauge |  | Automatic flow restrictor (MLLD) | Automatic flow restrictor (MLLD) |  |  | Annual line testing | Annual line testing |  | UST Currently In Use: 4; UST Temp Close: 0; AST Currently In Use: 0; AST Temp Closed: 0 | 4 | 0 | 0 | 25196-097-015455 | KHALED GADHA
41752 | Currently in Use |  | 1990-10-01 |  | Petroleum | On road diesel | On road diesel | Retail | Steel | Steel | Coated & cathodic protection (sti-P3) |  | Fiberglass reinforced plastic |  |  | Catchment Basin | Flow Rest 90% Full | Flow Rest 90% Full |  |  | Continuous Automatic Tank Gauge |  | Automatic flow restrictor (MLLD) | Automatic flow restrictor (MLLD) |  |  | Annual line testing | Annual line testing |  | UST Currently In Use: 4; UST Temp Close: 0; AST Currently In Use: 0; AST Temp Closed: 0 | 4 | 0 | 0 | 25196-097-015455 | KHALED GADHA
41753 | Permanently Closed | 2002-09-04 | 1990-10-23 | 2002-09-04 | Petroleum | Unleaded gasoline | Unleaded gasoline | Industrial | Steel | Steel | Coated & cathodic protection (sti-P3) |  | Fiberglass reinforced plastic |  | 1901-01-01 | Catchment Basin | Flow Rest 90% Full | Flow Rest 90% Full |  |  | Automatic Tank Gauge | [8 empty] | UST Currently In Use: 0; UST Temp Close: 0; AST Currently In Use: 0; AST Temp Closed: 0 | 0 | 0 | 2 | 14099-097-000424 | RILEY STUART SUPPLY
41754 | Temporary Closed | 2022-07-31 | 1986-01-01 |  | Petroleum | Unleaded gasoline | Unleaded gasoline | Retail | Steel | Steel | Coated & cathodic protection (sti-P3) |  | Steel |  |  | Catchment Basin | Automatic shutoff device At 95% full | Automatic shutoff device At 95% full |  |  | Continuous Automatic Tank Gauge |  | Automatic flow restrictor (MLLD) | Automatic flow restrictor (MLLD) |  |  | Annual line testing | Annual line testing |  | UST Currently In Use: 0; UST Temp Close: 5; AST Currently In Use: 0; AST Temp Closed: 0 | 0 | 5 | 0 | 15476-113-002784 | YOUNG OIL INC
41757 | Currently in Use |  | 1986-05-29 |  | Petroleum | Unleaded gasoline | Unleaded gasoline | Retail | Steel | Steel | Field installed cathodic protection |  | Fiberglass reinforced plastic |  |  | Catchment Basin | Automatic shutoff device At 95% full | Automatic shutoff device At 95% full |  |  | Continuous Automatic Tank Gauge |  | Automatic flow restrictor (MLLD) | Automatic flow restrictor (MLLD) |  |  | Annual line testing | Annual line testing |  | UST Currently In Use: 5; UST Temp Close: 0; AST Currently In Use: 0; AST Temp Closed: 0 | 5 | 0 | 5 | 17067-087-005065 | TA OPERATING, LLC
41758 | Currently in Use |  | 1986-05-29 |  | Petroleum | Premium gasoline | Premium gasoline | Retail | Steel | Steel | Field installed cathodic protection |  | Fiberglass reinforced plastic |  |  | Catchment Basin | Automatic shutoff device At 95% full | Automatic shutoff device At 95% full |  |  | Continuous Automatic Tank Gauge |  | Containment Sump | Automatic flow restrictor (MLLD) |  |  | Annual line testing | Annual line testing |  | UST Currently In Use: 5; UST Temp Close: 0; AST Currently In Use: 0; AST Temp Closed: 0 | 5 | 0 | 5 | 17067-087-005065 | TA OPERATING, LLC
41759 | Currently in Use |  | 1986-05-29 |  | Petroleum | On road diesel | On road diesel | Retail | Steel | Steel | Field installed cathodic protection |  | Fiberglass reinforced plastic |  |  | Catchment Basin | Automatic shutoff device At 95% full | Automatic shutoff device At 95% full |  |  | Continuous Automatic Tank Gauge |  | Containment Sump | Automatic flow restrictor (MLLD) |  |  | Continuous alarm system | Annual line testing |  | UST Currently In Use: 5; UST Temp Close: 0; AST Currently In Use: 0; AST Temp Closed: 0 | 5 | 0 | 5 | 17067-087-005065 | TA OPERATING, LLC
41760 | Currently in Use |  | 1986-05-29 |  | Petroleum | On road diesel | On road diesel | Retail | Steel | Steel | Field installed cathodic protection |  | Double Wall |  |  | Catchment Basin | Automatic shutoff device At 95% full | Automatic shutoff device At 95% full |  |  | Continuous Automatic Tank Gauge |  | Containment Sump | Automatic flow restrictor (MLLD) | Interstitial Monitoring within Secondary Containment |  | Annual line testing | Annual line testing |  | UST Currently In Use: 5; UST Temp Close: 0; AST Currently In Use: 0; AST Temp Closed: 0 | 5 | 0 | 5 | 17067-087-005065 | TA OPERATING, LLC
41761 | Currently in Use |  | 1986-05-29 |  | Petroleum | On road diesel | On road diesel | Retail | Steel | Steel | Field installed cathodic protection |  | Double Wall |  |  | Catchment Basin | Automatic shutoff device At 95% full | Automatic shutoff device At 95% full |  |  | Continuous Automatic Tank Gauge |  | Containment Sump | Automatic flow restrictor (MLLD) | Interstitial Monitoring within Secondary Containment |  | Continuous alarm system | Annual line testing |  | UST Currently In Use: 5; UST Temp Close: 0; AST Currently In Use: 0; AST Temp Closed: 0 | 5 | 0 | 5 | 17067-087-005065 | TA OPERATING, LLC
41762 | Cannot Locate or abandoned | 2003-11-07 | 1989-12-10 |  | Petroleum | Unleaded gasoline | Unleaded gasoline | Retail | Steel | Steel | Coated & cathodic protection (sti-P3) |  | Fiberglass reinforced plastic |  |  | Catchment Basin | Flow Rest 90% Full | Flow Rest 90% Full | [11 empty] | UST Currently In Use: 0; UST Temp Close: 0; AST Currently In Use: 0; AST Temp Closed: 0 | 0 | 0 | 0 | 21762-113-015500 | LARRY SMITH
41763 | Cannot Locate or abandoned | 2003-11-07 | 1989-12-10 |  | Petroleum | Unleaded gasoline | Unleaded gasoline | Retail | Steel | Steel | Coated & cathodic protection (sti-P3) |  | Fiberglass reinforced plastic |  |  | Catchment Basin | Flow Rest 90% Full | Flow Rest 90% Full | [11 empty] | UST Currently In Use: 0; UST Temp Close: 0; AST Currently In Use: 0; AST Temp Closed: 0 | 0 | 0 | 0 | 21762-113-015500 | LARRY SMITH
41764 | Currently in Use |  | 1991-01-15 |  | Petroleum | Unleaded gasoline | Unleaded gasoline | Retail | Fiberglass reinforced plastic | Fiberglass reinforced plastic |  |  | Fiberglass reinforced plastic |  | 1901-01-01 | Catchment Basin | Automatic shutoff device At 95% full | Automatic shutoff device At 95% full |  |  | Continuous Automatic Tank Gauge |  | Containment Sump | Automatic shutoff device (AELLD) | [5 empty] | UST Currently In Use: 3; UST Temp Close: 0; AST Currently In Use: 0; AST Temp Closed: 0 | 3 | 0 | 3 | 25665-073-000595 | AIYA LLC
41765 | Currently in Use |  | 1991-01-15 |  | Petroleum | Unleaded gasoline | Unleaded gasoline | Retail | Fiberglass reinforced plastic | Fiberglass reinforced plastic |  |  | Fiberglass reinforced plastic |  | 1901-01-01 | Catchment Basin | Automatic shutoff device At 95% full | Automatic shutoff device At 95% full |  |  | Continuous Automatic Tank Gauge |  | Automatic shutoff device (AELLD) | Automatic shutoff device (AELLD) | [5 empty] | UST Currently In Use: 3; UST Temp Close: 0; AST Currently In Use: 0; AST Temp Closed: 0 | 3 | 0 | 3 | 25665-073-000595 | AIYA LLC
41766 | Currently in Use |  | 1991-01-15 |  | Petroleum | Premium gasoline | Premium gasoline | Retail | Fiberglass reinforced plastic | Fiberglass reinforced plastic |  |  | Fiberglass reinforced plastic |  | 1901-01-01 | Catchment Basin | Automatic shutoff device At 95% full | Automatic shutoff device At 95% full |  |  | Continuous Automatic Tank Gauge |  | Automatic shutoff device (AELLD) | Automatic shutoff device (AELLD) | [5 empty] | UST Currently In Use: 3; UST Temp Close: 0; AST Currently In Use: 0; AST Temp Closed: 0 | 3 | 0 | 3 | 25665-073-000595 | AIYA LLC
41767 | Permanently Closed | 1989-06-02 | 1975-06-06 | 1991-12-07 | Petroleum | Unleaded gasoline | Unleaded gasoline |  | Steel | Steel |  | Painted or None | Steel |  | 1901-01-01 | [5 empty] | Manual Tank Gauging (only tanks 1000 gal. or less and 48” or 64” in diameter) | [8 empty] | UST Currently In Use: 0; UST Temp Close: 0; AST Currently In Use: 0; AST Temp Closed: 0 | 0 | 0 | 3 | 16878-045-014630 | BOBBY J ELLSWORTH
41768 | Temporary Closed | 2015-01-15 | 1986-01-01 |  | Petroleum | Unleaded gasoline | Unleaded gasoline | Industrial | Steel | Steel | Coated & cathodic protection (sti-P3) |  | Fiberglass reinforced plastic |  |  | Catchment Basin | Automatic shutoff device At 95% full | Automatic shutoff device At 95% full |  |  | Statistical Inventory Reconciliation (SIR) | [8 empty] | UST Currently In Use: 1; UST Temp Close: 1; AST Currently In Use: 0; AST Temp Closed: 0 | 1 | 1 | 0 | 24869-025-015456 | DOUBLEBACK TRANSPORTATION, LLC
41769 | Currently in Use |  | 1986-01-01 |  | Petroleum | On road diesel | On road diesel | Industrial | Steel | Steel | Coated & cathodic protection (sti-P3) |  | Fiberglass reinforced plastic |  |  | Catchment Basin | Automatic shutoff device At 95% full | Automatic shutoff device At 95% full |  |  | Statistical Inventory Reconciliation (SIR) | [8 empty] | UST Currently In Use: 1; UST Temp Close: 1; AST Currently In Use: 0; AST Temp Closed: 0 | 1 | 1 | 0 | 24869-025-015456 | DOUBLEBACK TRANSPORTATION, LLC
41770 | Currently in Use |  | 1990-12-20 |  | Petroleum | Unleaded gasoline | Unleaded gasoline | Retail | Steel | Steel | Coated & cathodic protection (sti-P3) |  | Fiberglass reinforced plastic |  |  | Catchment Basin | Flow Rest 90% Full | Flow Rest 90% Full |  |  | Statistical Inventory Reconciliation (SIR) | [8 empty] | UST Currently In Use: 1; UST Temp Close: 0; AST Currently In Use: 0; AST Temp Closed: 0 | 1 | 0 | 2 | 25521-041-004567 | WILLIAM EASTERLING
41771 | Currently in Use |  | 1991-01-10 |  | Petroleum | Unleaded gasoline | Unleaded gasoline | Retail | Steel | Steel | Coated & cathodic protection (sti-P3) |  | Steel |  |  | Catchment Basin | Flow Rest 90% Full | Flow Rest 90% Full |  |  | Statistical Inventory Reconciliation (SIR) | [8 empty] | UST Currently In Use: 3; UST Temp Close: 0; AST Currently In Use: 0; AST Temp Closed: 0 | 3 | 0 | 1 | 25573-017-011827 | VCPI LLC
41772 | Currently in Use |  | 1990-11-20 |  | Petroleum | Unleaded gasoline | Unleaded gasoline | Retail | Steel | Single Wall | Coated & cathodic protection (sti-P3) |  | Double Wall |  | 2017-11-14 | Catchment Basin | Flow Rest 90% Full | Flow Rest 90% Full |  |  | Automatic Tank Gauge |  | Automatic flow restrictor (MLLD) | Automatic flow restrictor (MLLD) |  |  | Annual line testing | Annual line testing |  | UST Currently In Use: 3; UST Temp Close: 0; AST Currently In Use: 0; AST Temp Closed: 0 | 3 | 0 | 1 | 23768-121-004120 | ALTAF VIRANI
41773 | Currently in Use |  | 1990-11-20 |  | Petroleum | Other, CONV | Other | Retail | Single Wall | Single Wall | Coated & cathodic protection (sti-P3) |  | Double Wall |  | 2017-11-14 | Catchment Basin | Flow Rest 90% Full | Flow Rest 90% Full |  |  | Automatic Tank Gauge |  | Automatic flow restrictor (MLLD) | Automatic flow restrictor (MLLD) | [5 empty] | UST Currently In Use: 3; UST Temp Close: 0; AST Currently In Use: 0; AST Temp Closed: 0 | 3 | 0 | 1 | 23768-121-004120 | ALTAF VIRANI
41774 | Currently in Use |  | 1990-11-20 |  | Petroleum | On road diesel | On road diesel | Retail | Steel | Single Wall | Coated & cathodic protection (sti-P3) |  | Double Wall |  | 2017-11-14 | Catchment Basin | Flow Rest 90% Full | Flow Rest 90% Full |  |  | Automatic Tank Gauge |  | Automatic flow restrictor (MLLD) | Automatic flow restrictor (MLLD) | [5 empty] | UST Currently In Use: 3; UST Temp Close: 0; AST Currently In Use: 0; AST Temp Closed: 0 | 3 | 0 | 1 | 23768-121-004120 | ALTAF VIRANI
41775 | Permanently Closed | 2001-10-26 | 1990-12-28 | 2001-10-26 | Petroleum | Unleaded gasoline | Unleaded gasoline |  | Steel | Steel | Coated & cathodic protection (sti-P3) |  | Fiberglass reinforced plastic |  | 1901-01-01 | Catchment Basin | Flow Rest 90% Full | Flow Rest 90% Full | [11 empty] | UST Currently In Use: 0; UST Temp Close: 0; AST Currently In Use: 0; AST Temp Closed: 0 | 0 | 0 | 2 | 12067-121-005812 | IMERYS
41776 | Currently in Use |  | 1990-05-25 |  | Petroleum | On road diesel | On road diesel | Retail | Steel | Steel | Field installed cathodic protection |  | Fiberglass reinforced plastic |  | 1901-01-01 | Catchment Basin | Automatic shutoff device At 95% full | Automatic shutoff device At 95% full |  |  | Continuous Automatic Tank Gauge |  | Automatic flow restrictor (MLLD) | Automatic flow restrictor (MLLD) |  |  | Annual line testing | Annual line testing |  | UST Currently In Use: 5; UST Temp Close: 0; AST Currently In Use: 1; AST Temp Closed: 0 | 5 | 0 | 0 | 22830-109-011607 | R.S. LORD, LLC
41777 | Currently in Use |  | 1990-10-04 |  | Petroleum | On road diesel | On road diesel | State/federal government | Fiberglass reinforced plastic | Fiberglass reinforced plastic |  |  | Fiberglass reinforced plastic |  | 1901-01-01 | Catchment Basin | Audible high level alarm At 90% full | Audible high level alarm At 90% full | Interstitial Monitoring within Secondary Containment |  | Automatic Tank Gauge |  | Automatic shutoff device (AELLD) | Automatic shutoff device (AELLD) | Interstitial Monitoring within Secondary Containment |  | Continuous alarm system | Continuous alarm system |  | UST Currently In Use: 4; UST Temp Close: 0; AST Currently In Use: 0; AST Temp Closed: 0 | 4 | 0 | 3 | 14650-035-002974 | DEPARTMENT OF TRANSPORTATION HIGHWAY
41778 | Currently in Use |  | 1990-10-04 |  | Petroleum | Unleaded gasoline | Unleaded gasoline | State/federal government | Fiberglass reinforced plastic | Fiberglass reinforced plastic |  |  | Fiberglass reinforced plastic |  | 1901-01-01 | Catchment Basin | Audible high level alarm At 90% full | Audible high level alarm At 90% full | Interstitial Monitoring within Secondary Containment |  | Automatic Tank Gauge |  | Automatic shutoff device (AELLD) | Automatic shutoff device (AELLD) | Interstitial Monitoring within Secondary Containment |  | Continuous alarm system | Continuous alarm system |  | UST Currently In Use: 4; UST Temp Close: 0; AST Currently In Use: 0; AST Temp Closed: 0 | 4 | 0 | 3 | 14650-035-002974 | DEPARTMENT OF TRANSPORTATION HIGHWAY
41779 | Permanently Closed | 1996-01-29 | 1965-01-01 | 1996-05-13 | Petroleum | On road diesel | On road diesel | Industrial | Steel | Steel |  | Painted or None | Steel |  | 1901-01-01 | [5 empty] | Statistical Inventory Reconciliation (SIR) | [8 empty] | UST Currently In Use: 0; UST Temp Close: 0; AST Currently In Use: 0; AST Temp Closed: 0 | 0 | 0 | 4 | 14811-073-010004 | TEACHERS INSURANCE & ANNUITY
41780 | Permanently Closed | 2011-05-01 | 1990-06-18 | 2023-04-25 | Petroleum | Unleaded gasoline | Unleaded gasoline | Retail | Fiberglass reinforced plastic | Fiberglass reinforced plastic |  |  | Fiberglass reinforced plastic |  | 1901-01-01 | Catchment Basin | Flow Rest 90% Full | Flow Rest 90% Full |  |  | Statistical Inventory Reconciliation (SIR) | [5 empty] | Annual line testing | Annual line testing |  | UST Currently In Use: 0; UST Temp Close: 0; AST Currently In Use: 0; AST Temp Closed: 0 | 0 | 0 | 3 | 12743-109-011834 | JETER OIL CO
41781 | Currently in Use |  | 1991-01-17 |  | Petroleum | Unleaded gasoline | Unleaded gasoline | Bulk facility | Fiberglass reinforced plastic | Fiberglass reinforced plastic |  |  | Fiberglass reinforced plastic |  | 1901-01-01 | Catchment Basin | Audible high level alarm At 90% full | Audible high level alarm At 90% full | Interstitial Monitoring within Secondary Containment |  | Automatic Tank Gauge |  | Automatic flow restrictor (MLLD) | Automatic flow restrictor (MLLD) | Interstitial Monitoring within Secondary Containment |  | Annual line testing | Annual line testing |  | UST Currently In Use: 2; UST Temp Close: 0; AST Currently In Use: 0; AST Temp Closed: 0 | 2 | 0 | 2 | 10038-069-001062 | AAA COOPER TRANSPORTATION ATTN JOYA
41782 | Currently in Use |  | 1990-02-09 |  | Petroleum | Unleaded gasoline | Unleaded gasoline | Retail | Fiberglass reinforced plastic | Fiberglass reinforced plastic |  |  | Fiberglass reinforced plastic |  | 1901-01-01 | Catchment Basin | Automatic shutoff device At 95% full | Automatic shutoff device At 95% full |  |  | Continuous Automatic Tank Gauge |  | Automatic shutoff device (AELLD) | Automatic shutoff device (AELLD) | [5 empty] | UST Currently In Use: 4; UST Temp Close: 0; AST Currently In Use: 0; AST Temp Closed: 0 | 4 | 0 | 4 | 13526-073-011490 | MOORE OIL COMPANY, INC.
41783 | Currently in Use |  | 1990-02-09 |  | Petroleum | Unleaded gasoline | Unleaded gasoline | Retail | Fiberglass reinforced plastic | Fiberglass reinforced plastic |  |  | Fiberglass reinforced plastic |  | 1901-01-01 | Catchment Basin | Automatic shutoff device At 95% full | Automatic shutoff device At 95% full |  |  | Continuous Automatic Tank Gauge |  | Automatic shutoff device (AELLD) | Automatic shutoff device (AELLD) | [5 empty] | UST Currently In Use: 4; UST Temp Close: 0; AST Currently In Use: 0; AST Temp Closed: 0 | 4 | 0 | 4 | 13526-073-011490 | MOORE OIL COMPANY, INC.
41784 | Currently in Use |  | 1990-02-09 |  | Petroleum | Premium gasoline | Premium gasoline | Retail | Fiberglass reinforced plastic | Fiberglass reinforced plastic |  |  | Fiberglass reinforced plastic |  | 1901-01-01 | Catchment Basin | Automatic shutoff device At 95% full | Automatic shutoff device At 95% full |  |  | Continuous Automatic Tank Gauge |  | Automatic shutoff device (AELLD) | Automatic shutoff device (AELLD) | [5 empty] | UST Currently In Use: 4; UST Temp Close: 0; AST Currently In Use: 0; AST Temp Closed: 0 | 4 | 0 | 4 | 13526-073-011490 | MOORE OIL COMPANY, INC.
41785 | Currently in Use |  | 1990-02-09 |  | Petroleum | On road diesel | On road diesel | Retail | Fiberglass reinforced plastic | Fiberglass reinforced plastic |  |  | Fiberglass reinforced plastic |  | 1901-01-01 | Catchment Basin | Flow Rest 90% Full | Automatic shutoff device At 95% full |  |  | Continuous Automatic Tank Gauge |  | Automatic shutoff device (AELLD) | Automatic shutoff device (AELLD) | [5 empty] | UST Currently In Use: 4; UST Temp Close: 0; AST Currently In Use: 0; AST Temp Closed: 0 | 4 | 0 | 4 | 13526-073-011490 | MOORE OIL COMPANY, INC.
41786 | Currently in Use |  | 1991-01-17 |  | Petroleum | On road diesel | On road diesel | Bulk facility | Fiberglass reinforced plastic | Fiberglass reinforced plastic |  |  | Fiberglass reinforced plastic |  | 1901-01-01 | Catchment Basin | Audible high level alarm At 90% full | Audible high level alarm At 90% full | Interstitial Monitoring within Secondary Containment |  | Automatic Tank Gauge |  | Automatic flow restrictor (MLLD) | Automatic flow restrictor (MLLD) | Interstitial Monitoring within Secondary Containment |  | Annual line testing | Annual line testing |  | UST Currently In Use: 2; UST Temp Close: 0; AST Currently In Use: 0; AST Temp Closed: 0 | 2 | 0 | 2 | 10038-069-001062 | AAA COOPER TRANSPORTATION ATTN JOYA
41787 | Permanently Closed | 2015-11-12 | 1990-05-16 | 2016-07-26 | Petroleum | Unleaded gasoline | Unleaded gasoline | Retail | Fiberglass coated steel | Fiberglass coated steel |  |  | Fiberglass reinforced plastic |  | 1901-01-01 | Catchment Basin | Flow Rest 90% Full | Audible high level alarm At 90% full |  |  | Continuous Automatic Tank Gauge |  | Containment Sump | Automatic shutoff device (AELLD) | [5 empty] | UST Currently In Use: 0; UST Temp Close: 0; AST Currently In Use: 0; AST Temp Closed: 0 | 0 | 0 | 6 | 14001-041-009597 | RACETRAC PETROLEUM, INC.
41788 | Permanently Closed | 2015-11-12 | 1990-05-16 | 2016-07-26 | Petroleum | Mid-grade gasoline | Mid-grade gasoline | Retail | Fiberglass coated steel | Fiberglass coated steel |  |  | Fiberglass reinforced plastic |  | 1901-01-01 | Catchment Basin | Audible high level alarm At 90% full | Audible high level alarm At 90% full |  |  | Continuous Automatic Tank Gauge |  | Automatic shutoff device (AELLD) | Automatic shutoff device (AELLD) | [5 empty] | UST Currently In Use: 0; UST Temp Close: 0; AST Currently In Use: 0; AST Temp Closed: 0 | 0 | 0 | 6 | 14001-041-009597 | RACETRAC PETROLEUM, INC.
41789 | Permanently Closed | 2015-11-12 | 1990-05-16 | 2016-07-26 | Petroleum | Premium gasoline | Premium gasoline | Retail | Fiberglass coated steel | Fiberglass coated steel |  |  | Fiberglass reinforced plastic |  | 1901-01-01 | Catchment Basin | Audible high level alarm At 90% full | Audible high level alarm At 90% full |  |  | Continuous Automatic Tank Gauge |  | Automatic shutoff device (AELLD) | Automatic shutoff device (AELLD) | [5 empty] | UST Currently In Use: 0; UST Temp Close: 0; AST Currently In Use: 0; AST Temp Closed: 0 | 0 | 0 | 6 | 14001-041-009597 | RACETRAC PETROLEUM, INC.
41790 | Permanently Closed | 1992-09-10 | 1986-01-01 | 1992-09-10 | Petroleum | Used oil | Used oil |  | Steel | Steel |  |  |  |  | 1901-01-01 | [14 empty] | UST Currently In Use: 0; UST Temp Close: 0; AST Currently In Use: 0; AST Temp Closed: 0 | 0 | 0 | 1 | 17335-003-015458 | GASTON FORD LINCOLN AND MERCURY
41791 | Currently in Use |  | 1988-01-01 |  | Petroleum | Unleaded gasoline | Unleaded gasoline | Retail | Steel | Steel | Coated & cathodic protection (sti-P3) |  | Fiberglass reinforced plastic |  |  | Catchment Basin | Automatic shutoff device At 95% full | Automatic shutoff device At 95% full |  |  | Statistical Inventory Reconciliation (SIR) |  | Containment Sump | Automatic flow restrictor (MLLD) |  |  | Statistical inventory reconciliation (SIR) | Statistical inventory reconciliation (SIR) |  | UST Currently In Use: 3; UST Temp Close: 0; AST Currently In Use: 2; AST Temp Closed: 0 | 3 | 0 | 2 | 10182-121-011242 | ALLEN OIL CO
41792 | Currently in Use |  | 1988-01-01 |  | Petroleum | On road diesel | On road diesel | Retail | Steel | Steel | Coated & cathodic protection (sti-P3) |  | Fiberglass reinforced plastic |  |  | Catchment Basin | Automatic shutoff device At 95% full | Automatic shutoff device At 95% full |  |  | Statistical Inventory Reconciliation (SIR) |  | Automatic flow restrictor (MLLD) | Automatic flow restrictor (MLLD) |  |  | Statistical inventory reconciliation (SIR) | Statistical inventory reconciliation (SIR) |  | UST Currently In Use: 3; UST Temp Close: 0; AST Currently In Use: 2; AST Temp Closed: 0 | 3 | 0 | 2 | 10182-121-011242 | ALLEN OIL CO
41793 | Temporary Closed | 2008-07-02 | 1991-03-08 |  | Petroleum | Unleaded gasoline | Unleaded gasoline |  | Steel | Steel | Coated & cathodic protection (sti-P3) |  | Fiberglass reinforced plastic |  |  | Catchment Basin | Flow Rest 90% Full | Flow Rest 90% Full |  |  | Statistical Inventory Reconciliation (SIR) | [8 empty] | UST Currently In Use: 0; UST Temp Close: 1; AST Currently In Use: 0; AST Temp Closed: 0 | 0 | 1 | 0 | 17336-045-006282 | THOMAS WATERS
41794 | Permanently Closed | 1993-06-08 | 1976-01-01 | 1993-06-08 | Petroleum | Unleaded gasoline | Unleaded gasoline |  | Steel | Steel |  | Painted or None | Steel |  | 1901-01-01 | [14 empty] | UST Currently In Use: 0; UST Temp Close: 0; AST Currently In Use: 0; AST Temp Closed: 0 | 0 | 0 | 1 | 15310-083-015386 | WATKINS OIL CO INC
41795 | Permanently Closed | 1991-10-25 | 1984-03-10 | 1991-10-25 | Petroleum | Unleaded gasoline | Unleaded gasoline |  | Steel | Steel |  | Painted or None | Steel |  | 1901-01-01 | [14 empty] | UST Currently In Use: 0; UST Temp Close: 0; AST Currently In Use: 0; AST Temp Closed: 0 | 0 | 0 | 1 | 15310-083-015387 | WATKINS OIL CO INC
41799 | Cannot Locate or abandoned | 2008-08-05 | 1991-03-15 |  | Petroleum | Unleaded gasoline | Unleaded gasoline | Retail | Steel | Steel | Coated & cathodic protection (sti-P3) |  | Fiberglass reinforced plastic |  |  | Catchment Basin | Flow Rest 90% Full | Flow Rest 90% Full | [11 empty] | UST Currently In Use: 0; UST Temp Close: 0; AST Currently In Use: 0; AST Temp Closed: 0 | 0 | 0 | 2 | 11972-049-000187 | JUNE FRICKS
41800 | Cannot Locate or abandoned | 2005-08-20 | 1991-03-15 |  | Petroleum | Premium gasoline | Premium gasoline | Retail | Steel | Steel | Coated & cathodic protection (sti-P3) |  | Fiberglass reinforced plastic |  |  | Catchment Basin | Flow Rest 90% Full | Flow Rest 90% Full | [11 empty] | UST Currently In Use: 0; UST Temp Close: 0; AST Currently In Use: 0; AST Temp Closed: 0 | 0 | 0 | 2 | 11972-049-000187 | JUNE FRICKS
41801 | Currently in Use |  | 1990-10-30 |  | Petroleum | On road diesel | On road diesel |  | Fiberglass coated steel | Fiberglass coated steel |  |  | Fiberglass reinforced plastic |  | 1901-01-01 | Catchment Basin | Automatic shutoff device At 95% full | Automatic shutoff device At 95% full |  |  | Automatic Tank Gauge | [8 empty] | UST Currently In Use: 1; UST Temp Close: 0; AST Currently In Use: 0; AST Temp Closed: 0 | 1 | 0 | 2 | 14296-073-013105 | SAIA MOTOR FREIGHT LINE INC
41802 | Currently in Use |  | 1990-08-10 |  | Petroleum | Unleaded gasoline | Unleaded gasoline | Retail | Single Wall | Single Wall | Coated & cathodic protection (sti-P3) |  | Double Wall |  |  | Catchment Basin | Flow Rest 90% Full | Flow Rest 90% Full |  |  | Continuous Automatic Tank Gauge |  | Containment Sump | Automatic flow restrictor (MLLD) |  |  | Annual line testing | Annual line testing |  | UST Currently In Use: 3; UST Temp Close: 0; AST Currently In Use: 0; AST Temp Closed: 0 | 3 | 0 | 0 | 12373-121-015460 | HILL PETROLEUM CO INC
41803 | Currently in Use |  | 1990-08-10 |  | Petroleum | Mid-grade gasoline | Mid-grade gasoline | Retail | Steel | Single Wall | Coated & cathodic protection (sti-P3) |  | Double Wall |  |  | Catchment Basin | Flow Rest 90% Full | Flow Rest 90% Full |  |  | Continuous Automatic Tank Gauge |  | Automatic flow restrictor (MLLD) | Automatic flow restrictor (MLLD) |  |  | Annual line testing | Annual line testing |  | UST Currently In Use: 3; UST Temp Close: 0; AST Currently In Use: 0; AST Temp Closed: 0 | 3 | 0 | 0 | 12373-121-015460 | HILL PETROLEUM CO INC
41804 | Currently in Use |  | 1990-08-10 |  | Petroleum | Premium gasoline | Premium gasoline | Retail | Single Wall | Single Wall | Coated & cathodic protection (sti-P3) |  | Double Wall |  |  | Catchment Basin | Flow Rest 90% Full | Flow Rest 90% Full |  |  | Continuous Automatic Tank Gauge |  | Containment Sump | Automatic flow restrictor (MLLD) |  |  | Annual line testing | Annual line testing |  | UST Currently In Use: 3; UST Temp Close: 0; AST Currently In Use: 0; AST Temp Closed: 0 | 3 | 0 | 0 | 12373-121-015460 | HILL PETROLEUM CO INC
41805 | Temporary Closed | 2011-10-07 | 1991-02-20 |  | Petroleum | Unleaded gasoline | Unleaded gasoline | Retail | Steel | Steel | Coated & cathodic protection (sti-P3) |  | Fiberglass reinforced plastic |  |  | Catchment Basin | Flow Rest 90% Full | Flow Rest 90% Full | [11 empty] | UST Currently In Use: 0; UST Temp Close: 1; AST Currently In Use: 0; AST Temp Closed: 1 | 0 | 1 | 0 | 17339-017-015461 | ED HYDE
41806 | Permanently Closed | 2012-11-26 | 1990-11-02 | 2012-11-26 | Petroleum | Unleaded gasoline | Unleaded gasoline | Industrial | Steel | Steel | Coated & cathodic protection (sti-P3) |  | Fiberglass reinforced plastic |  |  | Catchment Basin | Flow Rest 90% Full | Flow Rest 90% Full |  |  | Statistical Inventory Reconciliation (SIR) | [8 empty] | UST Currently In Use: 0; UST Temp Close: 0; AST Currently In Use: 1; AST Temp Closed: 0 | 0 | 0 | 4 | 24062-017-007189 | KNOLOGY INC
41807 | Currently in Use |  | 1991-02-27 |  | Petroleum | Unleaded gasoline | Unleaded gasoline | Retail | Fiberglass reinforced plastic | Fiberglass reinforced plastic |  |  | Fiberglass reinforced plastic |  | 1901-01-01 | Catchment Basin | Automatic shutoff device At 95% full | Automatic shutoff device At 95% full |  |  | Automatic Tank Gauge | [8 empty] | UST Currently In Use: 2; UST Temp Close: 0; AST Currently In Use: 0; AST Temp Closed: 0 | 2 | 0 | 3 | 24771-003-002513 | PARTH PATEL
41808 | Currently in Use |  | 1991-02-27 |  | Petroleum | Unleaded gasoline | Unleaded gasoline | Retail | Fiberglass reinforced plastic | Fiberglass reinforced plastic |  |  | Fiberglass reinforced plastic |  | 1901-01-01 | Catchment Basin | Automatic shutoff device At 95% full | Automatic shutoff device At 95% full |  |  | Automatic Tank Gauge | [8 empty] | UST Currently In Use: 2; UST Temp Close: 0; AST Currently In Use: 0; AST Temp Closed: 0 | 2 | 0 | 3 | 24771-003-002513 | PARTH PATEL
41809 | Currently in Use |  | 1990-11-30 |  | Petroleum | Unleaded gasoline | Unleaded gasoline | Retail | Steel | Steel | Coated & cathodic protection (sti-P3) |  | Fiberglass reinforced plastic |  |  | Catchment Basin | Flow Rest 90% Full | Flow Rest 90% Full |  |  | Continuous Automatic Tank Gauge |  | Automatic flow restrictor (MLLD) | Automatic flow restrictor (MLLD) |  |  | Annual line testing | Annual line testing |  | UST Currently In Use: 3; UST Temp Close: 0; AST Currently In Use: 0; AST Temp Closed: 0 | 3 | 0 | 0 | 23829-045-015642 | LOWER AL PROPERTIES LLC
41811 | Currently in Use |  | 1990-11-30 |  | Petroleum | Premium gasoline | Premium gasoline | Retail | Steel | Steel | Coated & cathodic protection (sti-P3) |  | Fiberglass reinforced plastic |  |  | Catchment Basin | Flow Rest 90% Full | Flow Rest 90% Full |  |  | Continuous Automatic Tank Gauge |  | Containment Sump | Automatic flow restrictor (MLLD) |  |  | Annual line testing | Annual line testing |  | UST Currently In Use: 3; UST Temp Close: 0; AST Currently In Use: 0; AST Temp Closed: 0 | 3 | 0 | 0 | 23829-045-015642 | LOWER AL PROPERTIES LLC
41812 | Currently in Use |  | 1990-11-30 |  | Petroleum | On road diesel | On road diesel | Retail | Steel | Steel | Coated & cathodic protection (sti-P3) |  | Fiberglass reinforced plastic |  |  | Catchment Basin | Flow Rest 90% Full | Flow Rest 90% Full |  |  | Continuous Automatic Tank Gauge |  | Containment Sump | Automatic flow restrictor (MLLD) |  |  | Annual line testing | Annual line testing |  | UST Currently In Use: 3; UST Temp Close: 0; AST Currently In Use: 0; AST Temp Closed: 0 | 3 | 0 | 0 | 23829-045-015642 | LOWER AL PROPERTIES LLC
41813 | Permanently Closed | 1999-11-17 | 1976-01-01 | 1999-11-17 | Petroleum | Unleaded gasoline | Unleaded gasoline |  | Steel | Steel |  | Painted or None | Steel |  | 1901-01-01 | [14 empty] | UST Currently In Use: 0; UST Temp Close: 0; AST Currently In Use: 0; AST Temp Closed: 0 | 0 | 0 | 2 | 20469-045-014757 | MARY BERRY
41814 | Permanently Closed | 1999-11-17 | 1901-01-01 | 1999-11-17 | Petroleum | Unleaded gasoline | Unleaded gasoline |  | Steel | Steel |  | Painted or None | Steel |  | 1901-01-01 | [14 empty] | UST Currently In Use: 0; UST Temp Close: 0; AST Currently In Use: 0; AST Temp Closed: 0 | 0 | 0 | 2 | 20469-045-014757 | MARY BERRY
41815 | Temporary Closed | 2010-06-02 | 1991-02-12 |  | Petroleum | Unleaded gasoline | Unleaded gasoline | Retail | Steel | Steel | Coated & cathodic protection (sti-P3) |  | Fiberglass reinforced plastic |  | 1901-01-01 | Catchment Basin | Flow Rest 90% Full | Flow Rest 90% Full | [11 empty] | UST Currently In Use: 0; UST Temp Close: 2; AST Currently In Use: 1; AST Temp Closed: 0 | 0 | 2 | 2 | 22289-005-007859 | FREDDIE MCNABB
41816 | Temporary Closed | 2010-09-02 | 1991-02-12 |  | Petroleum | Premium gasoline | Premium gasoline | Retail | Steel | Steel | Coated & cathodic protection (sti-P3) |  | Fiberglass reinforced plastic |  | 1901-01-01 | Catchment Basin | Flow Rest 90% Full | Flow Rest 90% Full | [11 empty] | UST Currently In Use: 0; UST Temp Close: 2; AST Currently In Use: 1; AST Temp Closed: 0 | 0 | 2 | 2 | 22289-005-007859 | FREDDIE MCNABB
41817 | Permanently Closed | 1992-09-30 | 1977-01-01 | 1992-09-30 | Petroleum | Unleaded gasoline | Unleaded gasoline |  | Steel | Steel |  | Painted or None | Steel |  | 1901-01-01 | [14 empty] | UST Currently In Use: 0; UST Temp Close: 0; AST Currently In Use: 0; AST Temp Closed: 0 | 0 | 0 | 4 | 16481-123-010459 | J L TAPLEY
41826 | Permanently Closed | 1991-01-01 | 1989-02-01 | 1991-01-01 | Petroleum | Unleaded gasoline | Unleaded gasoline |  | Steel | Steel |  | Painted or None | Steel |  | 1901-01-01 | [5 empty] | Manual Tank Gauging (only tanks 1000 gal. or less and 48” or 64” in diameter) | [8 empty] | UST Currently In Use: 0; UST Temp Close: 0; AST Currently In Use: 0; AST Temp Closed: 0 | 0 | 0 | 1 | 17341-015-015463 | LASED INC
41827 | Currently in Use |  | 1991-04-02 |  | Petroleum | On road diesel | On road diesel | Retail | Single Wall | Single Wall | Coated & cathodic protection (sti-P3) |  | Fiberglass reinforced plastic |  |  | Catchment Basin | Flow Rest 90% Full | Flow Rest 90% Full |  |  | Continuous Automatic Tank Gauge |  | LINES TEMP | Automatic flow restrictor (MLLD) |  |  | Annual line testing | Annual line testing |  | UST Currently In Use: 3; UST Temp Close: 1; AST Currently In Use: 0; AST Temp Closed: 0 | 3 | 1 | 5 | 24686-103-004500 | PAPA JACKS INC
41828 | Currently in Use |  | 1991-04-02 |  | Petroleum | On road diesel | On road diesel | Retail | Single Wall | Single Wall | Coated & cathodic protection (sti-P3) |  | Fiberglass reinforced plastic |  |  | Catchment Basin | Flow Rest 90% Full | Flow Rest 90% Full |  |  | Continuous Automatic Tank Gauge |  | Automatic flow restrictor (MLLD) | Automatic flow restrictor (MLLD) |  |  | LINES TEMP | Annual line testing |  | UST Currently In Use: 3; UST Temp Close: 1; AST Currently In Use: 0; AST Temp Closed: 0 | 3 | 1 | 5 | 24686-103-004500 | PAPA JACKS INC
41829 | Currently in Use |  | 1991-04-02 |  | Petroleum | Unleaded gasoline | Unleaded gasoline | Retail | Single Wall | Single Wall | Coated & cathodic protection (sti-P3) |  | Fiberglass reinforced plastic |  |  | Catchment Basin | Flow Rest 90% Full | Flow Rest 90% Full |  |  | Continuous Automatic Tank Gauge |  | LINES TEMP | Automatic flow restrictor (MLLD) |  |  | LINES TEMP | Annual line testing |  | UST Currently In Use: 3; UST Temp Close: 1; AST Currently In Use: 0; AST Temp Closed: 0 | 3 | 1 | 5 | 24686-103-004500 | PAPA JACKS INC
41830 | Temporary Closed | 2019-02-01 | 1991-04-02 |  | Petroleum | Kerosene | Kerosene |  | Single Wall | Single Wall | Coated & cathodic protection (sti-P3) |  | Single Wall |  |  | Catchment Basin | Flow Rest 90% Full | Flow Rest 90% Full |  |  | Continuous Automatic Tank Gauge |  | Automatic flow restrictor (MLLD) | Automatic flow restrictor (MLLD) |  |  | Annual line testing | Annual line testing |  | UST Currently In Use: 3; UST Temp Close: 1; AST Currently In Use: 0; AST Temp Closed: 0 | 3 | 1 | 5 | 24686-103-004500 | PAPA JACKS INC
41831 | Temporary Closed | 2017-09-19 | 1988-08-15 |  | Petroleum | Unleaded gasoline | Unleaded gasoline | Retail | Steel | Single Wall | Coated & cathodic protection (sti-P3) |  | Fiberglass reinforced plastic |  | 1901-01-01 | Catchment Basin | Flow Rest 90% Full | Flow Rest 90% Full |  |  | Continuous Automatic Tank Gauge |  | Automatic flow restrictor (MLLD) | Automatic flow restrictor (MLLD) |  |  | Annual line testing | Annual line testing |  | UST Currently In Use: 0; UST Temp Close: 5; AST Currently In Use: 0; AST Temp Closed: 0 | 0 | 5 | 3 | 24631-071-011017 | RAJ DEV PROPERTIES
41832 | Temporary Closed | 2016-03-24 | 1988-08-15 |  | Petroleum | Mid-grade gasoline | Mid-grade gasoline | Retail | Steel | Single Wall | Field installed cathodic protection |  | Fiberglass reinforced plastic |  | 1901-01-01 | Catchment Basin | Flow Rest 90% Full | Flow Rest 90% Full |  |  | Continuous Automatic Tank Gauge |  | Automatic flow restrictor (MLLD) | Automatic flow restrictor (MLLD) |  |  | Annual line testing | Annual line testing |  | UST Currently In Use: 0; UST Temp Close: 5; AST Currently In Use: 0; AST Temp Closed: 0 | 0 | 5 | 3 | 24631-071-011017 | RAJ DEV PROPERTIES
41833 | Temporary Closed | 2017-09-19 | 1988-08-15 |  | Petroleum | Premium gasoline | Premium gasoline | Retail | Single Wall | Single Wall | Field installed cathodic protection |  | Single Wall |  | 1901-01-01 | Catchment Basin | Flow Rest 90% Full | Flow Rest 90% Full |  |  | Continuous Automatic Tank Gauge |  | Automatic flow restrictor (MLLD) | Automatic flow restrictor (MLLD) |  |  | Annual line testing | Annual line testing |  | UST Currently In Use: 0; UST Temp Close: 5; AST Currently In Use: 0; AST Temp Closed: 0 | 0 | 5 | 3 | 24631-071-011017 | RAJ DEV PROPERTIES
41834 | Temporary Closed | 2017-09-19 | 1988-08-15 |  | Petroleum | On road diesel | On road diesel | Retail | Single Wall | Single Wall | Coated & cathodic protection (sti-P3) |  | Fiberglass reinforced plastic |  | 1901-01-01 | Catchment Basin | Flow Rest 90% Full | Flow Rest 90% Full |  |  | Continuous Automatic Tank Gauge |  | Automatic flow restrictor (MLLD) | Automatic flow restrictor (MLLD) |  |  | Annual line testing | Annual line testing |  | UST Currently In Use: 0; UST Temp Close: 5; AST Currently In Use: 0; AST Temp Closed: 0 | 0 | 5 | 3 | 24631-071-011017 | RAJ DEV PROPERTIES
41835 | Temporary Closed | 2016-03-24 | 1988-08-15 |  | Petroleum | Kerosene | Kerosene | Retail | Single Wall | Single Wall | Coated & cathodic protection (sti-P3) |  | Single Wall |  | 1901-01-01 | Catchment Basin | Flow Rest 90% Full | Flow Rest 90% Full |  |  | Continuous Automatic Tank Gauge | [8 empty] | UST Currently In Use: 0; UST Temp Close: 5; AST Currently In Use: 0; AST Temp Closed: 0 | 0 | 5 | 3 | 24631-071-011017 | RAJ DEV PROPERTIES
41836 | Currently in Use |  | 1991-01-15 |  | Petroleum | Unleaded gasoline | Unleaded gasoline | Local government | Fiberglass reinforced plastic | Fiberglass reinforced plastic |  |  | Fiberglass reinforced plastic |  | 1901-01-01 | Catchment Basin | Automatic shutoff device At 95% full | Automatic shutoff device At 95% full |  |  | Automatic Tank Gauge | [8 empty] | UST Currently In Use: 2; UST Temp Close: 0; AST Currently In Use: 0; AST Temp Closed: 0 | 2 | 0 | 1 | 10994-073-004181 | CITY OF BIRMINGHAM
41837 | Currently in Use |  | 1991-01-15 |  | Petroleum | On road diesel | On road diesel | Local government | Fiberglass reinforced plastic | Fiberglass reinforced plastic |  |  | Fiberglass reinforced plastic |  | 1901-01-01 | Catchment Basin | Automatic shutoff device At 95% full | Automatic shutoff device At 95% full |  |  | Automatic Tank Gauge | [8 empty] | UST Currently In Use: 2; UST Temp Close: 0; AST Currently In Use: 0; AST Temp Closed: 0 | 2 | 0 | 1 | 10994-073-004181 | CITY OF BIRMINGHAM
41838 | Permanently Closed | 2015-06-30 | 1990-11-24 | 2015-08-04 | Petroleum | Unleaded gasoline | Unleaded gasoline | Industrial | Fiberglass coated steel | Fiberglass coated steel |  |  | Fiberglass reinforced plastic |  | 1901-01-01 | Catchment Basin | Flow Rest 90% Full | Flow Rest 90% Full |  |  | Continuous Automatic Tank Gauge |  | Automatic shutoff device (AELLD) | Automatic shutoff device (AELLD) | [5 empty] | UST Currently In Use: 0; UST Temp Close: 0; AST Currently In Use: 0; AST Temp Closed: 0 | 0 | 0 | 2 | 11238-103-001402 | COOKS PEST CONTROL
41839 | Currently in Use |  | 1991-01-23 |  | Petroleum | E85 | E85 | Bulk facility | Steel | Steel | Coated & cathodic protection (sti-P3) |  | STL RISERS |  |  | Catchment Basin | Automatic shutoff device At 95% full | Automatic shutoff device At 95% full |  |  | Continuous Automatic Tank Gauge |  | Automatic shutoff device (AELLD) | Automatic flow restrictor (MLLD) |  |  | Annual line testing | Annual line testing |  | UST Currently In Use: 7; UST Temp Close: 0; AST Currently In Use: 0; AST Temp Closed: 0 | 7 | 0 | 1 | 10182-121-011235 | ALLEN OIL CO
41840 | Currently in Use |  | 1980-01-01 |  | Petroleum | Kerosene | Kerosene | Retail | Steel | Steel | Field installed cathodic protection |  | STL RISERS |  |  | Catchment Basin | Automatic shutoff device At 95% full | Automatic shutoff device At 95% full | Interstitial Monitoring within Secondary Containment |  | Continuous Automatic Tank Gauge |  | Automatic shutoff device (AELLD) | Automatic flow restrictor (MLLD) |  |  | Annual line testing | Annual line testing |  | UST Currently In Use: 7; UST Temp Close: 0; AST Currently In Use: 0; AST Temp Closed: 0 | 7 | 0 | 1 | 10182-121-011235 | ALLEN OIL CO
41841 | Permanently Closed | 2009-10-26 | 1988-11-06 | 2010-09-01 | Petroleum | Unleaded gasoline | Unleaded gasoline | Retail | Steel | Steel | Coated & cathodic protection (sti-P3) |  | Fiberglass reinforced plastic |  |  | Catchment Basin | Automatic shutoff device At 95% full | Automatic shutoff device At 95% full |  |  | Statistical Inventory Reconciliation (SIR) | [5 empty] | Statistical inventory reconciliation (SIR) | Statistical inventory reconciliation (SIR) |  | UST Currently In Use: 0; UST Temp Close: 0; AST Currently In Use: 0; AST Temp Closed: 0 | 0 | 0 | 5 | 11402-043-015425 | DEAN OIL CO INC
41842 | Permanently Closed | 2009-10-26 | 1988-11-06 | 2010-09-01 | Petroleum | Unleaded gasoline | Unleaded gasoline | Retail | Steel | Steel | Coated & cathodic protection (sti-P3) |  | Fiberglass reinforced plastic |  |  | Catchment Basin | Automatic shutoff device At 95% full | Automatic shutoff device At 95% full |  |  | Statistical Inventory Reconciliation (SIR) | [5 empty] | Statistical inventory reconciliation (SIR) | Statistical inventory reconciliation (SIR) |  | UST Currently In Use: 0; UST Temp Close: 0; AST Currently In Use: 0; AST Temp Closed: 0 | 0 | 0 | 5 | 11402-043-015425 | DEAN OIL CO INC
41843 | Permanently Closed | 2009-10-26 | 1988-11-06 | 2010-09-01 | Petroleum | Premium gasoline | Premium gasoline | Retail | Steel | Steel | Coated & cathodic protection (sti-P3) |  | Fiberglass reinforced plastic |  |  | Catchment Basin | Automatic shutoff device At 95% full | Automatic shutoff device At 95% full |  |  | Statistical Inventory Reconciliation (SIR) | [5 empty] | Statistical inventory reconciliation (SIR) | Statistical inventory reconciliation (SIR) |  | UST Currently In Use: 0; UST Temp Close: 0; AST Currently In Use: 0; AST Temp Closed: 0 | 0 | 0 | 5 | 11402-043-015425 | DEAN OIL CO INC
41844 | Permanently Closed | 2009-10-26 | 1988-11-06 | 2010-09-01 | Petroleum | On road diesel | On road diesel | Retail | Steel | Steel | Coated & cathodic protection (sti-P3) |  | Fiberglass reinforced plastic |  |  | Catchment Basin | Automatic shutoff device At 95% full | Automatic shutoff device At 95% full |  |  | Statistical Inventory Reconciliation (SIR) | [5 empty] | Statistical inventory reconciliation (SIR) | Statistical inventory reconciliation (SIR) |  | UST Currently In Use: 0; UST Temp Close: 0; AST Currently In Use: 0; AST Temp Closed: 0 | 0 | 0 | 5 | 11402-043-015425 | DEAN OIL CO INC
41845 | Permanently Closed | 1999-11-05 | 1988-11-06 | 1999-10-09 | Petroleum | Kerosene | Kerosene |  | Steel | Steel | Coated & cathodic protection (sti-P3) |  | Steel |  | 1901-01-01 | [11 empty] | Annual line testing | Annual line testing |  | UST Currently In Use: 0; UST Temp Close: 0; AST Currently In Use: 0; AST Temp Closed: 0 | 0 | 0 | 5 | 11402-043-015425 | DEAN OIL CO INC
41846 | Permanently Closed | 1998-12-21 | 1988-05-30 | 1999-05-25 | Petroleum | On road diesel | On road diesel | Retail | Steel | Steel |  | Painted or None | Steel |  | 1901-01-01 | [11 empty] | Annual line testing | Annual line testing |  | UST Currently In Use: 1; UST Temp Close: 0; AST Currently In Use: 0; AST Temp Closed: 0 | 1 | 0 | 6 | 17006-109-009828 | SACO SERVICES
41847 | Permanently Closed | 1998-12-21 | 1988-05-30 | 1999-05-25 | Petroleum | On road diesel | On road diesel | Retail | Steel | Steel |  | Painted or None | Steel |  | 1901-01-01 | [11 empty] | Annual line testing | Annual line testing |  | UST Currently In Use: 1; UST Temp Close: 0; AST Currently In Use: 0; AST Temp Closed: 0 | 1 | 0 | 6 | 17006-109-009828 | SACO SERVICES
41848 | Currently in Use |  | 1990-09-01 |  | Petroleum | Unleaded gasoline | Unleaded gasoline | Retail | Single Wall | Single Wall | Coated & cathodic protection (sti-P3) |  | Single Wall |  |  | Catchment Basin | Flow Rest 90% Full | Flow Rest 90% Full |  |  | Statistical Inventory Reconciliation (SIR) | [8 empty] | UST Currently In Use: 1; UST Temp Close: 0; AST Currently In Use: 0; AST Temp Closed: 0 | 1 | 0 | 6 | 17006-109-009828 | SACO SERVICES
41849 | Permanently Closed | 2006-10-01 | 1990-09-15 | 2006-11-06 | Petroleum | Unleaded gasoline | Unleaded gasoline | Retail | Steel | Steel | Coated & cathodic protection (sti-P3) |  | Fiberglass reinforced plastic |  | 1901-01-01 | Catchment Basin | Flow Rest 90% Full | Flow Rest 90% Full |  |  | Continuous Automatic Tank Gauge | [5 empty] | Annual line testing | Annual line testing |  | UST Currently In Use: 2; UST Temp Close: 0; AST Currently In Use: 0; AST Temp Closed: 0 | 2 | 0 | 3 | 24764-089-015388 | KS PROPERTIES - MADISON, LLC
41850 | Permanently Closed | 2006-10-01 | 1990-09-15 | 2006-11-06 | Petroleum | Mid-grade gasoline | Mid-grade gasoline | Retail | Steel | Steel | Field installed cathodic protection |  | Fiberglass reinforced plastic |  | 1901-01-01 | Catchment Basin | Flow Rest 90% Full | Flow Rest 90% Full |  |  | Continuous Automatic Tank Gauge | [5 empty] | Annual line testing | Annual line testing |  | UST Currently In Use: 2; UST Temp Close: 0; AST Currently In Use: 0; AST Temp Closed: 0 | 2 | 0 | 3 | 24764-089-015388 | KS PROPERTIES - MADISON, LLC
41851 | Permanently Closed | 2006-10-01 | 1990-09-15 | 2006-11-06 | Petroleum | Premium gasoline | Premium gasoline | Retail | Steel | Steel | Coated & cathodic protection (sti-P3) |  | Fiberglass reinforced plastic |  | 1901-01-01 | Catchment Basin | Flow Rest 90% Full | Flow Rest 90% Full |  |  | Continuous Automatic Tank Gauge | [5 empty] | Annual line testing | Annual line testing |  | UST Currently In Use: 2; UST Temp Close: 0; AST Currently In Use: 0; AST Temp Closed: 0 | 2 | 0 | 3 | 24764-089-015388 | KS PROPERTIES - MADISON, LLC
41852 | Currently in Use |  | 1990-09-01 |  | Petroleum | Unleaded gasoline | Unleaded gasoline | Local government | Fiberglass reinforced plastic | Fiberglass reinforced plastic |  |  | Fiberglass reinforced plastic |  | 1901-01-01 | Catchment Basin | Flow Rest 90% Full | Automatic shutoff device At 95% full |  |  | Continuous Automatic Tank Gauge | [8 empty] | UST Currently In Use: 1; UST Temp Close: 0; AST Currently In Use: 0; AST Temp Closed: 0 | 1 | 0 | 0 | 17309-095-015389 | MARSHALL COUNTY COMMISSION
41853 | Currently in Use |  | 1991-03-15 |  | Petroleum | Unleaded gasoline | Unleaded gasoline | Retail | Single Wall | Single Wall | Coated & cathodic protection (sti-P3) |  | Fiberglass reinforced plastic |  |  | Catchment Basin | Flow Rest 90% Full | Flow Rest 90% Full |  |  | Continuous Automatic Tank Gauge |  | Automatic flow restrictor (MLLD) | Automatic flow restrictor (MLLD) |  |  | Annual line testing | Annual line testing |  | UST Currently In Use: 3; UST Temp Close: 0; AST Currently In Use: 1; AST Temp Closed: 0 | 3 | 0 | 2 | 25298-095-001363 | DAVID R MCCULLARS
41854 | Currently in Use |  | 1991-03-15 |  | Petroleum | Premium gasoline | Premium gasoline | Retail | Steel | Single Wall | Coated & cathodic protection (sti-P3) |  | Fiberglass reinforced plastic |  |  | Catchment Basin | Flow Rest 90% Full | Flow Rest 90% Full |  |  | Continuous Automatic Tank Gauge |  | Automatic flow restrictor (MLLD) | Automatic flow restrictor (MLLD) |  |  | Annual line testing | Annual line testing |  | UST Currently In Use: 3; UST Temp Close: 0; AST Currently In Use: 1; AST Temp Closed: 0 | 3 | 0 | 2 | 25298-095-001363 | DAVID R MCCULLARS
41855 | Currently in Use |  | 1991-03-15 |  | Petroleum | On road diesel | On road diesel | Retail | Single Wall | Single Wall | Coated & cathodic protection (sti-P3) |  | Double Wall |  |  | Catchment Basin | Flow Rest 90% Full | Flow Rest 90% Full |  |  | Continuous Automatic Tank Gauge |  | Automatic flow restrictor (MLLD) | Automatic flow restrictor (MLLD) |  |  | Annual line testing | Annual line testing |  | UST Currently In Use: 3; UST Temp Close: 0; AST Currently In Use: 1; AST Temp Closed: 0 | 3 | 0 | 2 | 25298-095-001363 | DAVID R MCCULLARS
41856 | Temporary Closed | 2007-04-03 | 1991-03-18 |  | Petroleum | Unleaded gasoline | Unleaded gasoline | Retail | Steel | Single Wall | Coated & cathodic protection (sti-P3) |  | Fiberglass reinforced plastic |  | 1901-01-01 | Catchment Basin | Flow Rest 90% Full | Flow Rest 90% Full |  |  | Statistical Inventory Reconciliation (SIR) | [8 empty] | UST Currently In Use: 0; UST Temp Close: 3; AST Currently In Use: 0; AST Temp Closed: 0 | 0 | 3 | 4 | 25926-059-012365 | LINDA F SEAY
41857 | Temporary Closed | 2007-04-03 | 1991-03-18 |  | Petroleum | Mid-grade gasoline | Mid-grade gasoline | Retail | Single Wall | Single Wall | Coated & cathodic protection (sti-P3) |  | Fiberglass reinforced plastic |  | 1901-01-01 | Catchment Basin | Flow Rest 90% Full | Flow Rest 90% Full |  |  | Statistical Inventory Reconciliation (SIR) | [8 empty] | UST Currently In Use: 0; UST Temp Close: 3; AST Currently In Use: 0; AST Temp Closed: 0 | 0 | 3 | 4 | 25926-059-012365 | LINDA F SEAY
41858 | Temporary Closed | 2007-04-03 | 1991-03-18 |  | Petroleum | Premium gasoline | Premium gasoline | Retail | Single Wall | Single Wall | Coated & cathodic protection (sti-P3) |  | Fiberglass reinforced plastic |  | 1901-01-01 | Catchment Basin | Flow Rest 90% Full | Flow Rest 90% Full |  |  | Statistical Inventory Reconciliation (SIR) | [8 empty] | UST Currently In Use: 0; UST Temp Close: 3; AST Currently In Use: 0; AST Temp Closed: 0 | 0 | 3 | 4 | 25926-059-012365 | LINDA F SEAY
41859 | Permanently Closed | 1999-12-22 | 1980-01-01 | 1999-12-22 | Petroleum | Used oil | Used oil | [7 empty] | 1901-01-01 | Other | EXEMPT | Other | [11 empty] | UST Currently In Use: 0; UST Temp Close: 0; AST Currently In Use: 0; AST Temp Closed: 0 | 0 | 0 | 7 | 13843-087-004460 | PERRY OIL CO
41860 | Permanently Closed | 1993-05-01 | 1985-06-01 | 1996-05-01 | Petroleum | On road diesel | On road diesel | State/federal government | Fiberglass reinforced plastic | Fiberglass reinforced plastic |  |  |  |  | 1901-01-01 | [14 empty] | UST Currently In Use: 3; UST Temp Close: 0; AST Currently In Use: 18; AST Temp Closed: 0 | 3 | 0 | 29 | 15057-089-002590 | US ARMY GARRISON - REDSTONE
41861 | Permanently Closed | 1998-12-22 | 1976-01-01 | 1999-12-23 | Petroleum | Unleaded gasoline | Unleaded gasoline | Retail | Steel | Steel |  |  | Steel |  | 1901-01-01 | Catchment Basin | Automatic shutoff device At 95% full | Automatic shutoff device At 95% full | [11 empty] | UST Currently In Use: 0; UST Temp Close: 0; AST Currently In Use: 0; AST Temp Closed: 0 | 0 | 0 | 3 | 17912-073-015426 | MODI INTERNATIONAL
41862 | Permanently Closed | 1998-12-22 | 1976-01-01 | 1999-12-23 | Petroleum | Mid-grade gasoline | Mid-grade gasoline | Retail | Steel | Steel |  |  | Steel |  | 1901-01-01 | Catchment Basin | Automatic shutoff device At 95% full | Automatic shutoff device At 95% full | [11 empty] | UST Currently In Use: 0; UST Temp Close: 0; AST Currently In Use: 0; AST Temp Closed: 0 | 0 | 0 | 3 | 17912-073-015426 | MODI INTERNATIONAL
41863 | Permanently Closed | 1998-12-22 | 1976-01-01 | 1999-12-23 | Petroleum | Premium gasoline | Premium gasoline | Retail | Steel | Steel |  |  | Steel |  | 1901-01-01 | [14 empty] | UST Currently In Use: 0; UST Temp Close: 0; AST Currently In Use: 0; AST Temp Closed: 0 | 0 | 0 | 3 | 17912-073-015426 | MODI INTERNATIONAL
41864 | Permanently Closed | 1997-08-06 | 1991-02-14 | 1997-08-06 | Petroleum | Unleaded gasoline | Unleaded gasoline | Bulk facility | Fiberglass coated steel | Fiberglass coated steel |  |  | Fiberglass reinforced plastic |  | 1901-01-01 | Catchment Basin | Flow Rest 90% Full | Flow Rest 90% Full | [8 empty] | Annual line testing | Annual line testing |  | UST Currently In Use: 0; UST Temp Close: 0; AST Currently In Use: 0; AST Temp Closed: 0 | 0 | 0 | 2 | 12493-089-006674 | HUNTSVILLE MADISON COUNTY AIRPORT
41865 | Permanently Closed | 1997-08-06 | 1991-02-14 | 1997-08-06 | Petroleum | On road diesel | On road diesel | Bulk facility | Fiberglass coated steel | Fiberglass coated steel |  |  | Fiberglass reinforced plastic |  | 1901-01-01 | Catchment Basin | Flow Rest 90% Full | Flow Rest 90% Full | [8 empty] | Annual line testing | Annual line testing |  | UST Currently In Use: 0; UST Temp Close: 0; AST Currently In Use: 0; AST Temp Closed: 0 | 0 | 0 | 2 | 12493-089-006674 | HUNTSVILLE MADISON COUNTY AIRPORT
41866 | Permanently Closed | 2009-08-12 | 1991-02-18 | 2009-08-12 | Petroleum | On road diesel | On road diesel | Retail | Steel | Steel | Coated & cathodic protection (sti-P3) |  | Fiberglass reinforced plastic |  |  | Catchment Basin | Flow Rest 90% Full | Flow Rest 90% Full |  |  | Statistical Inventory Reconciliation (SIR) | [8 empty] | UST Currently In Use: 0; UST Temp Close: 0; AST Currently In Use: 0; AST Temp Closed: 0 | 0 | 0 | 7 | 12457-043-004196 | EIDSON PETROLEUM, INC.
41867 | Permanently Closed | 2009-08-12 | 1991-02-18 | 2009-08-12 | Petroleum | Kerosene | Kerosene | Retail | Steel | Steel | Coated & cathodic protection (sti-P3) |  | Fiberglass reinforced plastic |  |  | Catchment Basin | Flow Rest 90% Full | Flow Rest 90% Full |  |  | Statistical Inventory Reconciliation (SIR) | [8 empty] | UST Currently In Use: 0; UST Temp Close: 0; AST Currently In Use: 0; AST Temp Closed: 0 | 0 | 0 | 7 | 12457-043-004196 | EIDSON PETROLEUM, INC.
41868 | Permanently Closed | 2009-04-01 | 1991-02-18 | 2020-10-20 | Petroleum | Unleaded gasoline | Unleaded gasoline | Retail | Steel | Single Wall | Coated & cathodic protection (sti-P3) |  | Fiberglass reinforced plastic |  |  | Catchment Basin | Automatic shutoff device At 95% full | Automatic shutoff device At 95% full |  |  | Statistical Inventory Reconciliation (SIR) | [8 empty] | UST Currently In Use: 0; UST Temp Close: 0; AST Currently In Use: 0; AST Temp Closed: 0 | 0 | 0 | 7 | 12457-043-004196 | EIDSON PETROLEUM, INC.
41869 | Permanently Closed | 2009-04-01 | 1991-02-18 | 2020-10-20 | Petroleum | Premium gasoline | Premium gasoline | Retail | Steel | Single Wall | Coated & cathodic protection (sti-P3) |  | Fiberglass reinforced plastic |  |  | Catchment Basin | Automatic shutoff device At 95% full | Automatic shutoff device At 95% full |  |  | Statistical Inventory Reconciliation (SIR) | [8 empty] | UST Currently In Use: 0; UST Temp Close: 0; AST Currently In Use: 0; AST Temp Closed: 0 | 0 | 0 | 7 | 12457-043-004196 | EIDSON PETROLEUM, INC.
41871 | Permanently Closed | 1993-07-19 | 1985-01-01 | 1993-07-19 | Petroleum | Unleaded gasoline | Unleaded gasoline | State/federal government | Steel | Steel |  | Painted or None | Steel |  | 1901-01-01 | [14 empty] | UST Currently In Use: 0; UST Temp Close: 0; AST Currently In Use: 2; AST Temp Closed: 0 | 0 | 0 | 4 | 17362-117-015427 | UNIVERSITY OF MONTEVALLO
41872 | Permanently Closed | 1993-07-19 | 1985-01-01 | 1993-07-19 | Petroleum | Unleaded gasoline | Unleaded gasoline | State/federal government | Steel | Steel |  | Painted or None | Steel |  | 1901-01-01 | [14 empty] | UST Currently In Use: 0; UST Temp Close: 0; AST Currently In Use: 2; AST Temp Closed: 0 | 0 | 0 | 4 | 17362-117-015427 | UNIVERSITY OF MONTEVALLO
41873 | Permanently Closed | 1993-07-19 | 1985-01-01 | 1993-07-19 | Petroleum | On road diesel | On road diesel | State/federal government | Steel | Steel |  | Painted or None | Steel |  | 1901-01-01 | [14 empty] | UST Currently In Use: 0; UST Temp Close: 0; AST Currently In Use: 2; AST Temp Closed: 0 | 0 | 0 | 4 | 17362-117-015427 | UNIVERSITY OF MONTEVALLO
41875 | Permanently Closed | 1993-07-19 | 1985-01-01 | 1993-07-19 | Petroleum | Used oil | Used oil | State/federal government | Steel | Steel |  | Painted or None | Steel |  | 1901-01-01 | [14 empty] | UST Currently In Use: 0; UST Temp Close: 0; AST Currently In Use: 2; AST Temp Closed: 0 | 0 | 0 | 4 | 17362-117-015427 | UNIVERSITY OF MONTEVALLO
41876 | Permanently Closed | 2003-05-14 | 1991-03-21 | 2017-07-10 | Petroleum | On road diesel | On road diesel | Retail | Steel | Single Wall | Coated & cathodic protection (sti-P3) |  | Fiberglass reinforced plastic |  |  | Catchment Basin | Flow Rest 90% Full | Flow Rest 90% Full |  |  | Automatic Tank Gauge |  |  |  | Interstitial Monitoring within Secondary Containment | INTERSTITIAL BARRIER | Other | Other |  | UST Currently In Use: 0; UST Temp Close: 0; AST Currently In Use: 0; AST Temp Closed: 0 | 0 | 0 | 8 | 15284-103-011894 | WALTON MCCURRY
41877 | Permanently Closed | 2003-05-14 | 1991-03-21 | 2017-07-10 | Petroleum | Unleaded gasoline | Unleaded gasoline | Retail | Steel | Single Wall | Coated & cathodic protection (sti-P3) |  | Fiberglass reinforced plastic |  |  | Catchment Basin | Flow Rest 90% Full | Flow Rest 90% Full |  |  | Automatic Tank Gauge |  |  |  | Interstitial Monitoring within Secondary Containment | INTERSTITIAL BARRIER | Other | Other |  | UST Currently In Use: 0; UST Temp Close: 0; AST Currently In Use: 0; AST Temp Closed: 0 | 0 | 0 | 8 | 15284-103-011894 | WALTON MCCURRY
41878 | Permanently Closed | 2003-05-14 | 1991-03-21 | 2017-07-10 | Petroleum | Mid-grade gasoline | Mid-grade gasoline | Retail | Single Wall | Single Wall | Coated & cathodic protection (sti-P3) |  | Single Wall |  |  | Catchment Basin | Flow Rest 90% Full | Flow Rest 90% Full |  |  | Automatic Tank Gauge |  |  |  | Interstitial Monitoring within Secondary Containment | INTERSTITIAL BARRIER | LINER | Other |  | UST Currently In Use: 0; UST Temp Close: 0; AST Currently In Use: 0; AST Temp Closed: 0 | 0 | 0 | 8 | 15284-103-011894 | WALTON MCCURRY
41879 | Permanently Closed | 2003-05-14 | 1991-03-21 | 2017-07-10 | Petroleum | Premium gasoline | Premium gasoline | Retail | Single Wall | Single Wall | Coated & cathodic protection (sti-P3) |  | Fiberglass reinforced plastic |  |  | Catchment Basin | Flow Rest 90% Full | Flow Rest 90% Full |  |  | Automatic Tank Gauge |  |  |  | Interstitial Monitoring within Secondary Containment | INTERSTITIAL BARRIER | Other | Other |  | UST Currently In Use: 0; UST Temp Close: 0; AST Currently In Use: 0; AST Temp Closed: 0 | 0 | 0 | 8 | 15284-103-011894 | WALTON MCCURRY
41880 | Permanently Closed | 1991-09-30 | 1981-01-01 | 1991-09-30 | Petroleum | Unleaded gasoline | Unleaded gasoline |  | Steel | Steel |  |  | Steel |  | 1901-01-01 | [14 empty] | UST Currently In Use: 0; UST Temp Close: 0; AST Currently In Use: 0; AST Temp Closed: 0 | 0 | 0 | 3 | 17364-007-015432 | KERSEY CASH
41881 | Permanently Closed | 1991-09-30 | 1981-01-01 | 1991-09-30 | Petroleum | Unleaded gasoline | Unleaded gasoline |  | Steel | Steel |  |  | Steel |  | 1901-01-01 | [14 empty] | UST Currently In Use: 0; UST Temp Close: 0; AST Currently In Use: 0; AST Temp Closed: 0 | 0 | 0 | 3 | 17364-007-015432 | KERSEY CASH
41882 | Permanently Closed | 1991-09-30 | 1981-01-01 | 1991-09-30 | Petroleum | Unleaded gasoline | Unleaded gasoline |  | Steel | Steel |  |  | Steel |  | 1901-01-01 | [14 empty] | UST Currently In Use: 0; UST Temp Close: 0; AST Currently In Use: 0; AST Temp Closed: 0 | 0 | 0 | 3 | 17364-007-015432 | KERSEY CASH
41883 | Permanently Closed | 1996-07-16 | 1986-01-01 | 1996-07-16 | Petroleum | Unleaded gasoline | Unleaded gasoline |  | Steel | Steel |  | Painted or None | Steel |  | 1901-01-01 | [14 empty] | UST Currently In Use: 2; UST Temp Close: 0; AST Currently In Use: 0; AST Temp Closed: 0 | 2 | 0 | 2 | 24099-073-015433 | ABDUL KHAN
41885 | Permanently Closed | 1996-07-16 | 1986-01-01 | 1996-07-16 | Petroleum | Unleaded gasoline | Unleaded gasoline |  | Steel | Steel |  | Painted or None | Steel |  | 1901-01-01 | [14 empty] | UST Currently In Use: 2; UST Temp Close: 0; AST Currently In Use: 0; AST Temp Closed: 0 | 2 | 0 | 2 | 24099-073-015433 | ABDUL KHAN
41886 | Currently in Use |  | 1986-01-01 |  | Petroleum | Unleaded gasoline | Unleaded gasoline | Retail | Steel | Single Wall | Coated & cathodic protection (sti-P3) |  | 2-PIECES |  | 2006-08-20 | Catchment Basin | Flow Rest 90% Full | Flow Rest 90% Full |  |  | Continuous Automatic Tank Gauge |  | Automatic flow restrictor (MLLD) | Automatic flow restrictor (MLLD) |  |  | Annual line testing | Annual line testing |  | UST Currently In Use: 2; UST Temp Close: 0; AST Currently In Use: 0; AST Temp Closed: 0 | 2 | 0 | 2 | 24099-073-015433 | ABDUL KHAN
41887 | Permanently Closed | 1997-07-01 | 1983-01-01 | 1997-07-15 | Petroleum | Unleaded gasoline | Unleaded gasoline | Retail | Steel | Steel |  |  | Steel |  | 1901-01-01 | [11 empty] | Annual line testing | Annual line testing |  | UST Currently In Use: 3; UST Temp Close: 0; AST Currently In Use: 0; AST Temp Closed: 0 | 3 | 0 | 5 | 17363-073-015428 | DON HODGENS
41888 | Permanently Closed | 1997-07-01 | 1983-01-01 | 1997-07-15 | Petroleum | Unleaded gasoline | Unleaded gasoline | Retail | Steel | Steel |  |  | Steel |  | 1901-01-01 | [11 empty] | Annual line testing | Annual line testing |  | UST Currently In Use: 3; UST Temp Close: 0; AST Currently In Use: 0; AST Temp Closed: 0 | 3 | 0 | 5 | 17363-073-015428 | DON HODGENS
41889 | Permanently Closed | 1997-07-01 | 1983-01-01 | 1997-07-15 | Petroleum | Unleaded gasoline | Unleaded gasoline | Retail | Steel | Steel |  |  | Steel |  | 1901-01-01 | [11 empty] | Annual line testing | Annual line testing |  | UST Currently In Use: 3; UST Temp Close: 0; AST Currently In Use: 0; AST Temp Closed: 0 | 3 | 0 | 5 | 17363-073-015428 | DON HODGENS
41890 | Permanently Closed | 1997-07-01 | 1983-01-01 | 1997-07-15 | Petroleum | Unleaded gasoline | Unleaded gasoline | Retail | Steel | Steel |  |  | Steel |  | 1901-01-01 | [11 empty] | Annual line testing | Annual line testing |  | UST Currently In Use: 3; UST Temp Close: 0; AST Currently In Use: 0; AST Temp Closed: 0 | 3 | 0 | 5 | 17363-073-015428 | DON HODGENS
41891 | Permanently Closed | 1997-07-01 | 1983-01-01 | 1997-07-15 | Petroleum | On road diesel | On road diesel | Retail | Steel | Steel |  |  | Steel |  | 1901-01-01 | [11 empty] | Annual line testing | Annual line testing |  | UST Currently In Use: 3; UST Temp Close: 0; AST Currently In Use: 0; AST Temp Closed: 0 | 3 | 0 | 5 | 17363-073-015428 | DON HODGENS
41892 | Currently in Use |  | 1986-01-01 |  | Petroleum | Unleaded gasoline | Unleaded gasoline | Retail | Single Wall | Single Wall | Coated & cathodic protection (sti-P3) |  | Double Wall | OPW |  | Catchment Basin | Automatic shutoff device At 95% full | Automatic shutoff device At 95% full |  |  | Continuous Automatic Tank Gauge |  | Automatic flow restrictor (MLLD) | Automatic flow restrictor (MLLD) |  |  | Annual line testing | Annual line testing |  | UST Currently In Use: 2; UST Temp Close: 0; AST Currently In Use: 0; AST Temp Closed: 0 | 2 | 0 | 0 | 17363-073-015429 | DON HODGENS
41894 | Currently in Use |  | 1986-01-01 |  | Petroleum | Premium gasoline | Premium gasoline | Retail | Steel | Single Wall | Coated & cathodic protection (sti-P3) |  | Double Wall | OPW |  | Catchment Basin | Automatic shutoff device At 95% full | Automatic shutoff device At 95% full |  |  | Continuous Automatic Tank Gauge |  | Automatic flow restrictor (MLLD) | Automatic flow restrictor (MLLD) |  |  | Annual line testing | Annual line testing |  | UST Currently In Use: 2; UST Temp Close: 0; AST Currently In Use: 0; AST Temp Closed: 0 | 2 | 0 | 0 | 17363-073-015429 | DON HODGENS
41896 | Currently in Use |  | 1980-01-01 |  | Petroleum | Premium gasoline | Premium gasoline | Retail | Single Wall | Single Wall | Field installed cathodic protection |  | Flexible | OPW |  | Catchment Basin | Flow Rest 90% Full | Flow Rest 90% Full |  |  | Continuous Automatic Tank Gauge |  | Automatic flow restrictor (MLLD) | Automatic flow restrictor (MLLD) |  |  | Annual line testing | Annual line testing |  | UST Currently In Use: 2; UST Temp Close: 0; AST Currently In Use: 0; AST Temp Closed: 0 | 2 | 0 | 0 | 17363-073-015430 | DON HODGENS
41897 | Currently in Use |  | 1980-01-01 |  | Petroleum | Unleaded gasoline | Unleaded gasoline | Retail | Single Wall | Single Wall | Field installed cathodic protection |  | Double Wall | OPW |  | Catchment Basin | Flow Rest 90% Full | Flow Rest 90% Full |  |  | Continuous Automatic Tank Gauge |  | Automatic flow restrictor (MLLD) | Automatic flow restrictor (MLLD) |  |  | Annual line testing | Annual line testing |  | UST Currently In Use: 2; UST Temp Close: 0; AST Currently In Use: 0; AST Temp Closed: 0 | 2 | 0 | 0 | 17363-073-015430 | DON HODGENS
41898 | Temporary Closed | 1998-12-22 | 1978-01-01 |  | Petroleum | Unleaded gasoline | Unleaded gasoline | Retail | Steel | Steel |  |  | Fiberglass reinforced plastic |  | 1901-01-01 | [14 empty] | UST Currently In Use: 0; UST Temp Close: 3; AST Currently In Use: 0; AST Temp Closed: 0 | 0 | 3 | 0 | 17363-073-015431 | DON HODGENS
41899 | Temporary Closed | 1998-12-22 | 1978-01-01 |  | Petroleum | Unleaded gasoline | Unleaded gasoline | Retail | Steel | Steel |  |  | Fiberglass reinforced plastic |  | 1901-01-01 | [14 empty] | UST Currently In Use: 0; UST Temp Close: 3; AST Currently In Use: 0; AST Temp Closed: 0 | 0 | 3 | 0 | 17363-073-015431 | DON HODGENS
41900 | Temporary Closed | 1995-01-01 | 1981-01-01 |  | Petroleum | Kerosene | Kerosene | Retail | Steel | Steel |  |  | Steel |  | 1901-01-01 | [14 empty] | UST Currently In Use: 0; UST Temp Close: 3; AST Currently In Use: 0; AST Temp Closed: 0 | 0 | 3 | 0 | 17363-073-015431 | DON HODGENS
41901 | Currently in Use |  | 1991-02-21 |  | Petroleum | Unleaded gasoline | Unleaded gasoline | Retail | Fiberglass reinforced plastic | Fiberglass reinforced plastic |  |  | Fiberglass reinforced plastic |  | 1901-01-01 | Catchment Basin | Flow Rest 90% Full | Automatic shutoff device At 95% full |  |  | Continuous Automatic Tank Gauge | [8 empty] | UST Currently In Use: 3; UST Temp Close: 0; AST Currently In Use: 0; AST Temp Closed: 0 | 3 | 0 | 0 | 23857-083-015391 | ZTOS, INC
41902 | Currently in Use |  | 1991-02-21 |  | Petroleum | Unleaded gasoline | Unleaded gasoline | Retail | Fiberglass reinforced plastic | Fiberglass reinforced plastic |  |  | Fiberglass reinforced plastic |  | 1901-01-01 | Catchment Basin | Flow Rest 90% Full | Automatic shutoff device At 95% full |  |  | Continuous Automatic Tank Gauge | [8 empty] | UST Currently In Use: 3; UST Temp Close: 0; AST Currently In Use: 0; AST Temp Closed: 0 | 3 | 0 | 0 | 23857-083-015391 | ZTOS, INC
41903 | Currently in Use |  | 1991-02-21 |  | Petroleum | On road diesel | On road diesel | Retail | Fiberglass reinforced plastic | Fiberglass reinforced plastic |  |  | Fiberglass reinforced plastic |  | 1901-01-01 | Catchment Basin | Flow Rest 90% Full | Automatic shutoff device At 95% full |  |  | Continuous Automatic Tank Gauge | [8 empty] | UST Currently In Use: 3; UST Temp Close: 0; AST Currently In Use: 0; AST Temp Closed: 0 | 3 | 0 | 0 | 23857-083-015391 | ZTOS, INC
41904 | Temporary Closed | 2007-10-30 | 1991-03-15 |  | Petroleum | On road diesel | On road diesel | Retail | Steel | Single Wall | Coated & cathodic protection (sti-P3) |  | Single Wall |  |  | Catchment Basin | Flow Rest 90% Full | Flow Rest 90% Full |  |  | Statistical Inventory Reconciliation (SIR) | [8 empty] | UST Currently In Use: 0; UST Temp Close: 2; AST Currently In Use: 0; AST Temp Closed: 0 | 0 | 2 | 4 | 26030-059-000488 | MADE IN USA PROPERTIES LLC
41905 | Permanently Closed | 2010-11-06 | 1990-05-18 | 2012-10-03 | Petroleum | Aviation fuel (JP-4; etc.) | Aviation fuel (JP-4; etc.) | Industrial | Steel | Double Wall | Coated & cathodic protection (sti-P3) |  | ABOVEGRND |  |  | Catchment Basin | Audible high level alarm At 90% full | Audible high level alarm At 90% full | Interstitial Monitoring within Secondary Containment | MANUAL/VISUAL CHECK |  |  | ABOVEGRND | Other |  |  | ABOVEGRND | Other |  | UST Currently In Use: 5; UST Temp Close: 0; AST Currently In Use: 8; AST Temp Closed: 0 | 5 | 0 | 34 | 14817-097-011471 | CONTINENTAL MOTORS, INC.
41906 | Permanently Closed | 2010-11-06 | 1990-05-18 | 2012-10-03 | Petroleum | Aviation fuel (JP-4; etc.) | Aviation fuel (JP-4; etc.) | Industrial | Double Wall | Double Wall | Coated & cathodic protection (sti-P3) |  | ABOVEGRND |  |  | Catchment Basin | Audible high level alarm At 90% full | Audible high level alarm At 90% full | Interstitial Monitoring within Secondary Containment | MANUAL/VISUAL CHECK |  |  | Other | Other |  |  | Other | Other |  | UST Currently In Use: 5; UST Temp Close: 0; AST Currently In Use: 8; AST Temp Closed: 0 | 5 | 0 | 34 | 14817-097-011471 | CONTINENTAL MOTORS, INC.
41907 | Permanently Closed | 2014-10-13 | 1990-05-18 | 2014-10-13 | Petroleum | Other, SOLVENT | Other | Industrial | Double Wall | Double Wall | Coated & cathodic protection (sti-P3) |  | ABOVEGRND |  |  | Catchment Basin | Audible high level alarm At 90% full | Audible high level alarm At 90% full | Interstitial Monitoring within Secondary Containment | MANUAL/VISUAL CHECK |  |  | ABOVEGRND | Other |  |  | Other | Other |  | UST Currently In Use: 5; UST Temp Close: 0; AST Currently In Use: 8; AST Temp Closed: 0 | 5 | 0 | 34 | 14817-097-011471 | CONTINENTAL MOTORS, INC.
41908 | Currently in Use |  | 1991-02-17 |  | Petroleum | Used oil | Used oil | Industrial | Double Wall | Double Wall | Coated & cathodic protection (sti-P3) |  | NONE |  |  | Catchment Basin | EXEMPT | Audible high level alarm At 90% full | Interstitial Monitoring within Secondary Containment | MANUAL/VISUAL CHECK | [9 empty] | UST Currently In Use: 5; UST Temp Close: 0; AST Currently In Use: 8; AST Temp Closed: 0 | 5 | 0 | 34 | 14817-097-011471 | CONTINENTAL MOTORS, INC.
41909 | Permanently Closed | 2002-06-05 | 1991-02-27 | 2002-06-05 | Petroleum | Unleaded gasoline | Unleaded gasoline | State/federal government | Fiberglass reinforced plastic | Fiberglass reinforced plastic |  |  | Fiberglass reinforced plastic |  | 1901-01-01 | Catchment Basin | Audible high level alarm At 90% full | Audible high level alarm At 90% full |  |  | Automatic Tank Gauge |  |  |  | Interstitial Monitoring within Secondary Containment |  | Continuous alarm system | Continuous alarm system |  | UST Currently In Use: 0; UST Temp Close: 0; AST Currently In Use: 0; AST Temp Closed: 0 | 0 | 0 | 2 | 14591-097-006988 | STATE OF ALA DEPT OF PUBLIC SAFETY
41910 | Currently in Use |  | 1990-11-10 |  | Petroleum | Unleaded gasoline | Unleaded gasoline | Retail | Single Wall | Single Wall | Coated & cathodic protection (sti-P3) |  | Fiberglass reinforced plastic |  |  | Catchment Basin | Flow Rest 90% Full | Automatic shutoff device At 95% full |  |  | Automatic Tank Gauge | [8 empty] | UST Currently In Use: 4; UST Temp Close: 0; AST Currently In Use: 0; AST Temp Closed: 0 | 4 | 0 | 0 | 24304-095-015392 | WATERFRONT BAY GROCERY & TACKLE LLC
41911 | Currently in Use |  | 1990-11-10 |  | Petroleum | Unleaded gasoline | Unleaded gasoline | Retail | Single Wall | Single Wall | Coated & cathodic protection (sti-P3) |  | Single Wall |  |  | Catchment Basin | Automatic shutoff device At 95% full | Automatic shutoff device At 95% full |  |  | Automatic Tank Gauge | [8 empty] | UST Currently In Use: 4; UST Temp Close: 0; AST Currently In Use: 0; AST Temp Closed: 0 | 4 | 0 | 0 | 24304-095-015392 | WATERFRONT BAY GROCERY & TACKLE LLC
41912 | Currently in Use |  | 1990-11-10 |  | Petroleum | Premium gasoline | Premium gasoline | Retail | Single Wall | Single Wall | Coated & cathodic protection (sti-P3) |  | Single Wall |  |  | Catchment Basin | Automatic shutoff device At 95% full | Automatic shutoff device At 95% full |  |  | Automatic Tank Gauge | [8 empty] | UST Currently In Use: 4; UST Temp Close: 0; AST Currently In Use: 0; AST Temp Closed: 0 | 4 | 0 | 0 | 24304-095-015392 | WATERFRONT BAY GROCERY & TACKLE LLC
41913 | Currently in Use |  | 1990-11-10 |  | Petroleum | Other, MARINE | Other | Retail | Steel | Single Wall | Coated & cathodic protection (sti-P3) |  | Fiberglass reinforced plastic |  |  | Catchment Basin | Flow Rest 90% Full | Automatic shutoff device At 95% full |  |  | Automatic Tank Gauge | [8 empty] | UST Currently In Use: 4; UST Temp Close: 0; AST Currently In Use: 0; AST Temp Closed: 0 | 4 | 0 | 0 | 24304-095-015392 | WATERFRONT BAY GROCERY & TACKLE LLC
41914 | Currently in Use |  | 1991-03-07 |  | Petroleum | Unleaded gasoline | Unleaded gasoline | Retail | Single Wall | Single Wall | Coated & cathodic protection (sti-P3) |  | Fiberglass reinforced plastic |  |  | Catchment Basin | Automatic shutoff device At 95% full | Automatic shutoff device At 95% full |  |  | Continuous Automatic Tank Gauge |  | Automatic flow restrictor (MLLD) | Automatic flow restrictor (MLLD) |  |  | Annual line testing | Annual line testing |  | UST Currently In Use: 3; UST Temp Close: 0; AST Currently In Use: 0; AST Temp Closed: 0 | 3 | 0 | 0 | 20372-073-015434 | SUNNYLAND FOOD MART INC
41915 | Currently in Use |  | 1991-03-07 |  | Petroleum | Unleaded gasoline | Unleaded gasoline | Retail | Single Wall | Single Wall | Coated & cathodic protection (sti-P3) |  | Fiberglass reinforced plastic |  |  | Catchment Basin | Automatic shutoff device At 95% full | Automatic shutoff device At 95% full |  |  | Continuous Automatic Tank Gauge |  | Automatic flow restrictor (MLLD) | Automatic flow restrictor (MLLD) |  |  | Annual line testing | Annual line testing |  | UST Currently In Use: 3; UST Temp Close: 0; AST Currently In Use: 0; AST Temp Closed: 0 | 3 | 0 | 0 | 20372-073-015434 | SUNNYLAND FOOD MART INC
41916 | Currently in Use |  | 1991-03-07 |  | Petroleum | Premium gasoline | Premium gasoline | Retail | Single Wall | Single Wall | Coated & cathodic protection (sti-P3) |  | Single Wall |  |  | Catchment Basin | Automatic shutoff device At 95% full | Automatic shutoff device At 95% full |  |  | Continuous Automatic Tank Gauge |  | Automatic flow restrictor (MLLD) | Automatic flow restrictor (MLLD) |  |  | Annual line testing | Annual line testing |  | UST Currently In Use: 3; UST Temp Close: 0; AST Currently In Use: 0; AST Temp Closed: 0 | 3 | 0 | 0 | 20372-073-015434 | SUNNYLAND FOOD MART INC
41917 | Permanently Closed | 1992-08-01 | 1990-05-09 | 1992-08-01 | Petroleum | Unleaded gasoline | Unleaded gasoline |  | Fiberglass reinforced plastic | Fiberglass reinforced plastic |  |  | Fiberglass reinforced plastic |  | 1901-01-01 | Catchment Basin | Flow Rest 90% Full | Flow Rest 90% Full | [8 empty] | Annual line testing | Annual line testing |  | UST Currently In Use: 0; UST Temp Close: 0; AST Currently In Use: 0; AST Temp Closed: 0 | 0 | 0 | 8 | 14413-073-003011 | SHOP A SNAK FOOD MART INC
41918 | Permanently Closed | 1993-01-01 | 1980-01-01 | 1999-12-01 | Petroleum | On road diesel | On road diesel |  | Steel | Steel |  | Painted or None | Steel |  | 1901-01-01 | [14 empty] | UST Currently In Use: 0; UST Temp Close: 0; AST Currently In Use: 0; AST Temp Closed: 0 | 0 | 0 | 1 | 17382-077-015392 | CAROL DON NEWBERN
41919 | Permanently Closed | 1992-09-27 | 1985-01-01 | 1992-09-27 | Petroleum | On road diesel | On road diesel | Emergency power generator | Steel | Steel |  | Painted or None | Steel |  | 1901-01-01 | [5 empty] | Manual Tank Gauging (only tanks 1000 gal. or less and 48” or 64” in diameter) | [8 empty] | UST Currently In Use: 0; UST Temp Close: 0; AST Currently In Use: 0; AST Temp Closed: 0 | 0 | 0 | 1 | 17371-073-015435 | RGB VENTURE PARTNERSHIP
41920 | Currently in Use |  | 1991-03-15 |  | Petroleum | Unleaded gasoline | Unleaded gasoline | Retail | Single Wall | Single Wall | Field installed cathodic protection |  | Fiberglass reinforced plastic |  |  | Catchment Basin | Automatic shutoff device At 95% full | Automatic shutoff device At 95% full |  |  | Continuous Automatic Tank Gauge |  | Automatic flow restrictor (MLLD) | Automatic flow restrictor (MLLD) |  |  | Annual line testing | Annual line testing |  | UST Currently In Use: 3; UST Temp Close: 0; AST Currently In Use: 0; AST Temp Closed: 0 | 3 | 0 | 0 | 25628-071-015394 | PEARL & PREM INC
41921 | Currently in Use |  | 1991-03-15 |  | Petroleum | Unleaded gasoline | Unleaded gasoline | Retail | Single Wall | Single Wall | Coated & cathodic protection (sti-P3) |  | Double Wall |  |  | Catchment Basin | Automatic shutoff device At 95% full | Automatic shutoff device At 95% full |  |  | Continuous Automatic Tank Gauge |  | Automatic flow restrictor (MLLD) | Automatic flow restrictor (MLLD) |  |  | Annual line testing | Annual line testing |  | UST Currently In Use: 3; UST Temp Close: 0; AST Currently In Use: 0; AST Temp Closed: 0 | 3 | 0 | 0 | 25628-071-015394 | PEARL & PREM INC
41922 | Currently in Use |  | 1991-03-15 |  | Petroleum | Premium gasoline | Premium gasoline | Retail | Single Wall | Single Wall | Field installed cathodic protection |  | Double Wall |  |  | Catchment Basin | Automatic shutoff device At 95% full | Automatic shutoff device At 95% full |  |  | Continuous Automatic Tank Gauge |  | Automatic flow restrictor (MLLD) | Automatic flow restrictor (MLLD) |  |  | Annual line testing | Annual line testing |  | UST Currently In Use: 3; UST Temp Close: 0; AST Currently In Use: 0; AST Temp Closed: 0 | 3 | 0 | 0 | 25628-071-015394 | PEARL & PREM INC
41923 | Permanently Closed | 2008-10-01 | 1990-12-19 | 2008-09-30 | Petroleum | Unleaded gasoline | Unleaded gasoline | Local government | Steel | Steel | Coated & cathodic protection (sti-P3) |  | Fiberglass reinforced plastic |  | 1901-01-01 | Catchment Basin | Flow Rest 90% Full | Flow Rest 90% Full |  |  | Automatic Tank Gauge | [8 empty] | UST Currently In Use: 0; UST Temp Close: 0; AST Currently In Use: 0; AST Temp Closed: 0 | 0 | 0 | 3 | 11713-053-001197 | ESCAMBIA COUNTY BOARD OF EDUCATION
41924 | Permanently Closed | 2008-10-01 | 1990-12-19 | 2008-09-30 | Petroleum | On road diesel | On road diesel | Local government | Steel | Steel | Coated & cathodic protection (sti-P3) |  | Fiberglass reinforced plastic |  | 1901-01-01 | Catchment Basin | Flow Rest 90% Full | Flow Rest 90% Full |  |  | Automatic Tank Gauge | [8 empty] | UST Currently In Use: 0; UST Temp Close: 0; AST Currently In Use: 0; AST Temp Closed: 0 | 0 | 0 | 3 | 11713-053-001197 | ESCAMBIA COUNTY BOARD OF EDUCATION
41925 | Permanently Closed | 1991-12-09 | 1980-02-15 | 1991-12-09 | Petroleum | On road diesel | On road diesel |  | Steel | Steel |  | Painted or None | Steel |  | 1901-01-01 | [5 empty] | Manual Tank Gauging (only tanks 1000 gal. or less and 48” or 64” in diameter) | [8 empty] | UST Currently In Use: 0; UST Temp Close: 0; AST Currently In Use: 0; AST Temp Closed: 0 | 0 | 0 | 4 | 17384-033-015395 | PRICE COUNTS JR
41926 | Permanently Closed | 1991-12-09 | 1980-02-15 | 1991-12-09 | Petroleum | Unleaded gasoline | Unleaded gasoline |  | Steel | Steel |  | Painted or None | Steel |  | 1901-01-01 | [5 empty] | Manual Tank Gauging (only tanks 1000 gal. or less and 48” or 64” in diameter) | [8 empty] | UST Currently In Use: 0; UST Temp Close: 0; AST Currently In Use: 0; AST Temp Closed: 0 | 0 | 0 | 4 | 17384-033-015395 | PRICE COUNTS JR
41927 | Permanently Closed | 1991-12-09 | 1980-02-15 | 1991-12-09 | Petroleum | On road diesel | On road diesel |  | Steel | Steel |  | Painted or None | Steel |  | 1901-01-01 | [5 empty] | Manual Tank Gauging (only tanks 1000 gal. or less and 48” or 64” in diameter) | [8 empty] | UST Currently In Use: 0; UST Temp Close: 0; AST Currently In Use: 0; AST Temp Closed: 0 | 0 | 0 | 4 | 17384-033-015395 | PRICE COUNTS JR
41928 | Permanently Closed | 1991-12-09 | 1980-02-15 | 1991-12-09 | Petroleum | On road diesel | On road diesel |  | Steel | Steel |  | Painted or None | Steel |  | 1901-01-01 | [5 empty] | Manual Tank Gauging (only tanks 1000 gal. or less and 48” or 64” in diameter) | [8 empty] | UST Currently In Use: 0; UST Temp Close: 0; AST Currently In Use: 0; AST Temp Closed: 0 | 0 | 0 | 4 | 17384-033-015395 | PRICE COUNTS JR
41929 | Currently in Use |  | 1991-04-04 |  | Petroleum | Unleaded gasoline | Unleaded gasoline | Retail | Steel | Steel | Coated & cathodic protection (sti-P3) |  | Flexible |  | 2016-01-01 | Catchment Basin | Automatic shutoff device At 95% full | Automatic shutoff device At 95% full |  |  | Continuous Automatic Tank Gauge |  | Automatic shutoff device (AELLD) | Automatic shutoff device (AELLD) | Interstitial Monitoring within Secondary Containment | SENSOR TO ATG | Continuous alarm system | Continuous alarm system |  | UST Currently In Use: 3; UST Temp Close: 0; AST Currently In Use: 0; AST Temp Closed: 0 | 3 | 0 | 5 | 15420-049-000392 | MAPCO EXPRESS, INC.
41930 | Currently in Use |  | 1991-04-04 |  | Petroleum | On road diesel | On road diesel | Retail | Steel | Steel | Coated & cathodic protection (sti-P3) |  | Double Wall |  | 2016-01-01 | Catchment Basin | Automatic shutoff device At 95% full | Automatic shutoff device At 95% full |  |  | Continuous Automatic Tank Gauge |  | Automatic shutoff device (AELLD) | Automatic shutoff device (AELLD) | Interstitial Monitoring within Secondary Containment | SENSOR TO ATG | Continuous alarm system | Continuous alarm system |  | UST Currently In Use: 3; UST Temp Close: 0; AST Currently In Use: 0; AST Temp Closed: 0 | 3 | 0 | 5 | 15420-049-000392 | MAPCO EXPRESS, INC.
41931 | Currently in Use |  | 1991-04-04 |  | Petroleum | Premium gasoline | Premium gasoline | Retail | Steel | Steel | Coated & cathodic protection (sti-P3) |  | Double Wall |  | 2016-01-01 | Catchment Basin | Automatic shutoff device At 95% full | Automatic shutoff device At 95% full |  |  | Continuous Automatic Tank Gauge |  | Automatic shutoff device (AELLD) | Automatic shutoff device (AELLD) | Interstitial Monitoring within Secondary Containment | SENSOR TO ATG | Continuous alarm system | Continuous alarm system |  | UST Currently In Use: 3; UST Temp Close: 0; AST Currently In Use: 0; AST Temp Closed: 0 | 3 | 0 | 5 | 15420-049-000392 | MAPCO EXPRESS, INC.
41932 | Permanently Closed | 1998-11-25 | 1982-08-10 | 1998-11-25 | Petroleum | On road diesel | On road diesel |  | Steel | Steel |  |  | Steel |  | 1901-01-01 | [5 empty] | Statistical Inventory Reconciliation (SIR) | [8 empty] | UST Currently In Use: 0; UST Temp Close: 0; AST Currently In Use: 0; AST Temp Closed: 0 | 0 | 0 | 1 | 17385-077-015396 | LAWRENCE SMITH
41933 | Permanently Closed | 2020-07-01 | 1989-04-04 | 2021-02-22 | Petroleum | Aviation fuel (JP-4; etc.) | Aviation fuel (JP-4; etc.) | Industrial | Steel | Steel | Coated & cathodic protection (sti-P3) |  | Fiberglass reinforced plastic |  | 1901-01-01 | Catchment Basin | Automatic shutoff device At 95% full | Automatic shutoff device At 95% full |  |  | Statistical Inventory Reconciliation (SIR) |  | Automatic flow restrictor (MLLD) | Automatic flow restrictor (MLLD) |  |  | Statistical inventory reconciliation (SIR) | Statistical inventory reconciliation (SIR) |  | UST Currently In Use: 0; UST Temp Close: 0; AST Currently In Use: 0; AST Temp Closed: 1 | 0 | 0 | 1 | 17404-097-015550 | ST. ELMO AVIATION
41934 | Permanently Closed | 1990-10-01 | 1971-01-01 | 1992-08-18 | Petroleum | Unleaded gasoline | Unleaded gasoline | [7 empty] | 1901-01-01 | [14 empty] | UST Currently In Use: 0; UST Temp Close: 0; AST Currently In Use: 2; AST Temp Closed: 0 | 0 | 0 | 5 | 11181-097-001940 | COLONIAL TRAILWAYS INC
41935 | Permanently Closed | 1991-03-01 | 1971-01-01 | 1992-08-18 | Petroleum | Unleaded gasoline | Unleaded gasoline | [7 empty] | 1901-01-01 | [14 empty] | UST Currently In Use: 0; UST Temp Close: 0; AST Currently In Use: 2; AST Temp Closed: 0 | 0 | 0 | 5 | 11181-097-001940 | COLONIAL TRAILWAYS INC
41936 | Temporary Closed | 2012-11-01 | 1991-03-15 |  | Petroleum | Unleaded gasoline | Unleaded gasoline | Retail | Steel | Steel | Coated & cathodic protection (sti-P3) |  | Fiberglass reinforced plastic |  | 1901-01-01 | Catchment Basin | Flow Rest 90% Full | Flow Rest 90% Full |  |  | Statistical Inventory Reconciliation (SIR) |  | Automatic flow restrictor (MLLD) | Automatic flow restrictor (MLLD) |  |  | Statistical inventory reconciliation (SIR) | Statistical inventory reconciliation (SIR) |  | UST Currently In Use: 0; UST Temp Close: 3; AST Currently In Use: 0; AST Temp Closed: 0 | 0 | 3 | 0 | 17405-097-015551 | C H H A INC
41937 | Temporary Closed | 2012-11-11 | 1991-03-15 |  | Petroleum | Premium gasoline | Premium gasoline | Retail | Steel | Steel | Coated & cathodic protection (sti-P3) |  | Fiberglass reinforced plastic |  | 1901-01-01 | Catchment Basin | Flow Rest 90% Full | Flow Rest 90% Full |  |  | Statistical Inventory Reconciliation (SIR) |  | Automatic flow restrictor (MLLD) | Automatic flow restrictor (MLLD) |  |  | Statistical inventory reconciliation (SIR) | Statistical inventory reconciliation (SIR) |  | UST Currently In Use: 0; UST Temp Close: 3; AST Currently In Use: 0; AST Temp Closed: 0 | 0 | 3 | 0 | 17405-097-015551 | C H H A INC
41938 | Temporary Closed | 2012-11-01 | 1991-03-15 |  | Petroleum | On road diesel | On road diesel | Retail | Steel | Steel | Coated & cathodic protection (sti-P3) |  | Fiberglass reinforced plastic |  | 1901-01-01 | Catchment Basin | Flow Rest 90% Full | Flow Rest 90% Full |  |  | Statistical Inventory Reconciliation (SIR) |  | Automatic flow restrictor (MLLD) | Automatic flow restrictor (MLLD) |  |  | Statistical inventory reconciliation (SIR) | Statistical inventory reconciliation (SIR) |  | UST Currently In Use: 0; UST Temp Close: 3; AST Currently In Use: 0; AST Temp Closed: 0 | 0 | 3 | 0 | 17405-097-015551 | C H H A INC
41939 | Permanently Closed | 1991-12-26 | 1977-07-13 | 1991-12-26 | Petroleum | Unleaded gasoline | Unleaded gasoline | Local government | Steel | Steel |  |  | Steel |  | 1901-01-01 | [14 empty] | UST Currently In Use: 2; UST Temp Close: 0; AST Currently In Use: 0; AST Temp Closed: 0 | 2 | 0 | 2 | 17334-003-015457 | CITY OF DAPHNE
41940 | Permanently Closed | 1991-12-26 | 1977-07-13 | 1991-12-26 | Petroleum | On road diesel | On road diesel | Local government | Steel | Steel |  |  | Steel |  | 1901-01-01 | [14 empty] | UST Currently In Use: 2; UST Temp Close: 0; AST Currently In Use: 0; AST Temp Closed: 0 | 2 | 0 | 2 | 17334-003-015457 | CITY OF DAPHNE
41942 | Temporary Closed | 2021-08-01 | 1990-09-14 |  | Petroleum | Unleaded gasoline | Unleaded gasoline | Retail | Fiberglass coated steel | Fiberglass coated steel |  |  | Fiberglass reinforced plastic |  | 1901-01-01 | Catchment Basin | Flow Rest 90% Full | Audible high level alarm At 90% full |  |  | Continuous Automatic Tank Gauge |  | Automatic flow restrictor (MLLD) | Automatic flow restrictor (MLLD) |  |  | Annual line testing | Annual line testing |  | UST Currently In Use: 0; UST Temp Close: 4; AST Currently In Use: 0; AST Temp Closed: 0 | 0 | 4 | 4 | 21219-097-000818 | SAHORI PROPERTIES LLC
41943 | Temporary Closed | 2015-11-10 | 1990-09-14 |  | Petroleum | Mid-grade gasoline | Mid-grade gasoline | Retail | Fiberglass coated steel | Fiberglass coated steel |  |  | Fiberglass reinforced plastic |  | 1901-01-01 | Catchment Basin | Audible high level alarm At 90% full | Audible high level alarm At 90% full |  |  | Continuous Automatic Tank Gauge |  | Automatic shutoff device (AELLD) | Automatic shutoff device (AELLD) |  |  | Annual line testing | Annual line testing |  | UST Currently In Use: 0; UST Temp Close: 4; AST Currently In Use: 0; AST Temp Closed: 0 | 0 | 4 | 4 | 21219-097-000818 | SAHORI PROPERTIES LLC
41944 | Temporary Closed | 2015-11-10 | 1990-09-14 |  | Petroleum | Premium gasoline | Premium gasoline | Retail | Fiberglass coated steel | Fiberglass coated steel |  |  | Fiberglass reinforced plastic |  | 1901-01-01 | Catchment Basin | Audible high level alarm At 90% full | Audible high level alarm At 90% full |  |  | Continuous Automatic Tank Gauge |  | Automatic shutoff device (AELLD) | Automatic shutoff device (AELLD) |  |  | Annual line testing | Annual line testing |  | UST Currently In Use: 0; UST Temp Close: 4; AST Currently In Use: 0; AST Temp Closed: 0 | 0 | 4 | 4 | 21219-097-000818 | SAHORI PROPERTIES LLC
41945 | Temporary Closed | 2015-11-10 | 1990-09-14 |  | Petroleum | On road diesel | On road diesel | Retail | Fiberglass coated steel | Fiberglass coated steel |  |  | Fiberglass reinforced plastic |  | 1901-01-01 | Catchment Basin | Audible high level alarm At 90% full | Audible high level alarm At 90% full |  |  | Continuous Automatic Tank Gauge |  | Automatic shutoff device (AELLD) | Automatic shutoff device (AELLD) |  |  | Annual line testing | Annual line testing |  | UST Currently In Use: 0; UST Temp Close: 4; AST Currently In Use: 0; AST Temp Closed: 0 | 0 | 4 | 4 | 21219-097-000818 | SAHORI PROPERTIES LLC
41946 | Temporary Closed | 2007-08-01 | 1991-04-15 |  | Petroleum | Unleaded gasoline | Unleaded gasoline | Retail | Steel | Steel | Coated & cathodic protection (sti-P3) |  | Fiberglass reinforced plastic |  |  | Catchment Basin | Flow Rest 90% Full | Flow Rest 90% Full |  |  | Statistical Inventory Reconciliation (SIR) | [8 empty] | UST Currently In Use: 0; UST Temp Close: 3; AST Currently In Use: 0; AST Temp Closed: 0 | 0 | 3 | 0 | 17406-003-015552 | PATRICIA BUCK
41947 | Temporary Closed | 2007-08-01 | 1991-04-15 |  | Petroleum | Premium gasoline | Premium gasoline | Retail | Steel | Steel | Coated & cathodic protection (sti-P3) |  | Fiberglass reinforced plastic |  |  | Catchment Basin | Flow Rest 90% Full | Flow Rest 90% Full |  |  | Statistical Inventory Reconciliation (SIR) | [8 empty] | UST Currently In Use: 0; UST Temp Close: 3; AST Currently In Use: 0; AST Temp Closed: 0 | 0 | 3 | 0 | 17406-003-015552 | PATRICIA BUCK
41948 | Temporary Closed | 2007-08-01 | 1991-04-15 |  | Petroleum | Mid-grade gasoline | Mid-grade gasoline | Retail | Steel | Steel | Coated & cathodic protection (sti-P3) |  | Fiberglass reinforced plastic |  |  | Catchment Basin | Flow Rest 90% Full | Flow Rest 90% Full |  |  | Statistical Inventory Reconciliation (SIR) | [8 empty] | UST Currently In Use: 0; UST Temp Close: 3; AST Currently In Use: 0; AST Temp Closed: 0 | 0 | 3 | 0 | 17406-003-015552 | PATRICIA BUCK
41949 | Permanently Closed | 1994-02-15 | 1985-08-01 | 1994-02-15 | Petroleum | Unleaded gasoline | Unleaded gasoline |  | Steel | Steel |  | Painted or None | Steel |  | 1901-01-01 | [14 empty] | UST Currently In Use: 0; UST Temp Close: 0; AST Currently In Use: 0; AST Temp Closed: 0 | 0 | 0 | 2 | 13378-049-015437 | MCPHERSON COMPANIES, INC.
41950 | Permanently Closed | 1994-02-15 | 1985-08-01 | 1994-02-15 | Petroleum | Unleaded gasoline | Unleaded gasoline |  | Steel | Steel |  | Painted or None | Steel |  | 1901-01-01 | [14 empty] | UST Currently In Use: 0; UST Temp Close: 0; AST Currently In Use: 0; AST Temp Closed: 0 | 0 | 0 | 2 | 13378-049-015437 | MCPHERSON COMPANIES, INC.
41951 | Permanently Closed | 1998-07-23 | 1984-07-15 | 1998-07-23 | Petroleum | On road diesel | On road diesel |  | Steel | Steel |  | Painted or None | Steel |  | 1901-01-01 | [5 empty] | Statistical Inventory Reconciliation (SIR) | [8 empty] | UST Currently In Use: 0; UST Temp Close: 0; AST Currently In Use: 0; AST Temp Closed: 0 | 0 | 0 | 2 | 13378-009-015436 | MCPHERSON COMPANIES, INC.
41952 | Permanently Closed | 1998-07-23 | 1984-07-15 | 1998-07-23 | Petroleum | Unleaded gasoline | Unleaded gasoline |  | Steel | Steel |  | Painted or None | Steel |  | 1901-01-01 | [5 empty] | Statistical Inventory Reconciliation (SIR) | [8 empty] | UST Currently In Use: 0; UST Temp Close: 0; AST Currently In Use: 0; AST Temp Closed: 0 | 0 | 0 | 2 | 13378-009-015436 | MCPHERSON COMPANIES, INC.
41953 | Currently in Use |  | 1988-06-01 |  | Petroleum | Premium gasoline | Premium gasoline | Retail | Steel | Steel | Field installed cathodic protection |  | Fiberglass reinforced plastic |  |  | Catchment Basin | Automatic shutoff device At 95% full | Automatic shutoff device At 95% full |  |  | Continuous Automatic Tank Gauge |  | Automatic flow restrictor (MLLD) | Automatic flow restrictor (MLLD) |  |  | Annual line testing | Annual line testing |  | UST Currently In Use: 4; UST Temp Close: 0; AST Currently In Use: 0; AST Temp Closed: 0 | 4 | 0 | 0 | 17372-073-015438 | BILLY ABERNATHY
41954 | Currently in Use |  | 1980-06-01 |  | Petroleum | Unleaded gasoline | Unleaded gasoline | Retail | Steel | Steel | Field installed cathodic protection |  | Fiberglass reinforced plastic |  |  | Catchment Basin | Automatic shutoff device At 95% full | Automatic shutoff device At 95% full |  |  | Continuous Automatic Tank Gauge |  | Automatic flow restrictor (MLLD) | Automatic flow restrictor (MLLD) |  |  | Annual line testing | Annual line testing |  | UST Currently In Use: 4; UST Temp Close: 0; AST Currently In Use: 0; AST Temp Closed: 0 | 4 | 0 | 0 | 17372-073-015438 | BILLY ABERNATHY
41955 | Currently in Use |  | 1980-06-01 |  | Petroleum | On road diesel | On road diesel | Retail | Steel | Steel | Field installed cathodic protection |  | Fiberglass reinforced plastic |  |  | Catchment Basin | Automatic shutoff device At 95% full | Automatic shutoff device At 95% full |  |  | Continuous Automatic Tank Gauge |  | Automatic flow restrictor (MLLD) | Automatic flow restrictor (MLLD) |  |  | Annual line testing | Annual line testing |  | UST Currently In Use: 4; UST Temp Close: 0; AST Currently In Use: 0; AST Temp Closed: 0 | 4 | 0 | 0 | 17372-073-015438 | BILLY ABERNATHY
41956 | Currently in Use |  | 1988-06-01 |  | Petroleum | Kerosene | Kerosene | Retail | Steel | Steel | Field installed cathodic protection |  | Fiberglass reinforced plastic |  |  | Catchment Basin | Automatic shutoff device At 95% full | Automatic shutoff device At 95% full |  |  | Continuous Automatic Tank Gauge | [8 empty] | UST Currently In Use: 4; UST Temp Close: 0; AST Currently In Use: 0; AST Temp Closed: 0 | 4 | 0 | 0 | 17372-073-015438 | BILLY ABERNATHY
41957 | Permanently Closed | 1995-11-06 | 1985-09-01 | 1997-11-06 | Petroleum | Unleaded gasoline | Unleaded gasoline | Emergency power generator | Fiberglass coated steel | Fiberglass coated steel |  |  | COPPER |  | 1901-01-01 | Catchment Basin | Audible high level alarm At 90% full | Audible high level alarm At 90% full | [11 empty] | UST Currently In Use: 1; UST Temp Close: 0; AST Currently In Use: 0; AST Temp Closed: 0 | 1 | 0 | 1 | 14462-043-015554 | BELLSOUTH TELECOMM. DBA AT&T ALA.
41958 | Permanently Closed | 1997-08-27 | 1985-01-15 | 1997-08-27 | Petroleum | Unleaded gasoline | Unleaded gasoline | Emergency power generator | Steel | Steel |  | Painted or None | Other |  | 1901-01-01 | [14 empty] | UST Currently In Use: 0; UST Temp Close: 0; AST Currently In Use: 0; AST Temp Closed: 0 | 0 | 0 | 1 | 14462-025-015554 | BELLSOUTH TELECOMM. DBA AT&T ALA.
41959 | Permanently Closed | 1998-12-01 | 1983-01-01 | 1999-05-11 | Petroleum | Unleaded gasoline | Unleaded gasoline |  | Steel | Steel |  | Painted or None | Steel |  | 1901-01-01 | [14 empty] | UST Currently In Use: 1; UST Temp Close: 0; AST Currently In Use: 0; AST Temp Closed: 0 | 1 | 0 | 3 | 17373-073-015439 | LAKESHORE HOSPITAL
41960 | Permanently Closed | 1998-12-01 | 1983-01-01 | 1999-05-11 | Petroleum | On road diesel | On road diesel | Emergency Power Generator | Steel | Steel |  | Painted or None | Steel |  | 1901-01-01 | [14 empty] | UST Currently In Use: 1; UST Temp Close: 0; AST Currently In Use: 0; AST Temp Closed: 0 | 1 | 0 | 3 | 17373-073-015439 | LAKESHORE HOSPITAL
41961 | Permanently Closed | 2004-12-22 | 1987-06-01 | 2013-08-21 | Petroleum | Unleaded gasoline | Unleaded gasoline | Retail | Steel | Steel | Field installed cathodic protection |  | Steel |  | 1901-01-01 | Catchment Basin | Automatic shutoff device At 95% full | Automatic shutoff device At 95% full |  |  | Statistical Inventory Reconciliation (SIR) | [5 empty] | Annual line testing | Annual line testing |  | UST Currently In Use: 0; UST Temp Close: 0; AST Currently In Use: 0; AST Temp Closed: 0 | 0 | 0 | 2 | 21759-069-015465 | ZELLA AUSTIN
41962 | Permanently Closed | 2004-12-22 | 1987-06-01 | 2013-08-21 | Petroleum | Mid-grade gasoline | Mid-grade gasoline | Retail | Steel | Steel | Field installed cathodic protection |  | Steel |  | 1901-01-01 | Catchment Basin | Automatic shutoff device At 95% full | Automatic shutoff device At 95% full |  |  | Statistical Inventory Reconciliation (SIR) | [5 empty] | Annual line testing | Annual line testing |  | UST Currently In Use: 0; UST Temp Close: 0; AST Currently In Use: 0; AST Temp Closed: 0 | 0 | 0 | 2 | 21759-069-015465 | ZELLA AUSTIN
41963 | Currently in Use |  | 1988-02-27 |  | Petroleum | Premium gasoline | Premium gasoline |  | Steel | Steel | Field installed cathodic protection |  | Fiberglass reinforced plastic |  |  | Catchment Basin | Automatic shutoff device At 95% full | Automatic shutoff device At 95% full |  |  | Automatic Tank Gauge | [8 empty] | UST Currently In Use: 3; UST Temp Close: 1; AST Currently In Use: 0; AST Temp Closed: 0 | 3 | 1 | 0 | 23853-069-004247 | PATEL GAS DISTRIBUTOR INC
41964 | Temporary Closed | 2013-12-31 | 1988-02-27 |  | Petroleum | Kerosene | Kerosene |  | Steel | Steel | Field installed cathodic protection |  | Fiberglass reinforced plastic |  |  | Catchment Basin | Automatic shutoff device At 95% full | Automatic shutoff device At 95% full |  |  | Statistical Inventory Reconciliation (SIR) | [8 empty] | UST Currently In Use: 3; UST Temp Close: 1; AST Currently In Use: 0; AST Temp Closed: 0 | 3 | 1 | 0 | 23853-069-004247 | PATEL GAS DISTRIBUTOR INC
41965 | Temporary Closed | 2007-08-29 | 1983-01-01 |  | Petroleum | Kerosene | Kerosene | Retail | Steel | Steel | Field installed cathodic protection |  | Steel |  |  | Catchment Basin | Automatic shutoff device At 95% full | Automatic shutoff device At 95% full |  |  | Statistical Inventory Reconciliation (SIR) | [8 empty] | UST Currently In Use: 0; UST Temp Close: 4; AST Currently In Use: 0; AST Temp Closed: 0 | 0 | 4 | 0 | 23777-113-007928 | LADONIA PARK LLC
41966 | Currently in Use |  | 1991-04-10 |  | Petroleum | Unleaded gasoline | Unleaded gasoline | Retail | Single Wall | Single Wall | Coated & cathodic protection (sti-P3) |  | Fiberglass reinforced plastic |  |  | Catchment Basin | Automatic shutoff device At 95% full | Automatic shutoff device At 95% full |  |  | Continuous Automatic Tank Gauge | Single walled submersible pump containment sump | Automatic flow restrictor (MLLD) | Automatic flow restrictor (MLLD) |  |  | Annual line testing | Annual line testing |  | UST Currently In Use: 3; UST Temp Close: 0; AST Currently In Use: 1; AST Temp Closed: 0 | 3 | 0 | 0 | 15201-103-015397 | VULCAN OIL COMPANY INC.
41967 | Currently in Use |  | 1991-04-10 |  | Petroleum | Premium gasoline | Premium gasoline | Retail | Single Wall | Single Wall | Coated & cathodic protection (sti-P3) |  | Double Wall |  |  | Catchment Basin | Automatic shutoff device At 95% full | Automatic shutoff device At 95% full |  |  | Continuous Automatic Tank Gauge | Single walled submersible pump containment sump | Automatic flow restrictor (MLLD) | Automatic flow restrictor (MLLD) |  |  | Annual line testing | Annual line testing |  | UST Currently In Use: 3; UST Temp Close: 0; AST Currently In Use: 1; AST Temp Closed: 0 | 3 | 0 | 0 | 15201-103-015397 | VULCAN OIL COMPANY INC.
41968 | Currently in Use |  | 1991-04-10 |  | Petroleum | On road diesel | On road diesel | Retail | Steel | Single Wall | Coated & cathodic protection (sti-P3) |  | Double Wall |  |  | Catchment Basin | Flow Rest 90% Full | Automatic shutoff device At 95% full |  |  | Continuous Automatic Tank Gauge | Single walled submersible pump containment sump | Automatic flow restrictor (MLLD) | Automatic flow restrictor (MLLD) |  |  | Annual line testing | Annual line testing |  | UST Currently In Use: 3; UST Temp Close: 0; AST Currently In Use: 1; AST Temp Closed: 0 | 3 | 0 | 0 | 15201-103-015397 | VULCAN OIL COMPANY INC.
41969 | Temporary Closed | 2013-06-05 | 1991-04-06 |  | Petroleum | Mid-grade gasoline | Mid-grade gasoline | Retail | Steel | Steel | Coated & cathodic protection (sti-P3) |  | Fiberglass reinforced plastic |  |  | Catchment Basin | Flow Rest 90% Full | Flow Rest 90% Full |  |  | Statistical Inventory Reconciliation (SIR) | [8 empty] | UST Currently In Use: 0; UST Temp Close: 3; AST Currently In Use: 0; AST Temp Closed: 0 | 0 | 3 | 3 | 17612-083-013456 | ROBERTSON ENTERPRISES, INC.
41970 | Temporary Closed | 2013-06-05 | 1991-04-06 |  | Petroleum | Unleaded gasoline | Unleaded gasoline | Retail | Steel | Steel | Coated & cathodic protection (sti-P3) |  | Fiberglass reinforced plastic |  |  | Catchment Basin | Flow Rest 90% Full | Flow Rest 90% Full |  |  | Statistical Inventory Reconciliation (SIR) | [8 empty] | UST Currently In Use: 0; UST Temp Close: 3; AST Currently In Use: 0; AST Temp Closed: 0 | 0 | 3 | 3 | 17612-083-013456 | ROBERTSON ENTERPRISES, INC.
41971 | Temporary Closed | 2013-06-05 | 1991-04-06 |  | Petroleum | On road diesel | On road diesel | Retail | Steel | Steel | Coated & cathodic protection (sti-P3) |  | Fiberglass reinforced plastic |  |  | Catchment Basin | Flow Rest 90% Full | Flow Rest 90% Full |  |  | Statistical Inventory Reconciliation (SIR) | [8 empty] | UST Currently In Use: 0; UST Temp Close: 3; AST Currently In Use: 0; AST Temp Closed: 0 | 0 | 3 | 3 | 17612-083-013456 | ROBERTSON ENTERPRISES, INC.
41972 | Currently in Use |  | 1990-06-15 |  | Petroleum | Premium gasoline | Premium gasoline |  | Steel | Steel | Coated & cathodic protection (sti-P3) |  | Fiberglass reinforced plastic |  | 1901-01-01 | Catchment Basin | Automatic shutoff device At 95% full | Automatic shutoff device At 95% full |  |  | Statistical Inventory Reconciliation (SIR) |  | Automatic flow restrictor (MLLD) | Automatic flow restrictor (MLLD) |  |  | Statistical inventory reconciliation (SIR) | Statistical inventory reconciliation (SIR) |  | UST Currently In Use: 4; UST Temp Close: 0; AST Currently In Use: 0; AST Temp Closed: 0 | 4 | 0 | 0 | 10037-069-015466 | A. W. HERNDON OIL COMPANY, INC.
41973 | Currently in Use |  | 1990-06-15 |  | Petroleum | Unleaded gasoline | Unleaded gasoline |  | Steel | Steel | Coated & cathodic protection (sti-P3) |  | Fiberglass reinforced plastic |  | 1901-01-01 | Catchment Basin | Automatic shutoff device At 95% full | Automatic shutoff device At 95% full |  |  | Statistical Inventory Reconciliation (SIR) |  | Automatic flow restrictor (MLLD) | Automatic flow restrictor (MLLD) |  |  | Statistical inventory reconciliation (SIR) | Statistical inventory reconciliation (SIR) |  | UST Currently In Use: 4; UST Temp Close: 0; AST Currently In Use: 0; AST Temp Closed: 0 | 4 | 0 | 0 | 10037-069-015466 | A. W. HERNDON OIL COMPANY, INC.
41976 | Permanently Closed | 1997-09-24 | 1983-06-15 | 1997-09-24 | Petroleum | On road diesel | On road diesel | Emergency power generator | Steel | Steel |  | Painted or None | COPPER |  | 1901-01-01 | Catchment Basin | [13 empty] | UST Currently In Use: 0; UST Temp Close: 0; AST Currently In Use: 0; AST Temp Closed: 0 | 0 | 0 | 1 | 14462-119-015555 | BELLSOUTH TELECOMM. DBA AT&T ALA.
41977 | Permanently Closed | 1994-01-20 | 1973-05-26 | 1994-01-20 | Petroleum | Unleaded gasoline | Unleaded gasoline | Emergency power generator | Steel | Steel |  | Painted or None | COPPER |  | 1901-01-01 | Catchment Basin | [13 empty] | UST Currently In Use: 0; UST Temp Close: 0; AST Currently In Use: 0; AST Temp Closed: 0 | 0 | 0 | 1 | 14462-089-015556 | BELLSOUTH TELECOMM. DBA AT&T ALA.
41978 | Permanently Closed | 1997-06-24 | 1968-10-15 | 1997-06-24 | Petroleum | Unleaded gasoline | Unleaded gasoline | Emergency power generator | Steel | Steel |  | Painted or None | Other |  | 1901-01-01 | [14 empty] | UST Currently In Use: 0; UST Temp Close: 0; AST Currently In Use: 0; AST Temp Closed: 0 | 0 | 0 | 1 | 14462-111-015557 | BELLSOUTH TELECOMM. DBA AT&T ALA.
41979 | Currently in Use |  | 1989-09-09 |  | Petroleum | On road diesel | On road diesel | Emergency power generator | Double Wall | Double Wall |  |  | COPPER |  | 1901-01-01 | Catchment Basin | Audible high level alarm At 90% full | Audible high level alarm At 90% full | Interstitial Monitoring within Secondary Containment |  | Automatic Tank Gauge |  | Containment Sump | Containment Sump |  |  | Continuous alarm system | Continuous alarm system |  | UST Currently In Use: 1; UST Temp Close: 0; AST Currently In Use: 0; AST Temp Closed: 0 | 1 | 0 | 0 | 14462-015-015558 | BELLSOUTH TELECOMM. DBA AT&T ALA.
41980 | Permanently Closed | 1998-04-15 | 1982-11-15 | 1998-04-15 | Petroleum | On road diesel | On road diesel | Emergency power generator | Steel | Steel |  | Painted or None | Other |  | 1901-01-01 | [14 empty] | UST Currently In Use: 0; UST Temp Close: 0; AST Currently In Use: 0; AST Temp Closed: 0 | 0 | 0 | 1 | 14462-005-015559 | BELLSOUTH TELECOMM. DBA AT&T ALA.
41981 | Permanently Closed | 1998-12-16 | 1988-09-04 | 1998-12-16 | Petroleum | On road diesel | On road diesel | Emergency power generator | Fiberglass coated steel | Fiberglass coated steel |  |  | COPPER |  | 1901-01-01 | Catchment Basin | Audible high level alarm At 90% full | Audible high level alarm At 90% full |  |  | Automatic Tank Gauge | [5 empty] | Annual line testing | Annual line testing |  | UST Currently In Use: 0; UST Temp Close: 0; AST Currently In Use: 0; AST Temp Closed: 0 | 0 | 0 | 1 | 14462-113-015560 | BELLSOUTH TELECOMM. DBA AT&T ALA.
41982 | Permanently Closed | 1996-07-13 | 1971-05-15 | 1996-07-13 | Petroleum | On road diesel | On road diesel | Emergency power generator | Steel | Steel |  | Painted or None | Steel |  | 1901-01-01 | Catchment Basin | [13 empty] | UST Currently In Use: 0; UST Temp Close: 0; AST Currently In Use: 1; AST Temp Closed: 0 | 0 | 0 | 1 | 14462-113-015561 | BELLSOUTH TELECOMM. DBA AT&T ALA.
41983 | Permanently Closed | 1994-03-15 | 1989-05-01 | 1994-03-15 | Petroleum | Used oil | Used oil |  | Fiberglass reinforced plastic | Fiberglass reinforced plastic |  |  | Steel |  | 1901-01-01 | [14 empty] | UST Currently In Use: 0; UST Temp Close: 0; AST Currently In Use: 0; AST Temp Closed: 0 | 0 | 0 | 1 | 21994-089-015398 | WAL-MART STORES E C/O APTIM
41984 | Permanently Closed | 1994-03-22 | 1988-06-01 | 1994-03-22 | Petroleum | Used oil | Used oil |  | Fiberglass reinforced plastic | Fiberglass reinforced plastic |  |  | Steel |  | 1901-01-01 | [14 empty] | UST Currently In Use: 0; UST Temp Close: 0; AST Currently In Use: 0; AST Temp Closed: 0 | 0 | 0 | 1 | 21994-083-015399 | WAL-MART STORES E C/O APTIM
41985 | Permanently Closed | 1996-08-01 | 1988-08-01 | 1996-12-04 | Petroleum | Used oil | Used oil |  | Fiberglass reinforced plastic | Fiberglass reinforced plastic |  |  | Steel |  | 1901-01-01 | [14 empty] | UST Currently In Use: 0; UST Temp Close: 0; AST Currently In Use: 0; AST Temp Closed: 0 | 0 | 0 | 1 | 21994-097-015600 | WAL-MART STORES E C/O APTIM
41986 | Permanently Closed | 1996-01-01 | 1990-04-05 |  | Petroleum | Unleaded gasoline | Unleaded gasoline | State/federal government | Fiberglass reinforced plastic | Fiberglass reinforced plastic |  |  | Fiberglass reinforced plastic |  | 1901-01-01 | Catchment Basin | Flow Rest 90% Full | Flow Rest 90% Full | Interstitial Monitoring within Secondary Containment | [10 empty] | UST Currently In Use: 0; UST Temp Close: 0; AST Currently In Use: 0; AST Temp Closed: 0 | 0 | 0 | 2 | 10153-097-015562 | ALABAMA STATE DOCKS DEPT
41987 | Permanently Closed | 1996-01-01 | 1990-04-05 |  | Petroleum | Unleaded gasoline | Unleaded gasoline | State/federal government | Fiberglass reinforced plastic | Fiberglass reinforced plastic |  |  | Fiberglass reinforced plastic |  | 1901-01-01 | Catchment Basin | Flow Rest 90% Full | Flow Rest 90% Full | Interstitial Monitoring within Secondary Containment | [10 empty] | UST Currently In Use: 0; UST Temp Close: 0; AST Currently In Use: 0; AST Temp Closed: 0 | 0 | 0 | 2 | 10153-097-015562 | ALABAMA STATE DOCKS DEPT
41988 | Temporary Closed | 2017-12-01 | 1991-03-12 |  | Petroleum | On road diesel | On road diesel | Retail | Steel | Steel | Coated & cathodic protection (sti-P3) |  | Fiberglass reinforced plastic |  |  | Catchment Basin | Flow Rest 90% Full | Flow Rest 90% Full |  |  | Automatic Tank Gauge |  | Automatic flow restrictor (MLLD) | Automatic flow restrictor (MLLD) |  |  | Annual line testing | Annual line testing |  | UST Currently In Use: 0; UST Temp Close: 3; AST Currently In Use: 0; AST Temp Closed: 0 | 0 | 3 | 0 | 22693-125-015601 | 69 FUEL CENTER, LLC
41989 | Temporary Closed | 2017-12-01 | 1991-03-12 |  | Petroleum | Unleaded gasoline | Unleaded gasoline | Retail | Steel | Steel | Coated & cathodic protection (sti-P3) |  | Fiberglass reinforced plastic |  |  | Catchment Basin | Flow Rest 90% Full | Flow Rest 90% Full |  |  | Automatic Tank Gauge |  | Automatic flow restrictor (MLLD) | Automatic flow restrictor (MLLD) |  |  | Annual line testing | Annual line testing |  | UST Currently In Use: 0; UST Temp Close: 3; AST Currently In Use: 0; AST Temp Closed: 0 | 0 | 3 | 0 | 22693-125-015601 | 69 FUEL CENTER, LLC
41990 | Permanently Closed | 1995-02-15 | 1986-01-01 | 1999-02-15 | Petroleum | Unleaded gasoline | Unleaded gasoline |  | Steel | Steel |  |  | Steel |  | 1901-01-01 | [5 empty] | Statistical Inventory Reconciliation (SIR) | [8 empty] | UST Currently In Use: 0; UST Temp Close: 0; AST Currently In Use: 0; AST Temp Closed: 0 | 0 | 0 | 1 | 17388-037-015602 | BARRETTS CAMP
41991 | Permanently Closed | 1997-12-22 | 1984-03-01 | 2000-02-28 | Petroleum | Unleaded gasoline | Unleaded gasoline |  | Steel | Steel |  |  | Steel |  | 1901-01-01 | [11 empty] | Annual line testing | Annual line testing |  | UST Currently In Use: 0; UST Temp Close: 0; AST Currently In Use: 0; AST Temp Closed: 0 | 0 | 0 | 3 | 17475-127-015097 | MICHAEL SCOTT MYERS
41993 | Permanently Closed | 1997-12-22 | 1984-03-01 | 2000-02-28 | Petroleum | Unleaded gasoline | Unleaded gasoline |  | Steel | Steel |  |  | Steel |  | 1901-01-01 | [11 empty] | Annual line testing | Annual line testing |  | UST Currently In Use: 0; UST Temp Close: 0; AST Currently In Use: 0; AST Temp Closed: 0 | 0 | 0 | 3 | 17475-127-015097 | MICHAEL SCOTT MYERS
41995 | Permanently Closed | 1997-12-22 | 1986-03-01 | 2000-02-28 | Petroleum | Unleaded gasoline | Unleaded gasoline |  | Steel | Steel |  |  | Steel |  | 1901-01-01 | [11 empty] | Annual line testing | Annual line testing |  | UST Currently In Use: 0; UST Temp Close: 0; AST Currently In Use: 0; AST Temp Closed: 0 | 0 | 0 | 3 | 17475-127-015097 | MICHAEL SCOTT MYERS
41998 | Permanently Closed | 1998-12-09 | 1901-01-01 | 1998-12-09 | Petroleum | Unleaded gasoline | Unleaded gasoline | [7 empty] | 1901-01-01 | [5 empty] | Manual Tank Gauging (only tanks 1000 gal. or less and 48” or 64” in diameter) | [5 empty] | Annual line testing | Annual line testing |  | UST Currently In Use: 0; UST Temp Close: 0; AST Currently In Use: 0; AST Temp Closed: 0 | 0 | 0 | 4 | 17476-051-015098 | ED TRAVIS
41999 | Permanently Closed | 1998-12-09 | 1901-01-01 | 1998-12-09 | Petroleum | Unleaded gasoline | Unleaded gasoline | [7 empty] | 1901-01-01 | [5 empty] | Manual Tank Gauging (only tanks 1000 gal. or less and 48” or 64” in diameter) | [5 empty] | Annual line testing | Annual line testing |  | UST Currently In Use: 0; UST Temp Close: 0; AST Currently In Use: 0; AST Temp Closed: 0 | 0 | 0 | 4 | 17476-051-015098 | ED TRAVIS
42000 | Permanently Closed | 1998-12-09 | 1901-01-01 | 1998-12-09 | Petroleum | Unleaded gasoline | Unleaded gasoline | [7 empty] | 1901-01-01 | [5 empty] | Manual Tank Gauging (only tanks 1000 gal. or less and 48” or 64” in diameter) | [5 empty] | Annual line testing | Annual line testing |  | UST Currently In Use: 0; UST Temp Close: 0; AST Currently In Use: 0; AST Temp Closed: 0 | 0 | 0 | 4 | 17476-051-015098 | ED TRAVIS
42001 | Permanently Closed | 1998-12-09 | 1901-01-01 | 1998-12-09 | Petroleum | Unleaded gasoline | Unleaded gasoline | [7 empty] | 1901-01-01 | [5 empty] | Manual Tank Gauging (only tanks 1000 gal. or less and 48” or 64” in diameter) | [5 empty] | Annual line testing | Annual line testing |  | UST Currently In Use: 0; UST Temp Close: 0; AST Currently In Use: 0; AST Temp Closed: 0 | 0 | 0 | 4 | 17476-051-015098 | ED TRAVIS
42002 | Currently in Use |  | 1991-01-18 |  | Petroleum | Unleaded gasoline | Unleaded gasoline |  | Steel | Steel | Coated & cathodic protection (sti-P3) |  | Fiberglass reinforced plastic |  |  | Catchment Basin | Automatic shutoff device At 95% full | Automatic shutoff device At 95% full |  |  | Continuous Automatic Tank Gauge | [8 empty] | UST Currently In Use: 3; UST Temp Close: 0; AST Currently In Use: 0; AST Temp Closed: 0 | 3 | 0 | 0 | 14681-047-015099 | STERLING OIL COMPANY, INC.
42003 | Currently in Use |  | 1991-01-18 |  | Petroleum | On road diesel | On road diesel |  | Steel | Steel | Coated & cathodic protection (sti-P3) |  | Fiberglass reinforced plastic |  |  | Catchment Basin | Automatic shutoff device At 95% full | Automatic shutoff device At 95% full |  |  | Continuous Automatic Tank Gauge | [8 empty] | UST Currently In Use: 3; UST Temp Close: 0; AST Currently In Use: 0; AST Temp Closed: 0 | 3 | 0 | 0 | 14681-047-015099 | STERLING OIL COMPANY, INC.
42004 | Currently in Use |  | 1991-01-18 |  | Petroleum | Unleaded gasoline | Unleaded gasoline |  | Steel | Steel | Coated & cathodic protection (sti-P3) |  | Fiberglass reinforced plastic |  |  | Catchment Basin | Automatic shutoff device At 95% full | Automatic shutoff device At 95% full |  |  | Continuous Automatic Tank Gauge | [8 empty] | UST Currently In Use: 3; UST Temp Close: 0; AST Currently In Use: 0; AST Temp Closed: 0 | 3 | 0 | 0 | 14681-047-015099 | STERLING OIL COMPANY, INC.
42005 | Currently in Use |  | 1990-11-01 |  | Petroleum | Unleaded gasoline | Unleaded gasoline | Retail | Single Wall | Single Wall | Coated & cathodic protection (sti-P3) |  | Double Wall |  |  | Catchment Basin | Flow Rest 90% Full | Flow Rest 90% Full |  |  | Automatic Tank Gauge |  | Automatic flow restrictor (MLLD) | Automatic flow restrictor (MLLD) | Interstitial Monitoring within Secondary Containment | MANUAL/VISUAL CHECK |  |  |  | UST Currently In Use: 5; UST Temp Close: 0; AST Currently In Use: 0; AST Temp Closed: 0 | 5 | 0 | 3 | 12457-133-004214 | EIDSON PETROLEUM, INC.
42006 | Currently in Use |  | 1990-11-01 |  | Petroleum | Unleaded gasoline | Unleaded gasoline | Retail | Steel | Single Wall | Coated & cathodic protection (sti-P3) |  | Fiberglass reinforced plastic |  |  | Catchment Basin | Flow Rest 90% Full | Flow Rest 90% Full |  |  | Automatic Tank Gauge |  | Containment Sump | Automatic flow restrictor (MLLD) | Interstitial Monitoring within Secondary Containment | MANUAL/VISUAL CHECK |  |  |  | UST Currently In Use: 5; UST Temp Close: 0; AST Currently In Use: 0; AST Temp Closed: 0 | 5 | 0 | 3 | 12457-133-004214 | EIDSON PETROLEUM, INC.
42007 | Currently in Use |  | 1990-11-01 |  | Petroleum | Premium gasoline | Premium gasoline | Retail | Single Wall | Single Wall | Field installed cathodic protection |  | Double Wall |  |  | Catchment Basin | Flow Rest 90% Full | Flow Rest 90% Full |  |  | Automatic Tank Gauge |  | Containment Sump | Automatic flow restrictor (MLLD) | Interstitial Monitoring within Secondary Containment | MANUAL/VISUAL CHECK |  |  |  | UST Currently In Use: 5; UST Temp Close: 0; AST Currently In Use: 0; AST Temp Closed: 0 | 5 | 0 | 3 | 12457-133-004214 | EIDSON PETROLEUM, INC.
42008 | Currently in Use |  | 1990-11-01 |  | Petroleum | Other, 100% | Other | Retail | Single Wall | Single Wall | Field installed cathodic protection |  | Fiberglass reinforced plastic |  |  | Catchment Basin | Automatic shutoff device At 95% full | Automatic shutoff device At 95% full |  |  | Automatic Tank Gauge |  | Automatic flow restrictor (MLLD) | Automatic flow restrictor (MLLD) | Interstitial Monitoring within Secondary Containment | MANUAL/VISUAL CHECK |  |  |  | UST Currently In Use: 5; UST Temp Close: 0; AST Currently In Use: 0; AST Temp Closed: 0 | 5 | 0 | 3 | 12457-133-004214 | EIDSON PETROLEUM, INC.
42009 | Currently in Use |  | 1990-11-01 |  | Petroleum | On road diesel | On road diesel | Retail | Single Wall | Single Wall | Interior lined (not allowed as a standalone method of corrosion protection) |  | Fiberglass reinforced plastic |  |  | Catchment Basin | Automatic shutoff device At 95% full | Automatic shutoff device At 95% full |  |  | Automatic Tank Gauge |  | Containment Sump | Automatic flow restrictor (MLLD) | Interstitial Monitoring within Secondary Containment | MANUAL/VISUAL CHECK |  |  |  | UST Currently In Use: 5; UST Temp Close: 0; AST Currently In Use: 0; AST Temp Closed: 0 | 5 | 0 | 3 | 12457-133-004214 | EIDSON PETROLEUM, INC.
42010 | Currently in Use |  | 1989-09-01 |  | Petroleum | Unleaded gasoline | Unleaded gasoline | Retail | Steel | Steel | Coated & cathodic protection (sti-P3) |  | Fiberglass reinforced plastic |  |  | Catchment Basin | Automatic shutoff device At 95% full | Automatic shutoff device At 95% full |  |  | Automatic Tank Gauge |  | Automatic flow restrictor (MLLD) | Automatic flow restrictor (MLLD) |  |  | Annual line testing | Annual line testing |  | UST Currently In Use: 3; UST Temp Close: 0; AST Currently In Use: 0; AST Temp Closed: 0 | 3 | 0 | 0 | 25458-101-004268 | LIONS PRIDE PROPERTY INC
42011 | Permanently Closed | 1999-08-17 | 1986-06-01 | 1999-08-17 | Petroleum | On road diesel | On road diesel | Emergency Power Generator | Fiberglass reinforced plastic | Fiberglass reinforced plastic |  |  | Steel |  | 1901-01-01 | [14 empty] | UST Currently In Use: 0; UST Temp Close: 0; AST Currently In Use: 0; AST Temp Closed: 0 | 0 | 0 | 1 | 11016-057-015100 | CITY OF FAYETTE
42012 | Currently in Use |  | 1991-04-28 |  | Petroleum | Unleaded gasoline | Unleaded gasoline | Retail | Steel | Steel | Coated & cathodic protection (sti-P3) |  | Fiberglass reinforced plastic |  |  | Catchment Basin | Flow Rest 90% Full | Flow Rest 90% Full | Interstitial Monitoring within Secondary Containment |  | Continuous Automatic Tank Gauge |  | Automatic flow restrictor (MLLD) | Automatic flow restrictor (MLLD) |  |  | Annual line testing | Annual line testing |  | UST Currently In Use: 1; UST Temp Close: 0; AST Currently In Use: 0; AST Temp Closed: 0 | 1 | 0 | 3 | 25961-001-009497 | PREM SUN NEIL LLC
42013 | Permanently Closed | 1994-10-17 | 1989-06-26 | 1994-11-01 | Petroleum | On road diesel | On road diesel |  | Fiberglass reinforced plastic | Fiberglass reinforced plastic |  |  | Fiberglass reinforced plastic |  | 1901-01-01 | Catchment Basin | Flow Rest 90% Full | Flow Rest 90% Full |  |  | Automatic Tank Gauge | [8 empty] | UST Currently In Use: 0; UST Temp Close: 0; AST Currently In Use: 0; AST Temp Closed: 0 | 0 | 0 | 1 | 17390-103-015603 | EAST WEST TRANSPORT
42015 | Currently in Use |  | 1991-03-06 |  | Petroleum | Unleaded gasoline | Unleaded gasoline | Retail | Single Wall | Single Wall | Coated & cathodic protection (sti-P3) |  | Double Wall |  |  | Catchment Basin | Flow Rest 90% Full | Flow Rest 90% Full |  |  | Automatic Tank Gauge | Single walled submersible pump containment sump | Automatic flow restrictor (MLLD) | Automatic flow restrictor (MLLD) |  |  | Annual line testing | Annual line testing |  | UST Currently In Use: 3; UST Temp Close: 0; AST Currently In Use: 0; AST Temp Closed: 0 | 3 | 0 | 0 | 25946-133-015081 | ROBERT CAYSE
42016 | Currently in Use |  | 1991-03-06 |  | Petroleum | Premium gasoline | Premium gasoline | Retail | Single Wall | Single Wall | Coated & cathodic protection (sti-P3) |  | Double Wall |  |  | Catchment Basin | Flow Rest 90% Full | Flow Rest 90% Full |  |  | Automatic Tank Gauge | Single walled submersible pump containment sump | Containment Sump | Automatic flow restrictor (MLLD) |  |  | Annual line testing | Annual line testing |  | UST Currently In Use: 3; UST Temp Close: 0; AST Currently In Use: 0; AST Temp Closed: 0 | 3 | 0 | 0 | 25946-133-015081 | ROBERT CAYSE
42017 | Currently in Use |  | 1991-03-06 |  | Petroleum | On road diesel | On road diesel | Retail | Single Wall | Single Wall | Coated & cathodic protection (sti-P3) |  | Fiberglass reinforced plastic |  |  | Catchment Basin | Flow Rest 90% Full | Flow Rest 90% Full |  |  | Automatic Tank Gauge | Single walled submersible pump containment sump | Automatic flow restrictor (MLLD) | Automatic flow restrictor (MLLD) |  |  | Annual line testing | Annual line testing |  | UST Currently In Use: 3; UST Temp Close: 0; AST Currently In Use: 0; AST Temp Closed: 0 | 3 | 0 | 0 | 25946-133-015081 | ROBERT CAYSE
42018 | Permanently Closed | 1998-12-16 | 1985-01-01 | 1998-12-16 | Petroleum | Unleaded gasoline | Unleaded gasoline |  | Steel | Steel |  |  |  |  | 1901-01-01 | [14 empty] | UST Currently In Use: 0; UST Temp Close: 0; AST Currently In Use: 2; AST Temp Closed: 0 | 0 | 0 | 2 | 25141-003-015563 | BEAR POINT MARINA AND RESORT
42019 | Permanently Closed | 1998-12-16 | 1985-01-01 | 1998-12-16 | Petroleum | On road diesel | On road diesel |  | Steel | Steel |  |  |  |  | 1901-01-01 | [14 empty] | UST Currently In Use: 0; UST Temp Close: 0; AST Currently In Use: 2; AST Temp Closed: 0 | 0 | 0 | 2 | 25141-003-015563 | BEAR POINT MARINA AND RESORT
42020 | Permanently Closed | 2004-08-03 | 1991-04-26 | 2004-08-03 | Petroleum | Unleaded gasoline | Unleaded gasoline | Retail | Steel | Steel | Coated & cathodic protection (sti-P3) |  | Fiberglass reinforced plastic |  | 1901-01-01 | Catchment Basin | Flow Rest 90% Full | Flow Rest 90% Full |  |  | Automatic Tank Gauge | [5 empty] | Annual line testing | Annual line testing |  | UST Currently In Use: 0; UST Temp Close: 0; AST Currently In Use: 0; AST Temp Closed: 0 | 0 | 0 | 8 | 21918-003-007807 | GULF TIDE DEVELOPMENT LLC
42021 | Permanently Closed | 2004-08-03 | 1991-04-26 | 2004-08-03 | Petroleum | Mid-grade gasoline | Mid-grade gasoline | Retail | Steel | Steel | Coated & cathodic protection (sti-P3) |  | Fiberglass reinforced plastic |  | 1901-01-01 | Catchment Basin | Flow Rest 90% Full | Flow Rest 90% Full |  |  | Automatic Tank Gauge | [5 empty] | Annual line testing | Annual line testing |  | UST Currently In Use: 0; UST Temp Close: 0; AST Currently In Use: 0; AST Temp Closed: 0 | 0 | 0 | 8 | 21918-003-007807 | GULF TIDE DEVELOPMENT LLC
42022 | Permanently Closed | 2004-08-03 | 1991-04-26 | 2004-08-03 | Petroleum | Premium gasoline | Premium gasoline | Retail | Steel | Steel | Coated & cathodic protection (sti-P3) |  | Fiberglass reinforced plastic |  | 1901-01-01 | Catchment Basin | Flow Rest 90% Full | Flow Rest 90% Full |  |  | Automatic Tank Gauge | [5 empty] | Annual line testing | Annual line testing |  | UST Currently In Use: 0; UST Temp Close: 0; AST Currently In Use: 0; AST Temp Closed: 0 | 0 | 0 | 8 | 21918-003-007807 | GULF TIDE DEVELOPMENT LLC
42023 | Currently in Use |  | 1991-04-15 |  | Petroleum | Unleaded gasoline | Unleaded gasoline | Retail | Steel | Steel | Coated & cathodic protection (sti-P3) |  | Fiberglass reinforced plastic |  |  | Catchment Basin | Flow Rest 90% Full | Flow Rest 90% Full |  |  | Continuous Automatic Tank Gauge |  | Automatic flow restrictor (MLLD) | Automatic flow restrictor (MLLD) |  |  | Annual line testing | Annual line testing |  | UST Currently In Use: 3; UST Temp Close: 0; AST Currently In Use: 0; AST Temp Closed: 0 | 3 | 0 | 5 | 25894-097-010933 | RUMANA TASNIM
42024 | Currently in Use |  | 1991-04-15 |  | Petroleum | Premium gasoline | Premium gasoline | Retail | Steel | Steel | Coated & cathodic protection (sti-P3) |  | Fiberglass reinforced plastic |  |  | Catchment Basin | Flow Rest 90% Full | Flow Rest 90% Full |  |  | Continuous Automatic Tank Gauge |  | Automatic flow restrictor (MLLD) | Automatic flow restrictor (MLLD) |  |  | Annual line testing | Annual line testing |  | UST Currently In Use: 3; UST Temp Close: 0; AST Currently In Use: 0; AST Temp Closed: 0 | 3 | 0 | 5 | 25894-097-010933 | RUMANA TASNIM
42025 | Currently in Use |  | 1991-04-15 |  | Petroleum | Ethanol free gasoline | Ethanol free gasoline | Retail | Steel | Steel | Coated & cathodic protection (sti-P3) |  | Fiberglass reinforced plastic |  |  | Catchment Basin | Flow Rest 90% Full | Flow Rest 90% Full |  |  | Continuous Automatic Tank Gauge |  | Automatic flow restrictor (MLLD) | Automatic flow restrictor (MLLD) |  |  | Annual line testing | Annual line testing |  | UST Currently In Use: 3; UST Temp Close: 0; AST Currently In Use: 0; AST Temp Closed: 0 | 3 | 0 | 5 | 25894-097-010933 | RUMANA TASNIM
42026 | Currently in Use |  | 1991-03-12 |  | Petroleum | Unleaded gasoline | Unleaded gasoline | Retail | Single Wall | Single Wall | Coated & cathodic protection (sti-P3) |  | Fiberglass reinforced plastic |  |  | Catchment Basin | Audible high level alarm At 90% full | Audible high level alarm At 90% full |  |  | Continuous Automatic Tank Gauge |  | Automatic flow restrictor (MLLD) | Automatic flow restrictor (MLLD) |  |  | Annual line testing | Annual line testing |  | UST Currently In Use: 3; UST Temp Close: 0; AST Currently In Use: 0; AST Temp Closed: 0 | 3 | 0 | 0 | 22176-117-015440 | CIRCLE K
42027 | Currently in Use |  | 1991-03-12 |  | Petroleum | Mid-grade gasoline | Mid-grade gasoline | Retail | Single Wall | Single Wall | Coated & cathodic protection (sti-P3) |  | Fiberglass reinforced plastic |  |  | Catchment Basin | Audible high level alarm At 90% full | Audible high level alarm At 90% full |  |  | Continuous Automatic Tank Gauge |  | Automatic flow restrictor (MLLD) | Automatic flow restrictor (MLLD) |  |  | Annual line testing | Annual line testing |  | UST Currently In Use: 3; UST Temp Close: 0; AST Currently In Use: 0; AST Temp Closed: 0 | 3 | 0 | 0 | 22176-117-015440 | CIRCLE K
42028 | Currently in Use |  | 1991-03-12 |  | Petroleum | Premium gasoline | Premium gasoline | Retail | Single Wall | Single Wall | Coated & cathodic protection (sti-P3) |  | Single Wall |  |  | Catchment Basin | Audible high level alarm At 90% full | Audible high level alarm At 90% full |  |  | Continuous Automatic Tank Gauge |  | Automatic flow restrictor (MLLD) | Automatic flow restrictor (MLLD) |  |  | Annual line testing | Annual line testing |  | UST Currently In Use: 3; UST Temp Close: 0; AST Currently In Use: 0; AST Temp Closed: 0 | 3 | 0 | 0 | 22176-117-015440 | CIRCLE K
42029 | Permanently Closed | 1994-07-26 | 1901-01-01 | 1998-10-01 | Petroleum | On road diesel | On road diesel |  | Steel | Steel |  | Painted or None | Steel |  | 1901-01-01 | [5 empty] | Other | [5 empty] | Annual line testing | Annual line testing |  | UST Currently In Use: 0; UST Temp Close: 0; AST Currently In Use: 0; AST Temp Closed: 0 | 0 | 0 | 11 | 25779-111-013259 | TOWN OF WADLEY
42030 | Permanently Closed | 1994-07-26 | 1901-01-01 | 1998-10-01 | Petroleum | Unleaded gasoline | Unleaded gasoline |  | Steel | Steel |  | Painted or None | Steel |  | 1901-01-01 | [11 empty] | Annual line testing | Annual line testing |  | UST Currently In Use: 0; UST Temp Close: 0; AST Currently In Use: 0; AST Temp Closed: 0 | 0 | 0 | 11 | 25779-111-013259 | TOWN OF WADLEY
42031 | Permanently Closed | 1994-07-26 | 1901-01-01 | 1998-10-01 | Petroleum | Unleaded gasoline | Unleaded gasoline |  | Steel | Steel |  | Painted or None | Steel |  | 1901-01-01 | [11 empty] | Annual line testing | Annual line testing |  | UST Currently In Use: 0; UST Temp Close: 0; AST Currently In Use: 0; AST Temp Closed: 0 | 0 | 0 | 11 | 25779-111-013259 | TOWN OF WADLEY
42032 | Temporary Closed | 2023-01-20 | 1991-04-26 |  | Petroleum | On road diesel | On road diesel | Farm/Residential tank Less Than 1100 gal (Not Regulated) | Steel | Steel | Coated & cathodic protection (sti-P3) |  | Fiberglass reinforced plastic |  |  | Catchment Basin | Flow Rest 90% Full | Flow Rest 90% Full |  |  | Statistical Inventory Reconciliation (SIR) | [8 empty] | UST Currently In Use: 0; UST Temp Close: 1; AST Currently In Use: 0; AST Temp Closed: 0 | 0 | 1 | 0 | 17410-039-015564 | CARTER CONTRACTING SERVICES INC.
42033 | Permanently Closed | 1992-01-03 | 1987-09-01 | 1992-01-03 | Petroleum | On road diesel | On road diesel |  | Steel | Steel |  | Painted or None | Steel |  | 1901-01-01 | [14 empty] | UST Currently In Use: 0; UST Temp Close: 0; AST Currently In Use: 0; AST Temp Closed: 0 | 0 | 0 | 5 | 13204-005-000725 | M C DIXON LUMBER CO
42034 | Currently in Use |  | 1975-01-01 |  | Petroleum | Unleaded gasoline | Unleaded gasoline | Retail | Steel | Single Wall | Field installed cathodic protection |  | Steel |  | 1901-01-01 | Catchment Basin | Automatic shutoff device At 95% full | Automatic shutoff device At 95% full |  |  | Continuous Automatic Tank Gauge | [8 empty] | UST Currently In Use: 3; UST Temp Close: 0; AST Currently In Use: 0; AST Temp Closed: 0 | 3 | 0 | 0 | 17363-073-015442 | DON HODGENS
42035 | Currently in Use |  | 1975-01-01 |  | Petroleum | Unleaded gasoline | Unleaded gasoline | Retail | Steel | Single Wall | Field installed cathodic protection |  | Steel |  | 1901-01-01 | Catchment Basin | Automatic shutoff device At 95% full | Automatic shutoff device At 95% full |  |  | Continuous Automatic Tank Gauge | [8 empty] | UST Currently In Use: 3; UST Temp Close: 0; AST Currently In Use: 0; AST Temp Closed: 0 | 3 | 0 | 0 | 17363-073-015442 | DON HODGENS
42036 | Currently in Use |  | 1975-01-01 |  | Petroleum | Mid-grade gasoline | Mid-grade gasoline | Retail | Single Wall | Single Wall | Field installed cathodic protection |  | Single Wall |  | 1901-01-01 | Catchment Basin | Automatic shutoff device At 95% full | Automatic shutoff device At 95% full |  |  | Continuous Automatic Tank Gauge | [8 empty] | UST Currently In Use: 3; UST Temp Close: 0; AST Currently In Use: 0; AST Temp Closed: 0 | 3 | 0 | 0 | 17363-073-015442 | DON HODGENS
42037 | Permanently Closed | 2003-05-22 | 1990-12-05 | 2004-04-20 | Petroleum | Unleaded gasoline | Unleaded gasoline | Industrial | Fiberglass reinforced plastic | Fiberglass reinforced plastic |  |  | Fiberglass reinforced plastic |  | 1901-01-01 | Catchment Basin | Automatic shutoff device At 95% full | Automatic shutoff device At 95% full |  |  | Statistical Inventory Reconciliation (SIR) | [8 empty] | UST Currently In Use: 0; UST Temp Close: 0; AST Currently In Use: 2; AST Temp Closed: 0 | 0 | 0 | 2 | 11570-073-015441 | DUNN CONSTRUCTION CO INC
42038 | Permanently Closed | 2003-05-22 | 1990-12-05 | 2004-04-20 | Petroleum | On road diesel | On road diesel | Industrial | Fiberglass reinforced plastic | Fiberglass reinforced plastic |  |  | Fiberglass reinforced plastic |  | 1901-01-01 | Catchment Basin | Automatic shutoff device At 95% full | Automatic shutoff device At 95% full |  |  | Statistical Inventory Reconciliation (SIR) | [8 empty] | UST Currently In Use: 0; UST Temp Close: 0; AST Currently In Use: 2; AST Temp Closed: 0 | 0 | 0 | 2 | 11570-073-015441 | DUNN CONSTRUCTION CO INC
42039 | Currently in Use |  | 1991-03-14 |  | Petroleum | Unleaded gasoline | Unleaded gasoline | Industrial | Steel | Single Wall | Coated & cathodic protection (sti-P3) |  | Fiberglass reinforced plastic |  |  | Catchment Basin | Automatic shutoff device At 95% full | Automatic shutoff device At 95% full |  |  | Continuous Automatic Tank Gauge | [8 empty] | UST Currently In Use: 2; UST Temp Close: 0; AST Currently In Use: 0; AST Temp Closed: 0 | 2 | 0 | 0 | 10125-073-015444 | SPIRE ALABAMA INC.
42040 | Currently in Use |  | 1988-11-04 |  | Petroleum | Unleaded gasoline | Unleaded gasoline | Industrial | Fiberglass reinforced plastic | Fiberglass reinforced plastic |  |  | Fiberglass reinforced plastic |  | 1901-01-01 | Catchment Basin | Audible high level alarm At 90% full | Audible high level alarm At 90% full |  |  | Continuous Automatic Tank Gauge | [8 empty] | UST Currently In Use: 1; UST Temp Close: 0; AST Currently In Use: 0; AST Temp Closed: 0 | 1 | 0 | 0 | 10125-081-015445 | SPIRE ALABAMA INC.
42041 | Currently in Use |  | 1991-06-03 |  | Petroleum | Unleaded gasoline | Unleaded gasoline | Retail | Steel | Steel | Coated & cathodic protection (sti-P3) |  | Steel |  |  | Catchment Basin | Flow Rest 90% Full | Flow Rest 90% Full |  |  | Continuous Automatic Tank Gauge |  | Automatic shutoff device (AELLD) | Automatic shutoff device (AELLD) | [5 empty] | UST Currently In Use: 4; UST Temp Close: 0; AST Currently In Use: 0; AST Temp Closed: 0 | 4 | 0 | 4 | 25384-049-012700 | SRUJAL PATEL
42042 | Currently in Use |  | 1991-06-03 |  | Petroleum | Unleaded gasoline | Unleaded gasoline | Retail | Steel | Steel | Coated & cathodic protection (sti-P3) |  | Steel |  |  | Catchment Basin | Flow Rest 90% Full | Flow Rest 90% Full |  |  | Continuous Automatic Tank Gauge |  | Automatic shutoff device (AELLD) | Automatic shutoff device (AELLD) | [5 empty] | UST Currently In Use: 4; UST Temp Close: 0; AST Currently In Use: 0; AST Temp Closed: 0 | 4 | 0 | 4 | 25384-049-012700 | SRUJAL PATEL
42043 | Currently in Use |  | 1991-06-03 |  | Petroleum | Premium gasoline | Premium gasoline | Retail | Steel | Steel | Coated & cathodic protection (sti-P3) |  | Steel |  |  | Catchment Basin | Flow Rest 90% Full | Flow Rest 90% Full |  |  | Continuous Automatic Tank Gauge |  | Automatic shutoff device (AELLD) | Automatic shutoff device (AELLD) | [5 empty] | UST Currently In Use: 4; UST Temp Close: 0; AST Currently In Use: 0; AST Temp Closed: 0 | 4 | 0 | 4 | 25384-049-012700 | SRUJAL PATEL
42044 | Currently in Use |  | 1991-06-03 |  | Petroleum | On road diesel | On road diesel | Retail | Steel | Steel | Coated & cathodic protection (sti-P3) |  | Steel |  |  | Catchment Basin | Flow Rest 90% Full | Flow Rest 90% Full |  |  | Continuous Automatic Tank Gauge | [8 empty] | UST Currently In Use: 4; UST Temp Close: 0; AST Currently In Use: 0; AST Temp Closed: 0 | 4 | 0 | 4 | 25384-049-012700 | SRUJAL PATEL
42045 | Permanently Closed | 1997-10-01 | 1991-01-21 | 1997-07-31 | Petroleum | Unleaded gasoline | Unleaded gasoline |  | Fiberglass coated steel | Fiberglass coated steel |  |  | Steel |  | 1901-01-01 | [5 empty] | Manual Tank Gauging (only tanks 1000 gal. or less and 48” or 64” in diameter) | [8 empty] | UST Currently In Use: 0; UST Temp Close: 0; AST Currently In Use: 0; AST Temp Closed: 0 | 0 | 0 | 2 | 17391-077-015604 | ALBERT MCCONNELL BUILDERS INC
42046 | Permanently Closed | 1997-10-01 | 1991-01-21 | 1997-07-31 | Petroleum | On road diesel | On road diesel |  | Fiberglass coated steel | Fiberglass coated steel |  |  | Steel |  | 1901-01-01 | [5 empty] | Manual Tank Gauging (only tanks 1000 gal. or less and 48” or 64” in diameter) | [8 empty] | UST Currently In Use: 0; UST Temp Close: 0; AST Currently In Use: 0; AST Temp Closed: 0 | 0 | 0 | 2 | 17391-077-015604 | ALBERT MCCONNELL BUILDERS INC
42047 | Currently in Use |  | 1991-03-26 |  | Petroleum | Unleaded gasoline | Unleaded gasoline | Retail | Steel | Single Wall | Coated & cathodic protection (sti-P3) |  | Double Wall |  |  | Catchment Basin | Automatic shutoff device At 95% full | Automatic shutoff device At 95% full |  |  | Continuous Automatic Tank Gauge |  | Automatic shutoff device (AELLD) | Automatic shutoff device (AELLD) | [5 empty] | UST Currently In Use: 3; UST Temp Close: 0; AST Currently In Use: 0; AST Temp Closed: 0 | 3 | 0 | 0 | 17429-073-015446 | SNAX CORP
42048 | Currently in Use |  | 1991-03-26 |  | Petroleum | Premium gasoline | Premium gasoline | Retail | Single Wall | Single Wall | Coated & cathodic protection (sti-P3) |  | Fiberglass reinforced plastic |  |  | Catchment Basin | Automatic shutoff device At 95% full | Automatic shutoff device At 95% full |  |  | Continuous Automatic Tank Gauge |  | Automatic shutoff device (AELLD) | Automatic shutoff device (AELLD) | [5 empty] | UST Currently In Use: 3; UST Temp Close: 0; AST Currently In Use: 0; AST Temp Closed: 0 | 3 | 0 | 0 | 17429-073-015446 | SNAX CORP
42049 | Currently in Use |  | 1991-03-26 |  | Petroleum | On road diesel | On road diesel | Retail | Single Wall | Single Wall | Coated & cathodic protection (sti-P3) |  | 2 PIECES |  |  | Catchment Basin | Automatic shutoff device At 95% full | Automatic shutoff device At 95% full |  |  | Continuous Automatic Tank Gauge |  | Automatic shutoff device (AELLD) | Automatic shutoff device (AELLD) | [5 empty] | UST Currently In Use: 3; UST Temp Close: 0; AST Currently In Use: 0; AST Temp Closed: 0 | 3 | 0 | 0 | 17429-073-015446 | SNAX CORP
42050 | Currently in Use |  | 1984-12-01 |  | Petroleum | On road diesel | On road diesel | Industrial | Single Wall | Single Wall | Field installed cathodic protection |  | Single Wall |  |  | Catchment Basin | Automatic shutoff device At 95% full | Automatic shutoff device At 95% full |  |  | Statistical Inventory Reconciliation (SIR) | [8 empty] | UST Currently In Use: 1; UST Temp Close: 0; AST Currently In Use: 0; AST Temp Closed: 0 | 1 | 0 | 0 | 17431-073-015447 | CITY WHOLESALE GROCERY
42051 | Permanently Closed | 1996-03-01 | 1988-07-06 | 1996-04-23 | Petroleum | Unleaded gasoline | Unleaded gasoline |  | Steel | Steel | Coated & cathodic protection (sti-P3) |  | Steel |  | 1901-01-01 | [5 empty] | Manual Tank Gauging (only tanks 1000 gal. or less and 48” or 64” in diameter) | [8 empty] | UST Currently In Use: 0; UST Temp Close: 0; AST Currently In Use: 0; AST Temp Closed: 0 | 0 | 0 | 1 | 17432-009-015448 | COMMUNITY BANCSHARES
42052 | Permanently Closed | 2002-04-03 | 1987-01-03 | 2002-04-03 | Petroleum | Unleaded gasoline | Unleaded gasoline |  | Steel | Steel | Coated & cathodic protection (sti-P3) |  | STEEL DW |  | 1901-01-01 | Catchment Basin | Automatic shutoff device At 95% full | Automatic shutoff device At 95% full | [11 empty] | UST Currently In Use: 0; UST Temp Close: 0; AST Currently In Use: 0; AST Temp Closed: 0 | 0 | 0 | 1 | 17433-117-015449 | VULCAN THREADED PRODUCTS INC
42053 | Permanently Closed | 1991-12-26 | 1978-05-01 | 1991-12-26 | Petroleum | On road diesel | On road diesel | State/Federal Government | Steel | Steel |  |  | Steel |  | 1901-01-01 | [14 empty] | UST Currently In Use: 0; UST Temp Close: 0; AST Currently In Use: 0; AST Temp Closed: 0 | 0 | 0 | 1 | 11818-073-015650 | FEDERAL COMMUNICATIONS COMMISSION
42054 | Currently in Use |  | 1991-04-25 |  | Petroleum | Unleaded gasoline | Unleaded gasoline | Local government | Single Wall | Single Wall | Coated & cathodic protection (sti-P3) |  | Double Wall |  | 2014-05-19 | Catchment Basin | Flow Rest 90% Full | Flow Rest 90% Full |  |  | Continuous Automatic Tank Gauge |  | Containment Sump | Automatic flow restrictor (MLLD) | Interstitial Monitoring within Secondary Containment | MANUAL/VISUAL CHECK | Continuous alarm system | Continuous alarm system |  | UST Currently In Use: 2; UST Temp Close: 0; AST Currently In Use: 0; AST Temp Closed: 0 | 2 | 0 | 0 | 15375-131-015565 | WILCOX COUNTY COMMISSION
42055 | Permanently Closed | 1996-12-30 | 1960-08-01 | 1996-12-30 | Petroleum | On road diesel | On road diesel | Local Government | Steel | Steel |  | Painted or None | Steel |  | 1901-01-01 | [14 empty] | UST Currently In Use: 0; UST Temp Close: 0; AST Currently In Use: 0; AST Temp Closed: 0 | 0 | 0 | 1 | 17309-095-001123 | MARSHALL COUNTY COMMISSION
42057 | Temporary Closed | 2011-10-25 | 1991-06-01 |  | Petroleum | Unleaded gasoline | Unleaded gasoline | Retail | Steel | Steel | Coated & cathodic protection (sti-P3) |  | Fiberglass reinforced plastic |  |  | Catchment Basin | Flow Rest 90% Full | Flow Rest 90% Full |  |  | Statistical Inventory Reconciliation (SIR) | [8 empty] | UST Currently In Use: 0; UST Temp Close: 1; AST Currently In Use: 0; AST Temp Closed: 0 | 0 | 1 | 0 | 17412-041-015566 | CARL MATHEWS
42058 | Currently in Use |  | 1991-04-08 |  | Petroleum | On road diesel | On road diesel | Local Government | Fiberglass reinforced plastic | Fiberglass reinforced plastic |  |  | Fiberglass reinforced plastic |  | 1901-01-01 | Catchment Basin | Flow Rest 90% Full | Automatic shutoff device At 95% full |  |  | Automatic Tank Gauge | [8 empty] | UST Currently In Use: 1; UST Temp Close: 0; AST Currently In Use: 0; AST Temp Closed: 0 | 1 | 0 | 0 | 17344-113-015467 | PHENIX CITY DEPT OF PUBLIC UTILITIES
42059 | Currently in Use |  | 1991-04-23 |  | Petroleum | Unleaded gasoline | Unleaded gasoline | Retail | Steel | Steel | Coated & cathodic protection (sti-P3) |  | Fiberglass reinforced plastic |  | 1901-01-01 | Catchment Basin | Flow Rest 90% Full | Flow Rest 90% Full |  |  | Continuous Automatic Tank Gauge |  | Automatic flow restrictor (MLLD) | Automatic flow restrictor (MLLD) |  |  | Annual line testing | Annual line testing |  | UST Currently In Use: 3; UST Temp Close: 0; AST Currently In Use: 0; AST Temp Closed: 0 | 3 | 0 | 0 | 20760-123-015468 | LAKE MARTIN, INC
42060 | Currently in Use |  | 1991-04-23 |  | Petroleum | Mid-grade gasoline | Mid-grade gasoline | Retail | Steel | Steel | Coated & cathodic protection (sti-P3) |  | Fiberglass reinforced plastic |  | 1901-01-01 | Catchment Basin | Flow Rest 90% Full | Flow Rest 90% Full |  |  | Continuous Automatic Tank Gauge |  | Automatic flow restrictor (MLLD) | Automatic flow restrictor (MLLD) |  |  | Annual line testing | Annual line testing |  | UST Currently In Use: 3; UST Temp Close: 0; AST Currently In Use: 0; AST Temp Closed: 0 | 3 | 0 | 0 | 20760-123-015468 | LAKE MARTIN, INC
42061 | Currently in Use |  | 1991-04-23 |  | Petroleum | Premium gasoline | Premium gasoline | Retail | Steel | Steel | Coated & cathodic protection (sti-P3) |  | Fiberglass reinforced plastic |  | 1901-01-01 | Catchment Basin | Flow Rest 90% Full | Flow Rest 90% Full |  |  | Continuous Automatic Tank Gauge |  | Automatic flow restrictor (MLLD) | Automatic flow restrictor (MLLD) |  |  | Annual line testing | Annual line testing |  | UST Currently In Use: 3; UST Temp Close: 0; AST Currently In Use: 0; AST Temp Closed: 0 | 3 | 0 | 0 | 20760-123-015468 | LAKE MARTIN, INC
42062 | Permanently Closed | 2003-10-22 | 1991-04-01 | 2003-10-22 | Petroleum | Unleaded gasoline | Unleaded gasoline | Retail | Steel | Steel | Coated & cathodic protection (sti-P3) |  | Flexible |  | 1901-01-01 | Catchment Basin | Flow Rest 90% Full | Flow Rest 90% Full | [8 empty] | Annual line testing | Annual line testing |  | UST Currently In Use: 0; UST Temp Close: 0; AST Currently In Use: 0; AST Temp Closed: 0 | 0 | 0 | 5 | 21492-081-015469 | COPELAND ONE LLC
42063 | Permanently Closed | 2003-10-22 | 1991-04-01 | 2003-10-22 | Petroleum | Unleaded gasoline | Unleaded gasoline | Retail | Steel | Steel | Coated & cathodic protection (sti-P3) |  | Flexible |  | 1901-01-01 | Catchment Basin | Flow Rest 90% Full | Flow Rest 90% Full | [8 empty] | Annual line testing | Annual line testing |  | UST Currently In Use: 0; UST Temp Close: 0; AST Currently In Use: 0; AST Temp Closed: 0 | 0 | 0 | 5 | 21492-081-015469 | COPELAND ONE LLC
42064 | Permanently Closed | 2003-10-22 | 1991-04-01 | 2003-10-22 | Petroleum | Mid-grade gasoline | Mid-grade gasoline | Retail | Steel | Steel | Coated & cathodic protection (sti-P3) |  | Flexible |  | 1901-01-01 | Catchment Basin | Flow Rest 90% Full | Flow Rest 90% Full | [8 empty] | Annual line testing | Annual line testing |  | UST Currently In Use: 0; UST Temp Close: 0; AST Currently In Use: 0; AST Temp Closed: 0 | 0 | 0 | 5 | 21492-081-015469 | COPELAND ONE LLC
42065 | Permanently Closed | 2003-10-22 | 1991-04-01 | 2003-10-22 | Petroleum | Premium gasoline | Premium gasoline | Retail | Steel | Steel | Coated & cathodic protection (sti-P3) |  | Flexible |  | 1901-01-01 | Catchment Basin | Flow Rest 90% Full | Flow Rest 90% Full | [8 empty] | Annual line testing | Annual line testing |  | UST Currently In Use: 0; UST Temp Close: 0; AST Currently In Use: 0; AST Temp Closed: 0 | 0 | 0 | 5 | 21492-081-015469 | COPELAND ONE LLC
42066 | Permanently Closed | 2003-10-22 | 1991-04-01 | 2003-10-22 | Petroleum | On road diesel | On road diesel | Retail | Steel | Steel | Coated & cathodic protection (sti-P3) |  | Flexible |  | 1901-01-01 | Catchment Basin | Flow Rest 90% Full | Flow Rest 90% Full | [8 empty] | Annual line testing | Annual line testing |  | UST Currently In Use: 0; UST Temp Close: 0; AST Currently In Use: 0; AST Temp Closed: 0 | 0 | 0 | 5 | 21492-081-015469 | COPELAND ONE LLC
42067 | Currently in Use |  | 1990-12-11 |  | Petroleum | On road diesel | On road diesel | State/federal government | Fiberglass reinforced plastic | Fiberglass reinforced plastic |  |  | Fiberglass reinforced plastic |  | 1901-01-01 | Catchment Basin | Flow Rest 90% Full | Flow Rest 90% Full | Interstitial Monitoring within Secondary Containment |  | Automatic Tank Gauge | [8 empty] | UST Currently In Use: 4; UST Temp Close: 0; AST Currently In Use: 0; AST Temp Closed: 0 | 4 | 0 | 6 | 15177-101-009778 | CENTRAL AL VET HEALTH CARE SYSTEMS
42068 | Currently in Use |  | 1990-12-11 |  | Petroleum | On road diesel | On road diesel | State/federal government | Fiberglass reinforced plastic | Fiberglass reinforced plastic |  |  | Fiberglass reinforced plastic |  | 1901-01-01 | Catchment Basin | Flow Rest 90% Full | Flow Rest 90% Full | Interstitial Monitoring within Secondary Containment |  | Automatic Tank Gauge | [8 empty] | UST Currently In Use: 4; UST Temp Close: 0; AST Currently In Use: 0; AST Temp Closed: 0 | 4 | 0 | 6 | 15177-101-009778 | CENTRAL AL VET HEALTH CARE SYSTEMS
42069 | Currently in Use |  | 1990-12-11 |  | Petroleum | Unleaded gasoline | Unleaded gasoline | State/federal government | Fiberglass reinforced plastic | Fiberglass reinforced plastic |  |  | Fiberglass reinforced plastic |  | 1901-01-01 | Catchment Basin | Flow Rest 90% Full | Flow Rest 90% Full | Interstitial Monitoring within Secondary Containment |  | Automatic Tank Gauge | [8 empty] | UST Currently In Use: 4; UST Temp Close: 0; AST Currently In Use: 0; AST Temp Closed: 0 | 4 | 0 | 6 | 15177-101-009778 | CENTRAL AL VET HEALTH CARE SYSTEMS
42070 | Currently in Use |  | 1990-10-02 |  | Petroleum | On road diesel | On road diesel | State/Federal Government | Fiberglass reinforced plastic | Fiberglass reinforced plastic |  |  | Fiberglass reinforced plastic |  | 1901-01-01 | Catchment Basin | Flow Rest 90% Full | Flow Rest 90% Full | Interstitial Monitoring within Secondary Containment |  | Automatic Tank Gauge | [8 empty] | UST Currently In Use: 4; UST Temp Close: 0; AST Currently In Use: 0; AST Temp Closed: 0 | 4 | 0 | 6 | 15177-101-009778 | CENTRAL AL VET HEALTH CARE SYSTEMS
42071 | Permanently Closed | 2020-04-22 | 1991-06-03 | 2020-04-22 | Petroleum | On road diesel | On road diesel | Retail | Single Wall | Single Wall | Field installed cathodic protection |  | Fiberglass reinforced plastic |  |  | Catchment Basin | Flow Rest 90% Full | Flow Rest 90% Full |  |  | Continuous Automatic Tank Gauge | [8 empty] | UST Currently In Use: 0; UST Temp Close: 0; AST Currently In Use: 0; AST Temp Closed: 0 | 0 | 0 | 6 | 17394-083-014457 | MARK CARTER
42072 | Permanently Closed | 2020-04-22 | 1991-06-03 | 2020-04-22 | Petroleum | Kerosene | Kerosene | Retail | Single Wall | Single Wall | Coated & cathodic protection (sti-P3) |  | Single Wall |  |  | Catchment Basin | Flow Rest 90% Full | Flow Rest 90% Full |  |  | Statistical Inventory Reconciliation (SIR) | [8 empty] | UST Currently In Use: 0; UST Temp Close: 0; AST Currently In Use: 0; AST Temp Closed: 0 | 0 | 0 | 6 | 17394-083-014457 | MARK CARTER
42073 | Permanently Closed | 2001-01-26 | 1991-05-27 | 2001-01-26 | Petroleum | Unleaded gasoline | Unleaded gasoline |  | Fiberglass reinforced plastic | Fiberglass reinforced plastic |  |  | Fiberglass reinforced plastic |  | 1901-01-01 | Catchment Basin | Flow Rest 90% Full | Audible high level alarm At 90% full | Interstitial Monitoring within Secondary Containment | [5 empty] | Interstitial Monitoring within Secondary Containment |  | Annual line testing | Annual line testing |  | UST Currently In Use: 0; UST Temp Close: 0; AST Currently In Use: 0; AST Temp Closed: 0 | 0 | 0 | 8 | 12930-095-000806 | CONOCO OIL CO/TOM HOLTY
42074 | Permanently Closed | 2001-01-26 | 1991-05-27 | 2001-01-26 | Petroleum | Unleaded gasoline | Unleaded gasoline |  | Fiberglass reinforced plastic | Fiberglass reinforced plastic |  |  | Fiberglass reinforced plastic |  | 1901-01-01 | Catchment Basin | Audible high level alarm At 90% full | Audible high level alarm At 90% full | Interstitial Monitoring within Secondary Containment | [5 empty] | Interstitial Monitoring within Secondary Containment |  | Annual line testing | Annual line testing |  | UST Currently In Use: 0; UST Temp Close: 0; AST Currently In Use: 0; AST Temp Closed: 0 | 0 | 0 | 8 | 12930-095-000806 | CONOCO OIL CO/TOM HOLTY
42075 | Permanently Closed | 2001-01-26 | 1991-05-27 | 2001-01-26 | Petroleum | Unleaded gasoline | Unleaded gasoline |  | Fiberglass reinforced plastic | Fiberglass reinforced plastic |  |  | Fiberglass reinforced plastic |  | 1901-01-01 | Catchment Basin | Audible high level alarm At 90% full | Audible high level alarm At 90% full | Interstitial Monitoring within Secondary Containment | [5 empty] | Interstitial Monitoring within Secondary Containment |  | Annual line testing | Annual line testing |  | UST Currently In Use: 0; UST Temp Close: 0; AST Currently In Use: 0; AST Temp Closed: 0 | 0 | 0 | 8 | 12930-095-000806 | CONOCO OIL CO/TOM HOLTY
42076 | Permanently Closed | 2001-01-26 | 1991-05-27 | 2001-01-26 | Petroleum | Kerosene | Kerosene |  | Fiberglass reinforced plastic | Fiberglass reinforced plastic |  |  | Fiberglass reinforced plastic |  | 1901-01-01 | Catchment Basin | Flow Rest 90% Full | Audible high level alarm At 90% full | Interstitial Monitoring within Secondary Containment | [5 empty] | Interstitial Monitoring within Secondary Containment |  | Annual line testing | Annual line testing |  | UST Currently In Use: 0; UST Temp Close: 0; AST Currently In Use: 0; AST Temp Closed: 0 | 0 | 0 | 8 | 12930-095-000806 | CONOCO OIL CO/TOM HOLTY
42077 | Temporary Closed | 2016-11-01 | 1991-05-10 |  | Petroleum | Unleaded gasoline | Unleaded gasoline | Retail | Double Wall | Double Wall |  |  | Fiberglass reinforced plastic |  | 1901-01-01 | Catchment Basin | Audible high level alarm At 90% full | Audible high level alarm At 90% full | Interstitial Monitoring within Secondary Containment | SENSOR TO ATG |  |  | Containment Sump | Automatic flow restrictor (MLLD) | Interstitial Monitoring within Secondary Containment | SENSOR TO ATG | Continuous alarm system | Continuous alarm system |  | UST Currently In Use: 0; UST Temp Close: 4; AST Currently In Use: 0; AST Temp Closed: 0 | 0 | 4 | 4 | 25871-019-000814 | JADE LLC
42078 | Temporary Closed | 2009-07-01 | 1991-05-10 |  | Petroleum | Mid-grade gasoline | Mid-grade gasoline | Retail | Fiberglass reinforced plastic | Double Wall |  |  | Fiberglass reinforced plastic |  | 1901-01-01 | Catchment Basin | Audible high level alarm At 90% full | Audible high level alarm At 90% full | Interstitial Monitoring within Secondary Containment | SENSOR TO ATG |  |  | Containment Sump | Automatic flow restrictor (MLLD) | Interstitial Monitoring within Secondary Containment | SENSOR TO ATG |  |  |  | UST Currently In Use: 0; UST Temp Close: 4; AST Currently In Use: 0; AST Temp Closed: 0 | 0 | 4 | 4 | 25871-019-000814 | JADE LLC
42079 | Temporary Closed | 2009-07-01 | 1991-05-10 |  | Petroleum | Premium gasoline | Premium gasoline | Retail | Fiberglass reinforced plastic | Double Wall |  |  | Fiberglass reinforced plastic |  | 1901-01-01 | Catchment Basin | Audible high level alarm At 90% full | Audible high level alarm At 90% full | Interstitial Monitoring within Secondary Containment | SENSOR TO ATG |  |  | Automatic flow restrictor (MLLD) | Automatic flow restrictor (MLLD) | Interstitial Monitoring within Secondary Containment | SENSOR TO ATG |  |  |  | UST Currently In Use: 0; UST Temp Close: 4; AST Currently In Use: 0; AST Temp Closed: 0 | 0 | 4 | 4 | 25871-019-000814 | JADE LLC
42080 | Temporary Closed | 2016-11-01 | 1991-05-10 |  | Petroleum | On road diesel | On road diesel | Retail | Double Wall | Double Wall |  |  | Fiberglass reinforced plastic |  | 1901-01-01 | Catchment Basin | Audible high level alarm At 90% full | Audible high level alarm At 90% full | Interstitial Monitoring within Secondary Containment | SENSOR TO ATG |  |  | Automatic flow restrictor (MLLD) | Automatic flow restrictor (MLLD) | Interstitial Monitoring within Secondary Containment | SENSOR TO ATG | Continuous alarm system | Continuous alarm system |  | UST Currently In Use: 0; UST Temp Close: 4; AST Currently In Use: 0; AST Temp Closed: 0 | 0 | 4 | 4 | 25871-019-000814 | JADE LLC
42081 | Permanently Closed | 1993-01-01 | 1960-01-01 | 1993-02-15 | Petroleum | Unleaded gasoline | Unleaded gasoline |  | Steel | Steel |  | Painted or None | Steel |  | 1901-01-01 | [14 empty] | UST Currently In Use: 0; UST Temp Close: 0; AST Currently In Use: 2; AST Temp Closed: 0 | 0 | 0 | 2 | 17392-077-015605 | GLEN A HAMMOND
42082 | Permanently Closed | 1993-01-01 | 1960-01-01 | 1993-02-15 | Petroleum | Unleaded gasoline | Unleaded gasoline |  | Steel | Steel |  | Painted or None | Steel |  | 1901-01-01 | [14 empty] | UST Currently In Use: 0; UST Temp Close: 0; AST Currently In Use: 2; AST Temp Closed: 0 | 0 | 0 | 2 | 17392-077-015605 | GLEN A HAMMOND
42084 | Permanently Closed | 2005-12-30 | 1988-08-15 |  | Petroleum | Unleaded gasoline | Unleaded gasoline | Retail | Steel | Steel | Coated & cathodic protection (sti-P3) |  | Fiberglass reinforced plastic |  | 1901-01-01 | Catchment Basin | Automatic shutoff device At 95% full | Automatic shutoff device At 95% full |  |  | Automatic Tank Gauge | [5 empty] | Annual line testing | Annual line testing |  | UST Currently In Use: 0; UST Temp Close: 0; AST Currently In Use: 0; AST Temp Closed: 0 | 0 | 0 | 2 | 17478-125-015103 | BARBARA MONTGOMERY
42085 | Permanently Closed | 2006-01-06 | 1988-08-15 |  | Petroleum | Premium gasoline | Premium gasoline | Retail | Steel | Steel | Field installed cathodic protection |  | Fiberglass reinforced plastic |  | 1901-01-01 | Catchment Basin | Automatic shutoff device At 95% full | Automatic shutoff device At 95% full |  |  | Automatic Tank Gauge | [5 empty] | Annual line testing | Annual line testing |  | UST Currently In Use: 0; UST Temp Close: 0; AST Currently In Use: 0; AST Temp Closed: 0 | 0 | 0 | 2 | 17478-125-015103 | BARBARA MONTGOMERY
42086 | Currently in Use |  | 1990-11-29 |  | Petroleum | On road diesel | On road diesel | State/federal government | Fiberglass reinforced plastic | Fiberglass reinforced plastic |  |  | Fiberglass reinforced plastic |  | 1901-01-01 | Catchment Basin | Flow Rest 90% Full | Flow Rest 90% Full |  |  | Continuous Automatic Tank Gauge |  | Containment Sump | Automatic flow restrictor (MLLD) |  |  | Annual line testing | Annual line testing |  | UST Currently In Use: 2; UST Temp Close: 0; AST Currently In Use: 0; AST Temp Closed: 0 | 2 | 0 | 4 | 14655-029-002979 | DEPARTMENT OF TRANSPORTATION
42087 | Currently in Use |  | 1990-11-29 |  | Petroleum | Unleaded gasoline | Unleaded gasoline | State/federal government | Fiberglass reinforced plastic | Fiberglass reinforced plastic |  |  | Double Wall |  | 1901-01-01 | Catchment Basin | Flow Rest 90% Full | Flow Rest 90% Full |  |  | Continuous Automatic Tank Gauge |  | Containment Sump | Automatic flow restrictor (MLLD) |  |  | Annual line testing | Annual line testing |  | UST Currently In Use: 2; UST Temp Close: 0; AST Currently In Use: 0; AST Temp Closed: 0 | 2 | 0 | 4 | 14655-029-002979 | DEPARTMENT OF TRANSPORTATION
42088 | Cannot Locate or abandoned | 2005-12-23 | 1991-05-15 |  | Petroleum | Unleaded gasoline | Unleaded gasoline | Retail | Steel | Steel | Coated & cathodic protection (sti-P3) |  | Fiberglass reinforced plastic |  | 1901-01-01 | Catchment Basin | Flow Rest 90% Full | Flow Rest 90% Full |  |  | Statistical Inventory Reconciliation (SIR) | [8 empty] | UST Currently In Use: 0; UST Temp Close: 0; AST Currently In Use: 0; AST Temp Closed: 0 | 0 | 0 | 0 | 21705-087-015470 | SHAVANI INC
42089 | Temporary Closed | 1991-08-01 | 1989-06-01 |  | Petroleum | Used oil | Used oil |  | Steel | Steel |  |  |  |  | 1901-01-01 | [14 empty] | UST Currently In Use: 0; UST Temp Close: 1; AST Currently In Use: 0; AST Temp Closed: 0 | 0 | 1 | 0 | 17753-073-015443 | F J SIRAGUSA
42090 | Cannot Locate or abandoned | 2002-05-21 | 1991-06-14 |  | Petroleum | Unleaded gasoline | Unleaded gasoline |  | Steel | Steel | Coated & cathodic protection (sti-P3) |  | Fiberglass reinforced plastic |  | 1901-01-01 | Catchment Basin | Automatic shutoff device At 95% full | Automatic shutoff device At 95% full | [11 empty] | UST Currently In Use: 0; UST Temp Close: 0; AST Currently In Use: 0; AST Temp Closed: 0 | 0 | 0 | 0 | 17393-071-015606 | HOBERT L MOORE SR
42091 | Cannot Locate or abandoned | 2002-05-21 | 1991-06-14 |  | Petroleum | Unleaded gasoline | Unleaded gasoline |  | Steel | Steel | Coated & cathodic protection (sti-P3) |  | Fiberglass reinforced plastic |  | 1901-01-01 | Catchment Basin | Automatic shutoff device At 95% full | Automatic shutoff device At 95% full | [11 empty] | UST Currently In Use: 0; UST Temp Close: 0; AST Currently In Use: 0; AST Temp Closed: 0 | 0 | 0 | 0 | 17393-071-015606 | HOBERT L MOORE SR
42092 | Cannot Locate or abandoned | 2002-05-21 | 1991-06-14 |  | Petroleum | Unleaded gasoline | Unleaded gasoline |  | Steel | Steel | Coated & cathodic protection (sti-P3) |  | Fiberglass reinforced plastic |  | 1901-01-01 | Catchment Basin | Automatic shutoff device At 95% full | Automatic shutoff device At 95% full | [11 empty] | UST Currently In Use: 0; UST Temp Close: 0; AST Currently In Use: 0; AST Temp Closed: 0 | 0 | 0 | 0 | 17393-071-015606 | HOBERT L MOORE SR
42093 | Permanently Closed | 2000-06-01 | 1991-05-25 | 2000-06-01 | Petroleum | Unleaded gasoline | Unleaded gasoline | Retail | Steel | Steel | Coated & cathodic protection (sti-P3) |  | Fiberglass reinforced plastic |  | 1901-01-01 | Catchment Basin | Flow Rest 90% Full | Flow Rest 90% Full |  |  | Automatic Tank Gauge |  |  |  | Interstitial Monitoring within Secondary Containment |  |  |  |  | UST Currently In Use: 2; UST Temp Close: 0; AST Currently In Use: 0; AST Temp Closed: 0 | 2 | 0 | 8 | 15201-073-010883 | VULCAN OIL COMPANY INC.
42094 | Permanently Closed | 2000-06-01 | 1991-05-25 | 2000-06-01 | Petroleum | Unleaded gasoline | Unleaded gasoline | Retail | Steel | Steel | Coated & cathodic protection (sti-P3) |  | Fiberglass reinforced plastic |  | 1901-01-01 | Catchment Basin | Flow Rest 90% Full | Flow Rest 90% Full |  |  | Automatic Tank Gauge |  |  |  | Interstitial Monitoring within Secondary Containment |  |  |  |  | UST Currently In Use: 2; UST Temp Close: 0; AST Currently In Use: 0; AST Temp Closed: 0 | 2 | 0 | 8 | 15201-073-010883 | VULCAN OIL COMPANY INC.
42095 | Temporary Closed | 2011-10-01 | 1991-06-06 |  | Petroleum | Unleaded gasoline | Unleaded gasoline | Retail | Steel | Steel | Coated & cathodic protection (sti-P3) |  | Fiberglass reinforced plastic |  | 1901-01-01 | Catchment Basin | Automatic shutoff device At 95% full | Automatic shutoff device At 95% full | [11 empty] | UST Currently In Use: 0; UST Temp Close: 2; AST Currently In Use: 0; AST Temp Closed: 0 | 0 | 2 | 3 | 23673-091-008977 | ERNESTENE BALLARD
42096 | Temporary Closed | 2011-10-01 | 1991-06-06 |  | Petroleum | Premium gasoline | Premium gasoline | Retail | Steel | Steel | Interior lined (not allowed as a standalone method of corrosion protection) |  | Fiberglass reinforced plastic |  | 1901-01-01 | Catchment Basin | Automatic shutoff device At 95% full | Automatic shutoff device At 95% full | [11 empty] | UST Currently In Use: 0; UST Temp Close: 2; AST Currently In Use: 0; AST Temp Closed: 0 | 0 | 2 | 3 | 23673-091-008977 | ERNESTENE BALLARD
42097 | Currently in Use |  | 1990-11-08 |  | Petroleum | Unleaded gasoline | Unleaded gasoline | Retail | Fiberglass reinforced plastic | Fiberglass reinforced plastic |  |  | Fiberglass reinforced plastic |  |  | Catchment Basin | Flow Rest 90% Full | Flow Rest 90% Full |  |  | Continuous Automatic Tank Gauge | Single walled submersible pump containment sump | Automatic shutoff device (AELLD) | Automatic shutoff device (AELLD) | [5 empty] | UST Currently In Use: 3; UST Temp Close: 0; AST Currently In Use: 0; AST Temp Closed: 0 | 3 | 0 | 0 | 25949-033-015607 | MUSCLE SHOALS 14 LLC
42098 | Currently in Use |  | 1990-11-08 |  | Petroleum | Premium gasoline | Premium gasoline | Retail | Fiberglass reinforced plastic | Fiberglass reinforced plastic |  |  | Double Wall |  |  | Catchment Basin | Flow Rest 90% Full | Flow Rest 90% Full |  |  | Continuous Automatic Tank Gauge | Single walled submersible pump containment sump | Automatic shutoff device (AELLD) | Automatic shutoff device (AELLD) | [5 empty] | UST Currently In Use: 3; UST Temp Close: 0; AST Currently In Use: 0; AST Temp Closed: 0 | 3 | 0 | 0 | 25949-033-015607 | MUSCLE SHOALS 14 LLC
42099 | Currently in Use |  | 1990-11-08 |  | Petroleum | On road diesel | On road diesel | Retail | Fiberglass reinforced plastic | Fiberglass reinforced plastic |  |  | Double Wall |  |  | Catchment Basin | Flow Rest 90% Full | Flow Rest 90% Full |  |  | Continuous Automatic Tank Gauge | Single walled submersible pump containment sump | Automatic shutoff device (AELLD) | Automatic shutoff device (AELLD) | [5 empty] | UST Currently In Use: 3; UST Temp Close: 0; AST Currently In Use: 0; AST Temp Closed: 0 | 3 | 0 | 0 | 25949-033-015607 | MUSCLE SHOALS 14 LLC
42100 | Currently in Use |  | 1991-07-09 |  | Petroleum | On road diesel | On road diesel | Retail | Steel | Steel | Coated & cathodic protection (sti-P3) |  | Fiberglass reinforced plastic |  | 1901-01-01 | Catchment Basin | Automatic shutoff device At 95% full | Automatic shutoff device At 95% full |  |  | Continuous Automatic Tank Gauge |  | Containment Sump | Automatic flow restrictor (MLLD) | Interstitial Monitoring within Secondary Containment | MANUAL/VISUAL CHECK | Annual line testing | Annual line testing |  | UST Currently In Use: 3; UST Temp Close: 0; AST Currently In Use: 0; AST Temp Closed: 0 | 3 | 0 | 4 | 25736-097-008737 | MM ALABAMA LEASING
42101 | Currently in Use |  | 1991-07-09 |  | Petroleum | Unleaded gasoline | Unleaded gasoline | Retail | Steel | Steel | Coated & cathodic protection (sti-P3) |  | Fiberglass reinforced plastic |  | 1901-01-01 | Catchment Basin | Automatic shutoff device At 95% full | Automatic shutoff device At 95% full |  |  | Continuous Automatic Tank Gauge |  | Containment Sump | Automatic flow restrictor (MLLD) | Interstitial Monitoring within Secondary Containment | MANUAL/VISUAL CHECK | Annual line testing | Annual line testing |  | UST Currently In Use: 3; UST Temp Close: 0; AST Currently In Use: 0; AST Temp Closed: 0 | 3 | 0 | 4 | 25736-097-008737 | MM ALABAMA LEASING
42102 | Currently in Use |  | 1991-07-09 |  | Petroleum | Premium gasoline | Premium gasoline | Retail | Steel | Steel | Coated & cathodic protection (sti-P3) |  | Fiberglass reinforced plastic |  | 1901-01-01 | Catchment Basin | Automatic shutoff device At 95% full | Automatic shutoff device At 95% full |  |  | Continuous Automatic Tank Gauge |  | Automatic flow restrictor (MLLD) | Automatic flow restrictor (MLLD) | Interstitial Monitoring within Secondary Containment | MANUAL/VISUAL CHECK | Annual line testing | Annual line testing |  | UST Currently In Use: 3; UST Temp Close: 0; AST Currently In Use: 0; AST Temp Closed: 0 | 3 | 0 | 4 | 25736-097-008737 | MM ALABAMA LEASING
42103 | Permanently Closed | 1990-04-01 | 1964-01-01 | 1994-08-09 | Petroleum | Unleaded gasoline | Unleaded gasoline |  | Steel | Steel |  | Painted or None | Steel |  | 1901-01-01 | [14 empty] | UST Currently In Use: 0; UST Temp Close: 0; AST Currently In Use: 0; AST Temp Closed: 0 | 0 | 0 | 4 | 17435-073-000628 | SEARS
42104 | Permanently Closed | 1990-04-01 | 1964-01-01 | 1994-08-09 | Petroleum | Unleaded gasoline | Unleaded gasoline |  | Steel | Steel |  | Painted or None | Steel |  | 1901-01-01 | [14 empty] | UST Currently In Use: 0; UST Temp Close: 0; AST Currently In Use: 0; AST Temp Closed: 0 | 0 | 0 | 4 | 17435-073-000628 | SEARS
42105 | Permanently Closed | 1990-04-01 | 1964-01-01 | 1994-08-09 | Petroleum | Unleaded gasoline | Unleaded gasoline |  | Steel | Steel |  | Painted or None | Steel |  | 1901-01-01 | [14 empty] | UST Currently In Use: 0; UST Temp Close: 0; AST Currently In Use: 0; AST Temp Closed: 0 | 0 | 0 | 4 | 17435-073-000628 | SEARS
42106 | Permanently Closed | 1901-01-01 | 1964-01-01 | 1994-08-09 | Petroleum | Used oil | Used oil |  | Steel | Steel |  | Painted or None | Steel |  | 1901-01-01 | [14 empty] | UST Currently In Use: 0; UST Temp Close: 0; AST Currently In Use: 0; AST Temp Closed: 0 | 0 | 0 | 4 | 17435-073-000628 | SEARS
42107 | Currently in Use |  | 1991-06-20 |  | Petroleum | Unleaded gasoline | Unleaded gasoline | Retail | Steel | Steel | Field installed cathodic protection |  | Fiberglass reinforced plastic |  |  | Catchment Basin | Flow Rest 90% Full | Flow Rest 90% Full |  |  | Continuous Automatic Tank Gauge |  | Automatic flow restrictor (MLLD) | Automatic flow restrictor (MLLD) |  |  | Annual line testing | Annual line testing |  | UST Currently In Use: 4; UST Temp Close: 0; AST Currently In Use: 0; AST Temp Closed: 0 | 4 | 0 | 0 | 15201-083-015608 | VULCAN OIL COMPANY INC.
42108 | Currently in Use |  | 1991-06-20 |  | Petroleum | On road diesel | On road diesel | Retail | Steel | Steel | Coated & cathodic protection (sti-P3) |  | Fiberglass reinforced plastic |  |  | Catchment Basin | Flow Rest 90% Full | Flow Rest 90% Full |  |  | Continuous Automatic Tank Gauge |  | Automatic flow restrictor (MLLD) | Automatic flow restrictor (MLLD) |  |  | Annual line testing | Annual line testing |  | UST Currently In Use: 4; UST Temp Close: 0; AST Currently In Use: 0; AST Temp Closed: 0 | 4 | 0 | 0 | 15201-083-015608 | VULCAN OIL COMPANY INC.
42109 | Currently in Use |  | 1991-06-20 |  | Petroleum | Premium gasoline | Premium gasoline | Retail | Steel | Steel | Coated & cathodic protection (sti-P3) |  | Fiberglass reinforced plastic |  |  | Catchment Basin | Flow Rest 90% Full | Flow Rest 90% Full |  |  | Continuous Automatic Tank Gauge |  | Automatic flow restrictor (MLLD) | Automatic flow restrictor (MLLD) |  |  | Annual line testing | Annual line testing |  | UST Currently In Use: 4; UST Temp Close: 0; AST Currently In Use: 0; AST Temp Closed: 0 | 4 | 0 | 0 | 15201-083-015608 | VULCAN OIL COMPANY INC.
42110 | Currently in Use |  | 1991-06-20 |  | Petroleum | Kerosene | Kerosene | Retail | Steel | Steel | Field installed cathodic protection |  | Fiberglass reinforced plastic |  |  | Catchment Basin | Flow Rest 90% Full | Flow Rest 90% Full |  |  | Continuous Automatic Tank Gauge | [8 empty] | UST Currently In Use: 4; UST Temp Close: 0; AST Currently In Use: 0; AST Temp Closed: 0 | 4 | 0 | 0 | 15201-083-015608 | VULCAN OIL COMPANY INC.
42111 | Permanently Closed | 2011-09-26 | 1991-06-05 | 2011-09-26 | Petroleum | Unleaded gasoline | Unleaded gasoline | Retail | Steel | Steel | Coated & cathodic protection (sti-P3) |  | Fiberglass reinforced plastic |  |  | Catchment Basin | Flow Rest 90% Full | Automatic shutoff device At 95% full |  |  | Automatic Tank Gauge |  | Automatic shutoff device (AELLD) | Automatic shutoff device (AELLD) | [5 empty] | UST Currently In Use: 0; UST Temp Close: 0; AST Currently In Use: 0; AST Temp Closed: 0 | 0 | 0 | 3 | 13786-023-015567 | PARRS, INC.
42112 | Permanently Closed | 2010-01-27 | 1991-06-05 | 2011-09-26 | Petroleum | Mid-grade gasoline | Mid-grade gasoline | Retail | Steel | Steel | Coated & cathodic protection (sti-P3) |  | Fiberglass reinforced plastic |  |  | Catchment Basin | Automatic shutoff device At 95% full | Automatic shutoff device At 95% full |  |  | Automatic Tank Gauge |  | Automatic shutoff device (AELLD) | Automatic shutoff device (AELLD) | [5 empty] | UST Currently In Use: 0; UST Temp Close: 0; AST Currently In Use: 0; AST Temp Closed: 0 | 0 | 0 | 3 | 13786-023-015567 | PARRS, INC.
42113 | Permanently Closed | 2011-09-26 | 1991-06-05 | 2011-09-26 | Petroleum | Premium gasoline | Premium gasoline | Retail | Steel | Steel | Coated & cathodic protection (sti-P3) |  | Fiberglass reinforced plastic |  |  | Catchment Basin | Automatic shutoff device At 95% full | Automatic shutoff device At 95% full |  |  | Automatic Tank Gauge |  | Automatic shutoff device (AELLD) | Automatic shutoff device (AELLD) | [5 empty] | UST Currently In Use: 0; UST Temp Close: 0; AST Currently In Use: 0; AST Temp Closed: 0 | 0 | 0 | 3 | 13786-023-015567 | PARRS, INC.
42114 | Temporary Closed | 2016-10-15 | 1991-01-22 |  | Petroleum | Unleaded gasoline | Unleaded gasoline | Retail | Steel | Steel | Coated & cathodic protection (sti-P3) |  | Fiberglass reinforced plastic |  | 1901-01-01 | Catchment Basin | Flow Rest 90% Full | Flow Rest 90% Full |  |  | Continuous Automatic Tank Gauge |  | Automatic flow restrictor (MLLD) | Automatic flow restrictor (MLLD) |  |  | Annual line testing | Annual line testing |  | UST Currently In Use: 0; UST Temp Close: 2; AST Currently In Use: 0; AST Temp Closed: 0 | 0 | 2 | 0 | 17348-121-015472 | BENNY'S INC
42115 | Temporary Closed | 2016-10-15 | 1991-01-22 |  | Petroleum | Unleaded gasoline | Unleaded gasoline | Retail | Steel | Steel | Coated & cathodic protection (sti-P3) |  | Fiberglass reinforced plastic |  | 1901-01-01 | Catchment Basin | Flow Rest 90% Full | Flow Rest 90% Full |  |  | Continuous Automatic Tank Gauge |  | Automatic flow restrictor (MLLD) | Automatic flow restrictor (MLLD) |  |  | Annual line testing | Annual line testing |  | UST Currently In Use: 0; UST Temp Close: 2; AST Currently In Use: 0; AST Temp Closed: 0 | 0 | 2 | 0 | 17348-121-015472 | BENNY'S INC
42116 | Currently in Use |  | 1991-06-10 |  | Petroleum | Premium gasoline | Premium gasoline | Retail | Steel | Steel | Coated & cathodic protection (sti-P3) |  | Fiberglass reinforced plastic |  |  | Catchment Basin | Flow Rest 90% Full | Flow Rest 90% Full |  |  | Continuous Automatic Tank Gauge |  | Automatic flow restrictor (MLLD) | Automatic flow restrictor (MLLD) |  |  | Annual line testing | Annual line testing |  | UST Currently In Use: 3; UST Temp Close: 0; AST Currently In Use: 0; AST Temp Closed: 0 | 3 | 0 | 0 | 24622-003-015568 | KRISHNA KRUPA INC
42117 | Currently in Use |  | 1991-06-10 |  | Petroleum | Unleaded gasoline | Unleaded gasoline | Retail | Steel | Steel | Coated & cathodic protection (sti-P3) |  | Fiberglass reinforced plastic |  |  | Catchment Basin | Flow Rest 90% Full | Flow Rest 90% Full |  |  | Automatic Tank Gauge |  | Automatic flow restrictor (MLLD) | Automatic flow restrictor (MLLD) |  |  | Annual line testing | Annual line testing |  | UST Currently In Use: 3; UST Temp Close: 0; AST Currently In Use: 0; AST Temp Closed: 0 | 3 | 0 | 0 | 24622-003-015568 | KRISHNA KRUPA INC
42118 | Currently in Use |  | 1991-06-10 |  | Petroleum | Mid-grade gasoline | Mid-grade gasoline | Retail | Steel | Steel | Coated & cathodic protection (sti-P3) |  | Fiberglass reinforced plastic |  |  | Catchment Basin | Flow Rest 90% Full | Flow Rest 90% Full |  |  | Continuous Automatic Tank Gauge |  | Automatic flow restrictor (MLLD) | Automatic flow restrictor (MLLD) |  |  | Annual line testing | Annual line testing |  | UST Currently In Use: 3; UST Temp Close: 0; AST Currently In Use: 0; AST Temp Closed: 0 | 3 | 0 | 0 | 24622-003-015568 | KRISHNA KRUPA INC
42119 | Currently in Use |  | 1990-12-11 |  | Petroleum | Unleaded gasoline | Unleaded gasoline | Retail | Steel | Steel | Coated & cathodic protection (sti-P3) |  | Fiberglass reinforced plastic |  |  | Catchment Basin |  |  |  |  | Automatic Tank Gauge | [8 empty] | UST Currently In Use: 3; UST Temp Close: 0; AST Currently In Use: 0; AST Temp Closed: 0 | 3 | 0 | 0 | 23804-067-015473 | SARABJIT KAUR
42120 | Currently in Use |  | 1990-12-11 |  | Petroleum | Mid-grade gasoline | Mid-grade gasoline | Retail | Steel | Steel | Coated & cathodic protection (sti-P3) |  | Fiberglass reinforced plastic |  |  | Catchment Basin |  |  |  |  | Automatic Tank Gauge | [8 empty] | UST Currently In Use: 3; UST Temp Close: 0; AST Currently In Use: 0; AST Temp Closed: 0 | 3 | 0 | 0 | 23804-067-015473 | SARABJIT KAUR
42121 | Currently in Use |  | 1990-12-11 |  | Petroleum | Premium gasoline | Premium gasoline | Retail | Steel | Steel | Coated & cathodic protection (sti-P3) |  | Fiberglass reinforced plastic |  |  | Catchment Basin |  |  |  |  | Automatic Tank Gauge | [8 empty] | UST Currently In Use: 3; UST Temp Close: 0; AST Currently In Use: 0; AST Temp Closed: 0 | 3 | 0 | 0 | 23804-067-015473 | SARABJIT KAUR
42122 | Permanently Closed | 1991-01-01 | 1991-05-28 | 2017-11-06 | Petroleum | Unleaded gasoline | Unleaded gasoline | Retail | Steel | Single Wall | Coated & cathodic protection (sti-P3) |  | Fiberglass reinforced plastic |  | 1901-01-01 | Catchment Basin | Flow Rest 90% Full | Flow Rest 90% Full | [11 empty] | UST Currently In Use: 0; UST Temp Close: 0; AST Currently In Use: 0; AST Temp Closed: 0 | 0 | 0 | 2 | 25210-077-015609 | CLARK GAS COMPANY INC
42123 | Permanently Closed | 1991-01-01 | 1991-05-28 | 2017-11-06 | Petroleum | Unleaded gasoline | Unleaded gasoline | Retail | Single Wall | Single Wall | Coated & cathodic protection (sti-P3) |  | Single Wall |  | 1901-01-01 | Catchment Basin | Flow Rest 90% Full | Flow Rest 90% Full | [11 empty] | UST Currently In Use: 0; UST Temp Close: 0; AST Currently In Use: 0; AST Temp Closed: 0 | 0 | 0 | 2 | 25210-077-015609 | CLARK GAS COMPANY INC
42124 | Permanently Closed | 1995-09-01 | 1984-07-02 | 1995-12-02 | Petroleum | On road diesel | On road diesel | Bulk facility | Steel | Steel |  | Painted or None | Steel |  | 1901-01-01 | [5 empty] | Statistical Inventory Reconciliation (SIR) | [5 empty] | Annual line testing | Annual line testing |  | UST Currently In Use: 0; UST Temp Close: 0; AST Currently In Use: 0; AST Temp Closed: 0 | 0 | 0 | 1 | 15429-087-015474 | CHATTAHOOCHEE OIL CO. C/O PETRO SO.
42125 | Permanently Closed | 1995-09-01 | 1984-07-02 | 1995-12-02 | Petroleum | On road diesel | On road diesel | Bulk facility | Steel | Steel |  | Painted or None | Steel |  | 1901-01-01 | [11 empty] | Annual line testing | Annual line testing |  | UST Currently In Use: 0; UST Temp Close: 0; AST Currently In Use: 0; AST Temp Closed: 0 | 0 | 0 | 1 | 15429-087-015475 | CHATTAHOOCHEE OIL CO. C/O PETRO SO.
42126 | Currently in Use |  | 1991-02-26 |  | Petroleum | Aviation fuel (JP-4; etc.) | Aviation fuel (JP-4; etc.) | Industrial | DBL WALL | Double Wall | Coated & cathodic protection (sti-P3) |  | ABOVEGRND |  |  | Catchment Basin | Audible high level alarm At 90% full | Audible high level alarm At 90% full | Interstitial Monitoring within Secondary Containment | MANUAL/VISUAL CHECK |  |  | ABOVEGRND | Containment Sump |  |  | ABOVEGRND | Other |  | UST Currently In Use: 5; UST Temp Close: 0; AST Currently In Use: 8; AST Temp Closed: 0 | 5 | 0 | 34 | 14817-097-011471 | CONTINENTAL MOTORS, INC.
42127 | Currently in Use |  | 1991-02-26 |  | Petroleum | Other, MNRLSPIRIT | Other | Industrial | DBL WALL | Double Wall | Coated & cathodic protection (sti-P3) |  | ABOVEGRND |  |  | Catchment Basin | Audible high level alarm At 90% full | Audible high level alarm At 90% full | Interstitial Monitoring within Secondary Containment | MANUAL/VISUAL CHECK |  |  | Containment Sump | Containment Sump |  |  | Other | Other |  | UST Currently In Use: 5; UST Temp Close: 0; AST Currently In Use: 8; AST Temp Closed: 0 | 5 | 0 | 34 | 14817-097-011471 | CONTINENTAL MOTORS, INC.
42128 | Currently in Use |  | 1991-02-26 |  | Petroleum | Aviation fuel (JP-4; etc.) | Aviation fuel (JP-4; etc.) | Industrial | Steel | Double Wall | Coated & cathodic protection (sti-P3) |  | Other |  |  | Catchment Basin | Audible high level alarm At 90% full | Audible high level alarm At 90% full | Interstitial Monitoring within Secondary Containment | MANUAL/VISUAL CHECK |  |  | Containment Sump | Containment Sump |  |  | Other | Other |  | UST Currently In Use: 5; UST Temp Close: 0; AST Currently In Use: 8; AST Temp Closed: 0 | 5 | 0 | 34 | 14817-097-011471 | CONTINENTAL MOTORS, INC.
42129 | Currently in Use |  | 1973-02-01 |  | Petroleum | Unleaded gasoline | Unleaded gasoline | Retail | Single Wall | Single Wall | Field installed cathodic protection |  | Fiberglass reinforced plastic |  |  | Catchment Basin | Automatic shutoff device At 95% full | Automatic shutoff device At 95% full |  |  | Continuous Automatic Tank Gauge |  | Automatic shutoff device (AELLD) | Automatic shutoff device (AELLD) | [5 empty] | UST Currently In Use: 2; UST Temp Close: 0; AST Currently In Use: 0; AST Temp Closed: 0 | 2 | 0 | 0 | 25265-073-015651 | LGWS/CROSS AMERICA PARTNERS
42130 | Currently in Use |  | 1973-02-01 |  | Petroleum | Premium gasoline | Premium gasoline | Retail | Single Wall | Single Wall | Field installed cathodic protection |  | Fiberglass reinforced plastic |  |  | Catchment Basin | Automatic shutoff device At 95% full | Automatic shutoff device At 95% full |  |  | Continuous Automatic Tank Gauge |  | Automatic shutoff device (AELLD) | Automatic shutoff device (AELLD) | [5 empty] | UST Currently In Use: 2; UST Temp Close: 0; AST Currently In Use: 0; AST Temp Closed: 0 | 2 | 0 | 0 | 25265-073-015651 | LGWS/CROSS AMERICA PARTNERS
42131 | Currently in Use |  | 1991-05-10 |  | Petroleum | Unleaded gasoline | Unleaded gasoline | Retail | Single Wall | Single Wall | Coated & cathodic protection (sti-P3) |  | Fiberglass reinforced plastic |  |  | Catchment Basin | Flow Rest 90% Full | Flow Rest 90% Full |  |  | Continuous Automatic Tank Gauge |  | Automatic shutoff device (AELLD) | Automatic shutoff device (AELLD) | [5 empty] | UST Currently In Use: 3; UST Temp Close: 0; AST Currently In Use: 0; AST Temp Closed: 0 | 3 | 0 | 0 | 13526-073-015652 | MOORE OIL COMPANY, INC.
42132 | Currently in Use |  | 1991-05-10 |  | Petroleum | On road diesel | On road diesel | Retail | Single Wall | Single Wall | Coated & cathodic protection (sti-P3) |  | Fiberglass reinforced plastic |  |  | Catchment Basin | Flow Rest 90% Full | Flow Rest 90% Full |  |  | Continuous Automatic Tank Gauge |  | Containment Sump | Automatic shutoff device (AELLD) | [5 empty] | UST Currently In Use: 3; UST Temp Close: 0; AST Currently In Use: 0; AST Temp Closed: 0 | 3 | 0 | 0 | 13526-073-015652 | MOORE OIL COMPANY, INC.
42133 | Currently in Use |  | 1991-05-10 |  | Petroleum | Premium gasoline | Premium gasoline | Retail | Single Wall | Single Wall | Coated & cathodic protection (sti-P3) |  | Single Wall |  |  | Catchment Basin | Flow Rest 90% Full | Flow Rest 90% Full |  |  | Continuous Automatic Tank Gauge |  | Automatic shutoff device (AELLD) | Automatic shutoff device (AELLD) | [5 empty] | UST Currently In Use: 3; UST Temp Close: 0; AST Currently In Use: 0; AST Temp Closed: 0 | 3 | 0 | 0 | 13526-073-015652 | MOORE OIL COMPANY, INC.
42134 | Permanently Closed | 1997-02-26 | 1986-08-01 | 1997-02-27 | Petroleum | Unleaded gasoline | Unleaded gasoline |  | Steel | Steel |  | Painted or None | Steel |  | 1901-01-01 | [11 empty] | Annual line testing | Annual line testing |  | UST Currently In Use: 1; UST Temp Close: 0; AST Currently In Use: 0; AST Temp Closed: 0 | 1 | 0 | 5 | 13722-073-015653 | PENSKE TRUCK LEASING CO L P
42135 | Permanently Closed | 1997-02-26 | 1986-08-01 | 1997-02-27 | Petroleum | On road diesel | On road diesel |  | Steel | Steel | Coated & cathodic protection (sti-P3) |  | Fiberglass reinforced plastic |  | 1901-01-01 | [11 empty] | Annual line testing | Annual line testing |  | UST Currently In Use: 1; UST Temp Close: 0; AST Currently In Use: 0; AST Temp Closed: 0 | 1 | 0 | 5 | 13722-073-015653 | PENSKE TRUCK LEASING CO L P
42136 | Permanently Closed | 1997-02-26 | 1986-08-01 | 1997-02-27 | Petroleum | On road diesel | On road diesel |  | Steel | Steel | Coated & cathodic protection (sti-P3) |  | Fiberglass reinforced plastic |  | 1901-01-01 | [11 empty] | Annual line testing | Annual line testing |  | UST Currently In Use: 1; UST Temp Close: 0; AST Currently In Use: 0; AST Temp Closed: 0 | 1 | 0 | 5 | 13722-073-015653 | PENSKE TRUCK LEASING CO L P
42137 | Permanently Closed | 1993-10-12 | 1986-08-01 | 1993-10-12 | Petroleum | Other, NEW OIL | Other |  | Steel | Steel | Coated & cathodic protection (sti-P3) |  | Fiberglass reinforced plastic |  | 1901-01-01 | [14 empty] | UST Currently In Use: 1; UST Temp Close: 0; AST Currently In Use: 0; AST Temp Closed: 0 | 1 | 0 | 5 | 13722-073-015653 | PENSKE TRUCK LEASING CO L P
42138 | Permanently Closed | 1993-10-12 | 1986-08-01 | 1993-10-12 | Petroleum | Used oil | Used oil |  | Steel | Steel | Coated & cathodic protection (sti-P3) |  | Fiberglass reinforced plastic |  | 1901-01-01 | [5 empty] | Manual Tank Gauging (only tanks 1000 gal. or less and 48” or 64” in diameter) | [8 empty] | UST Currently In Use: 1; UST Temp Close: 0; AST Currently In Use: 0; AST Temp Closed: 0 | 1 | 0 | 5 | 13722-073-015653 | PENSKE TRUCK LEASING CO L P
42139 | Currently in Use |  | 1991-06-03 |  | Petroleum | Premium gasoline | Premium gasoline | Retail | Steel | Steel | Coated & cathodic protection (sti-P3) |  | Double Wall | APT |  | Catchment Basin | Flow Rest 90% Full | Flow Rest 90% Full |  |  | Continuous Automatic Tank Gauge |  | Containment Sump | Automatic flow restrictor (MLLD) |  |  | Annual line testing | Annual line testing |  | UST Currently In Use: 3; UST Temp Close: 0; AST Currently In Use: 0; AST Temp Closed: 0 | 3 | 0 | 0 | 23598-071-015610 | R & R PARTNERSHIP
42140 | Currently in Use |  | 1991-06-03 |  | Petroleum | On road diesel | On road diesel | Retail | Steel | Steel | Coated & cathodic protection (sti-P3) |  | Flexible | APT |  | Catchment Basin | Flow Rest 90% Full | Flow Rest 90% Full |  |  | Continuous Automatic Tank Gauge |  | Containment Sump | Automatic flow restrictor (MLLD) |  |  | Continuous alarm system | Annual line testing |  | UST Currently In Use: 3; UST Temp Close: 0; AST Currently In Use: 0; AST Temp Closed: 0 | 3 | 0 | 0 | 23598-071-015610 | R & R PARTNERSHIP
42141 | Currently in Use |  | 1991-06-03 |  | Petroleum | Unleaded gasoline | Unleaded gasoline | Retail | Steel | Steel | Coated & cathodic protection (sti-P3) |  | Flexible | APT |  | Catchment Basin | Flow Rest 90% Full | Flow Rest 90% Full |  |  | Continuous Automatic Tank Gauge |  | Automatic flow restrictor (MLLD) | Automatic flow restrictor (MLLD) |  |  | Annual line testing | Annual line testing |  | UST Currently In Use: 3; UST Temp Close: 0; AST Currently In Use: 0; AST Temp Closed: 0 | 3 | 0 | 0 | 23598-071-015610 | R & R PARTNERSHIP
42142 | Currently in Use |  | 1991-06-15 |  | Petroleum | Unleaded gasoline | Unleaded gasoline | Local Government | Single Wall | Single Wall | Coated & cathodic protection (sti-P3) |  | Fiberglass reinforced plastic |  |  | Catchment Basin | Flow Rest 90% Full | Flow Rest 90% Full |  |  | Automatic Tank Gauge | Single walled submersible pump containment sump | Automatic flow restrictor (MLLD) | Automatic flow restrictor (MLLD) |  |  | Annual line testing | Annual line testing |  | UST Currently In Use: 2; UST Temp Close: 0; AST Currently In Use: 0; AST Temp Closed: 0 | 2 | 0 | 0 | 17397-071-015611 | GOOSEPOND COLONY - PUBLIC PRK & REC.
42143 | Currently in Use |  | 1991-06-15 |  | Petroleum | On road diesel | On road diesel | Retail | Single Wall | Single Wall | Coated & cathodic protection (sti-P3) |  | Fiberglass reinforced plastic |  |  | Catchment Basin | Flow Rest 90% Full | Flow Rest 90% Full |  |  | Automatic Tank Gauge | Single walled submersible pump containment sump | Automatic flow restrictor (MLLD) | Automatic flow restrictor (MLLD) |  |  | Annual line testing | Annual line testing |  | UST Currently In Use: 2; UST Temp Close: 0; AST Currently In Use: 0; AST Temp Closed: 0 | 2 | 0 | 0 | 17397-071-015611 | GOOSEPOND COLONY - PUBLIC PRK & REC.
42144 | Permanently Closed | 1999-09-21 | 1991-06-01 | 1999-09-21 | Petroleum | Unleaded gasoline | Unleaded gasoline | Bulk facility | Steel | Steel | Coated & cathodic protection (sti-P3) |  | Fiberglass reinforced plastic |  | 1901-01-01 | Catchment Basin | Flow Rest 90% Full | Flow Rest 90% Full |  |  | Statistical Inventory Reconciliation (SIR) | [5 empty] | Statistical inventory reconciliation (SIR) | Statistical inventory reconciliation (SIR) |  | UST Currently In Use: 2; UST Temp Close: 0; AST Currently In Use: 0; AST Temp Closed: 0 | 2 | 0 | 3 | 15201-073-005607 | VULCAN OIL COMPANY INC.
42145 | Permanently Closed | 1999-09-21 | 1991-06-01 | 1999-09-21 | Petroleum | Unleaded gasoline | Unleaded gasoline | Industrial | Steel | Steel | Coated & cathodic protection (sti-P3) |  | Fiberglass reinforced plastic |  | 1901-01-01 | Catchment Basin | Flow Rest 90% Full | Flow Rest 90% Full |  |  | Statistical Inventory Reconciliation (SIR) | [5 empty] | Statistical inventory reconciliation (SIR) | Statistical inventory reconciliation (SIR) |  | UST Currently In Use: 2; UST Temp Close: 0; AST Currently In Use: 0; AST Temp Closed: 0 | 2 | 0 | 3 | 15201-073-005607 | VULCAN OIL COMPANY INC.
42146 | Permanently Closed | 1999-09-21 | 1991-06-01 | 1999-09-21 | Petroleum | Unleaded gasoline | Unleaded gasoline | Bulk facility | Steel | Steel | Coated & cathodic protection (sti-P3) |  | Fiberglass reinforced plastic |  | 1901-01-01 | Catchment Basin | Flow Rest 90% Full | Flow Rest 90% Full |  |  | Statistical Inventory Reconciliation (SIR) | [5 empty] | Statistical inventory reconciliation (SIR) | Statistical inventory reconciliation (SIR) |  | UST Currently In Use: 2; UST Temp Close: 0; AST Currently In Use: 0; AST Temp Closed: 0 | 2 | 0 | 3 | 15201-073-005607 | VULCAN OIL COMPANY INC.
42147 | Permanently Closed | 2006-09-01 | 1991-05-15 | 2006-09-01 | Petroleum | Unleaded gasoline | Unleaded gasoline | Local government | Fiberglass reinforced plastic | Fiberglass reinforced plastic |  |  | Fiberglass reinforced plastic |  | 1901-01-01 | Catchment Basin | Flow Rest 90% Full | Flow Rest 90% Full |  |  | Automatic Tank Gauge | [8 empty] | UST Currently In Use: 0; UST Temp Close: 0; AST Currently In Use: 0; AST Temp Closed: 0 | 0 | 0 | 2 | 17526-017-015479 | CITY OF VALLEY
42148 | Permanently Closed | 2006-09-01 | 1991-05-15 | 2006-09-01 | Petroleum | On road diesel | On road diesel | Local government | Fiberglass reinforced plastic | Fiberglass reinforced plastic |  |  | Fiberglass reinforced plastic |  | 1901-01-01 | Catchment Basin | Flow Rest 90% Full | Flow Rest 90% Full |  |  | Automatic Tank Gauge | [8 empty] | UST Currently In Use: 0; UST Temp Close: 0; AST Currently In Use: 0; AST Temp Closed: 0 | 0 | 0 | 2 | 17526-017-015479 | CITY OF VALLEY
42149 | Currently in Use |  | 1991-03-14 |  | Petroleum | Unleaded gasoline | Unleaded gasoline | Retail | Steel | Steel | Coated & cathodic protection (sti-P3) |  | Fiberglass reinforced plastic |  |  | Catchment Basin | Audible high level alarm At 90% full | Audible high level alarm At 90% full |  |  | Continuous Automatic Tank Gauge |  | Containment Sump | Automatic flow restrictor (MLLD) |  |  | Annual line testing | Annual line testing |  | UST Currently In Use: 3; UST Temp Close: 0; AST Currently In Use: 0; AST Temp Closed: 0 | 3 | 0 | 10 | 25292-061-002748 | JEREMY PRIDGEN
42150 | Currently in Use |  | 1991-03-14 |  | Petroleum | Mid-grade gasoline | Mid-grade gasoline | Retail | Steel | Steel | Coated & cathodic protection (sti-P3) |  | Fiberglass reinforced plastic |  |  | Catchment Basin | Audible high level alarm At 90% full | Audible high level alarm At 90% full |  |  | Continuous Automatic Tank Gauge |  | Containment Sump | Automatic flow restrictor (MLLD) |  |  | Annual line testing | Annual line testing |  | UST Currently In Use: 3; UST Temp Close: 0; AST Currently In Use: 0; AST Temp Closed: 0 | 3 | 0 | 10 | 25292-061-002748 | JEREMY PRIDGEN
42151 | Cannot Locate or abandoned | 2005-08-01 | 1991-07-01 |  | Petroleum | Unleaded gasoline | Unleaded gasoline | Retail | Steel | Steel | Coated & cathodic protection (sti-P3) |  | Fiberglass reinforced plastic |  | 1901-01-01 | Catchment Basin | Flow Rest 90% Full | Flow Rest 90% Full |  |  | Statistical Inventory Reconciliation (SIR) | [8 empty] | UST Currently In Use: 0; UST Temp Close: 0; AST Currently In Use: 0; AST Temp Closed: 0 | 0 | 0 | 0 | 19916-079-015612 | CLAY THOMAS
42152 | Permanently Closed | 1994-06-20 | 1981-01-01 | 1994-06-20 | Petroleum | Unleaded gasoline | Unleaded gasoline |  | Steel | Steel |  | Painted or None | Steel |  | 1901-01-01 | [14 empty] | UST Currently In Use: 0; UST Temp Close: 0; AST Currently In Use: 0; AST Temp Closed: 0 | 0 | 0 | 2 | 14714-049-000196 | NELLY STOVER
42153 | Permanently Closed | 1998-11-30 | 1987-06-02 | 2000-06-01 | Petroleum | Unleaded gasoline | Unleaded gasoline |  | Steel | Steel | Coated & cathodic protection (sti-P3) |  | Steel |  | 1901-01-01 | Catchment Basin | [13 empty] | UST Currently In Use: 0; UST Temp Close: 0; AST Currently In Use: 0; AST Temp Closed: 0 | 0 | 0 | 2 | 17869-095-015613 | MICHAEL B WOOTEN
42154 | Permanently Closed | 1998-11-30 | 1987-06-02 | 2000-06-01 | Petroleum | Unleaded gasoline | Unleaded gasoline |  | Steel | Steel | Coated & cathodic protection (sti-P3) |  | Steel |  | 1901-01-01 | Catchment Basin | [13 empty] | UST Currently In Use: 0; UST Temp Close: 0; AST Currently In Use: 0; AST Temp Closed: 0 | 0 | 0 | 2 | 17869-095-015613 | MICHAEL B WOOTEN
42155 | Permanently Closed | 1999-04-06 | 1983-03-24 | 1999-04-06 | Petroleum | Unleaded gasoline | Unleaded gasoline |  | Steel | Steel |  | Painted or None | Steel |  | 1901-01-01 | [11 empty] | Annual line testing | Annual line testing |  | UST Currently In Use: 0; UST Temp Close: 0; AST Currently In Use: 0; AST Temp Closed: 0 | 0 | 0 | 1 | 17452-089-015614 | HUNTER ELECTRIC SERVICE
42157 | Currently in Use |  | 1991-01-07 |  | Petroleum | On road diesel | On road diesel | Emergency power generator | Fiberglass reinforced plastic | Double Wall |  |  | Fiberglass reinforced plastic |  | 1901-01-01 | Double walled catchment basin | Automatic shutoff device At 95% full | Audible high level alarm At 90% full | Interstitial Monitoring within Secondary Containment | SENSOR TO ATG | Automatic Tank Gauge | [8 empty] | UST Currently In Use: 1; UST Temp Close: 0; AST Currently In Use: 0; AST Temp Closed: 0 | 1 | 0 | 1 | 14462-073-012061 | BELLSOUTH TELECOMM. DBA AT&T ALA.
42158 | Currently in Use |  | 1991-01-05 |  | Petroleum | On road diesel | On road diesel | Emergency power generator | Fiberglass reinforced plastic | Double Wall |  |  | COPPER |  | 1901-01-01 | Double walled catchment basin | Audible high level alarm At 90% full | Audible high level alarm At 90% full | Interstitial Monitoring within Secondary Containment | SENSOR TO ATG | Automatic Tank Gauge | [8 empty] | UST Currently In Use: 1; UST Temp Close: 0; AST Currently In Use: 0; AST Temp Closed: 0 | 1 | 0 | 1 | 14462-073-012224 | BELLSOUTH TELECOMM. DBA AT&T ALA.
42159 | Permanently Closed | 1993-07-08 | 1987-10-30 | 1993-07-08 | Petroleum | Unleaded gasoline | Unleaded gasoline | Bulk facility | Fiberglass coated steel | Fiberglass coated steel |  |  | Steel |  | 1901-01-01 | Catchment Basin | Audible high level alarm At 90% full | Audible high level alarm At 90% full |  |  | Automatic Tank Gauge | [8 empty] | UST Currently In Use: 0; UST Temp Close: 0; AST Currently In Use: 0; AST Temp Closed: 0 | 0 | 0 | 2 | 14462-043-015654 | BELLSOUTH TELECOMM. DBA AT&T ALA.
42160 | Permanently Closed | 1996-09-01 | 1976-09-30 | 1996-09-01 | Petroleum | On road diesel | On road diesel | Emergency power generator | Steel | Steel |  | Painted or None | Steel |  | 1901-01-01 | [11 empty] | Annual line testing | Annual line testing |  | UST Currently In Use: 0; UST Temp Close: 1; AST Currently In Use: 0; AST Temp Closed: 0 | 0 | 1 | 1 | 23447-073-015655 | 5565 BAGBY AS LLC C/O PF FINANCIAL
42161 | Permanently Closed | 2020-08-06 | 1991-07-10 | 2020-08-06 | Petroleum | Unleaded gasoline | Unleaded gasoline | Retail | Single Wall | Single Wall | Coated & cathodic protection (sti-P3) |  | Double Wall |  |  | Catchment Basin | Flow Rest 90% Full | Automatic shutoff device At 95% full |  |  | Continuous Automatic Tank Gauge |  | Automatic shutoff device (AELLD) | Automatic shutoff device (AELLD) | [5 empty] | UST Currently In Use: 0; UST Temp Close: 0; AST Currently In Use: 0; AST Temp Closed: 0 | 0 | 0 | 3 | 25788-089-015615 | ALDOT
42162 | Permanently Closed | 2020-08-06 | 1991-07-10 | 2020-08-06 | Petroleum | Mid-grade gasoline | Mid-grade gasoline | Retail | Steel | Single Wall | Coated & cathodic protection (sti-P3) |  | Double Wall |  |  | Catchment Basin | Flow Rest 90% Full | Automatic shutoff device At 95% full |  |  | Continuous Automatic Tank Gauge |  | Automatic shutoff device (AELLD) | Automatic shutoff device (AELLD) | [5 empty] | UST Currently In Use: 0; UST Temp Close: 0; AST Currently In Use: 0; AST Temp Closed: 0 | 0 | 0 | 3 | 25788-089-015615 | ALDOT
42163 | Permanently Closed | 2020-08-06 | 1991-07-10 | 2020-08-06 | Petroleum | Premium gasoline | Premium gasoline | Retail | Steel | Single Wall | Coated & cathodic protection (sti-P3) |  | Double Wall |  |  | Catchment Basin | Flow Rest 90% Full | Automatic shutoff device At 95% full |  |  | Continuous Automatic Tank Gauge |  | Automatic shutoff device (AELLD) | Automatic shutoff device (AELLD) | [5 empty] | UST Currently In Use: 0; UST Temp Close: 0; AST Currently In Use: 0; AST Temp Closed: 0 | 0 | 0 | 3 | 25788-089-015615 | ALDOT
42164 | Temporary Closed | 2016-06-01 | 1961-01-01 |  | Petroleum | Used oil | Used oil |  | Steel | Steel | Field installed cathodic protection |  |  |  |  | Other | EXEMPT | Other | [11 empty] | UST Currently In Use: 3; UST Temp Close: 1; AST Currently In Use: 0; AST Temp Closed: 0 | 3 | 1 | 0 | 20091-061-002579 | DAG PROPERTIES LLC
42165 | Currently in Use |  | 1991-07-26 |  | Petroleum | Unleaded gasoline | Unleaded gasoline | Local government | Fiberglass reinforced plastic | Fiberglass reinforced plastic |  |  | Fiberglass reinforced plastic |  | 1901-01-01 | Catchment Basin | Automatic shutoff device At 95% full | Automatic shutoff device At 95% full |  |  | Automatic Tank Gauge |  | Automatic flow restrictor (MLLD) | Automatic flow restrictor (MLLD) |  |  | Annual line testing | Annual line testing |  | UST Currently In Use: 2; UST Temp Close: 0; AST Currently In Use: 0; AST Temp Closed: 0 | 2 | 0 | 0 | 14394-117-000958 | SHELBY COUNTY COMMISSION
42166 | Currently in Use |  | 1991-07-26 |  | Petroleum | On road diesel | On road diesel | Local government | Fiberglass reinforced plastic | Fiberglass reinforced plastic |  |  | Fiberglass reinforced plastic |  | 1901-01-01 | Catchment Basin | Automatic shutoff device At 95% full | Automatic shutoff device At 95% full |  |  | Automatic Tank Gauge |  | Automatic flow restrictor (MLLD) | Automatic flow restrictor (MLLD) |  |  | Annual line testing | Annual line testing |  | UST Currently In Use: 2; UST Temp Close: 0; AST Currently In Use: 0; AST Temp Closed: 0 | 2 | 0 | 0 | 14394-117-000958 | SHELBY COUNTY COMMISSION
42167 | Currently in Use |  | 1991-07-10 |  | Petroleum | Unleaded gasoline | Unleaded gasoline |  | Steel | Single Wall | Field installed cathodic protection |  | Double Wall |  | 1901-01-01 | Catchment Basin | Flow Rest 90% Full | Flow Rest 90% Full |  |  | Continuous Automatic Tank Gauge |  | Automatic flow restrictor (MLLD) | Automatic flow restrictor (MLLD) |  |  | Annual line testing | Annual line testing |  | UST Currently In Use: 3; UST Temp Close: 0; AST Currently In Use: 0; AST Temp Closed: 0 | 3 | 0 | 0 | 23598-049-015616 | R & R PARTNERSHIP
42168 | Currently in Use |  | 1991-07-10 |  | Petroleum | Mid-grade gasoline | Mid-grade gasoline |  | Steel | Single Wall | Field installed cathodic protection |  | Double Wall |  | 1901-01-01 | Catchment Basin | Flow Rest 90% Full | Flow Rest 90% Full |  |  | Continuous Automatic Tank Gauge |  | Automatic flow restrictor (MLLD) | Automatic flow restrictor (MLLD) |  |  | Annual line testing | Annual line testing |  | UST Currently In Use: 3; UST Temp Close: 0; AST Currently In Use: 0; AST Temp Closed: 0 | 3 | 0 | 0 | 23598-049-015616 | R & R PARTNERSHIP
42169 | Currently in Use |  | 1991-07-10 |  | Petroleum | On road diesel | On road diesel |  | Steel | Steel | Field installed cathodic protection |  | Fiberglass reinforced plastic |  | 1901-01-01 | Catchment Basin | Flow Rest 90% Full | Flow Rest 90% Full |  |  | Continuous Automatic Tank Gauge |  | Automatic flow restrictor (MLLD) | Automatic flow restrictor (MLLD) |  |  | Annual line testing | Annual line testing |  | UST Currently In Use: 3; UST Temp Close: 0; AST Currently In Use: 0; AST Temp Closed: 0 | 3 | 0 | 0 | 23598-049-015616 | R & R PARTNERSHIP
42170 | Temporary Closed | 2023-02-06 | 1989-04-05 |  | Petroleum | Unleaded gasoline | Unleaded gasoline |  | Steel | Steel | Coated & cathodic protection (sti-P3) |  | Fiberglass reinforced plastic |  |  | Catchment Basin | Flow Rest 90% Full | Flow Rest 90% Full |  |  | Statistical Inventory Reconciliation (SIR) | [8 empty] | UST Currently In Use: 0; UST Temp Close: 2; AST Currently In Use: 0; AST Temp Closed: 0 | 0 | 2 | 0 | 17457-083-015617 | SOUTH LIMESTONE COOP
42171 | Temporary Closed | 2023-02-06 | 1989-04-05 |  | Petroleum | On road diesel | On road diesel |  | Steel | Steel | Coated & cathodic protection (sti-P3) |  | Fiberglass reinforced plastic |  |  | Catchment Basin | Flow Rest 90% Full | Flow Rest 90% Full |  |  | Automatic Tank Gauge | [8 empty] | UST Currently In Use: 0; UST Temp Close: 2; AST Currently In Use: 0; AST Temp Closed: 0 | 0 | 2 | 0 | 17457-083-015617 | SOUTH LIMESTONE COOP
42172 | Permanently Closed | 1997-04-01 | 1990-03-28 | 1997-05-13 | Petroleum | On road diesel | On road diesel | Emergency power generator | Fiberglass reinforced plastic | Fiberglass reinforced plastic |  |  | Other |  | 1901-01-01 | Catchment Basin | Audible high level alarm At 90% full | Audible high level alarm At 90% full |  | PIT LINER | Automatic Tank Gauge | [5 empty] | Annual line testing | Annual line testing |  | UST Currently In Use: 0; UST Temp Close: 0; AST Currently In Use: 1; AST Temp Closed: 0 | 0 | 0 | 1 | 14462-089-015618 | BELLSOUTH TELECOMM. DBA AT&T ALA.
42173 | Currently in Use |  | 1991-03-06 |  | Petroleum | Unleaded gasoline | Unleaded gasoline | Retail | Single Wall | Single Wall | Coated & cathodic protection (sti-P3) |  | Single Wall |  |  | Catchment Basin | Flow Rest 90% Full | Flow Rest 90% Full |  |  | Continuous Automatic Tank Gauge | Direct Bury submersible pump | Automatic shutoff device (AELLD) | Automatic shutoff device (AELLD) | [5 empty] | UST Currently In Use: 2; UST Temp Close: 0; AST Currently In Use: 0; AST Temp Closed: 0 | 2 | 0 | 2 | 23605-127-015072 | L J ENTERPRISES
42175 | Currently in Use |  | 1991-03-06 |  | Petroleum | Premium gasoline | Premium gasoline | Retail | Steel | Single Wall | Coated & cathodic protection (sti-P3) |  | Fiberglass reinforced plastic |  |  | Catchment Basin | Flow Rest 90% Full | Flow Rest 90% Full |  |  | Continuous Automatic Tank Gauge | Direct Bury submersible pump | Automatic shutoff device (AELLD) | Automatic shutoff device (AELLD) | [5 empty] | UST Currently In Use: 2; UST Temp Close: 0; AST Currently In Use: 0; AST Temp Closed: 0 | 2 | 0 | 2 | 23605-127-015072 | L J ENTERPRISES
42176 | Permanently Closed | 2019-06-30 | 1990-11-09 | 2020-05-06 | Petroleum | Unleaded gasoline | Unleaded gasoline | Retail | Steel | Steel | Coated & cathodic protection (sti-P3) |  | Fiberglass reinforced plastic |  |  | Catchment Basin | Flow Rest 90% Full | Flow Rest 90% Full |  |  | Continuous Automatic Tank Gauge |  | Automatic flow restrictor (MLLD) | Automatic flow restrictor (MLLD) |  |  | Annual line testing | Annual line testing |  | UST Currently In Use: 0; UST Temp Close: 0; AST Currently In Use: 0; AST Temp Closed: 0 | 0 | 0 | 3 | 12899-101-014946 | MCNEILL FAMILY PARTNERS LP
42177 | Permanently Closed | 2019-06-30 | 1990-11-09 | 2020-05-06 | Petroleum | Unleaded gasoline | Unleaded gasoline | Retail | Steel | Steel | Coated & cathodic protection (sti-P3) |  | Fiberglass reinforced plastic |  |  | Catchment Basin | Flow Rest 90% Full | Flow Rest 90% Full |  |  | Continuous Automatic Tank Gauge |  | Automatic flow restrictor (MLLD) | Automatic flow restrictor (MLLD) |  |  | Annual line testing | Annual line testing |  | UST Currently In Use: 0; UST Temp Close: 0; AST Currently In Use: 0; AST Temp Closed: 0 | 0 | 0 | 3 | 12899-101-014946 | MCNEILL FAMILY PARTNERS LP
42178 | Permanently Closed | 2019-06-30 | 1990-11-09 | 2020-05-06 | Petroleum | Unleaded gasoline | Unleaded gasoline | Retail | Steel | Steel | Coated & cathodic protection (sti-P3) |  | Fiberglass reinforced plastic |  |  | Catchment Basin | Flow Rest 90% Full | Flow Rest 90% Full |  |  | Continuous Automatic Tank Gauge |  | Automatic flow restrictor (MLLD) | Automatic flow restrictor (MLLD) |  |  | Annual line testing | Annual line testing |  | UST Currently In Use: 0; UST Temp Close: 0; AST Currently In Use: 0; AST Temp Closed: 0 | 0 | 0 | 3 | 12899-101-014946 | MCNEILL FAMILY PARTNERS LP
42179 | Permanently Closed | 1999-01-05 | 1986-10-10 | 1999-01-05 | Petroleum | Unleaded gasoline | Unleaded gasoline |  | Steel | Steel | Coated & cathodic protection (sti-P3) |  | Steel |  | 1901-01-01 | [5 empty] | Manual Tank Gauging (only tanks 1000 gal. or less and 48” or 64” in diameter) | [8 empty] | UST Currently In Use: 2; UST Temp Close: 0; AST Currently In Use: 0; AST Temp Closed: 0 | 2 | 0 | 2 | 24217-081-015480 | MOHAMMED Y KHAN
42180 | Permanently Closed | 1999-01-05 | 1986-10-10 | 1999-01-05 | Petroleum | Unleaded gasoline | Unleaded gasoline |  | Steel | Steel | Coated & cathodic protection (sti-P3) |  | Steel |  | 1901-01-01 | [5 empty] | Manual Tank Gauging (only tanks 1000 gal. or less and 48” or 64” in diameter) | [8 empty] | UST Currently In Use: 2; UST Temp Close: 0; AST Currently In Use: 0; AST Temp Closed: 0 | 2 | 0 | 2 | 24217-081-015480 | MOHAMMED Y KHAN
42181 | Permanently Closed | 1994-03-08 | 1989-08-01 | 1994-03-08 | Petroleum | Unleaded gasoline | Unleaded gasoline |  | Fiberglass reinforced plastic | Fiberglass reinforced plastic |  |  | Fiberglass reinforced plastic |  | 1901-01-01 | Catchment Basin | [9 empty] | INTERSTITIAL BARRIER |  |  |  | UST Currently In Use: 0; UST Temp Close: 0; AST Currently In Use: 0; AST Temp Closed: 0 | 0 | 0 | 5 | 10102-015-002136 | COCA COLA BOTTLING CO OF ALABAMA
42182 | Permanently Closed | 1994-03-08 | 1989-08-01 | 1994-03-08 | Petroleum | On road diesel | On road diesel |  | Fiberglass reinforced plastic | Fiberglass reinforced plastic |  |  | Fiberglass reinforced plastic |  | 1901-01-01 | Catchment Basin | [9 empty] | INTERSTITIAL BARRIER |  |  |  | UST Currently In Use: 0; UST Temp Close: 0; AST Currently In Use: 0; AST Temp Closed: 0 | 0 | 0 | 5 | 10102-015-002136 | COCA COLA BOTTLING CO OF ALABAMA
42183 | Currently in Use |  | 1990-07-19 |  | Petroleum | Unleaded gasoline | Unleaded gasoline | Retail | Steel | Single Wall | Coated & cathodic protection (sti-P3) |  | Double Wall |  |  | Catchment Basin | Audible high level alarm At 90% full | Audible high level alarm At 90% full |  |  | Continuous Automatic Tank Gauge |  | Automatic flow restrictor (MLLD) | Automatic flow restrictor (MLLD) |  |  | Annual line testing | Annual line testing |  | UST Currently In Use: 4; UST Temp Close: 0; AST Currently In Use: 0; AST Temp Closed: 0 | 4 | 0 | 0 | 25077-027-015656 | RON'S FOOD MART INC
42184 | Currently in Use |  | 1990-07-19 |  | Petroleum | Unleaded gasoline | Unleaded gasoline | Retail | Steel | Single Wall | Coated & cathodic protection (sti-P3) |  | Double Wall |  |  | Catchment Basin | Audible high level alarm At 90% full | Audible high level alarm At 90% full |  |  | Continuous Automatic Tank Gauge |  | Automatic flow restrictor (MLLD) | Automatic flow restrictor (MLLD) |  |  | Annual line testing | Annual line testing |  | UST Currently In Use: 4; UST Temp Close: 0; AST Currently In Use: 0; AST Temp Closed: 0 | 4 | 0 | 0 | 25077-027-015656 | RON'S FOOD MART INC
42185 | Currently in Use |  | 1990-07-19 |  | Petroleum | On road diesel | On road diesel | Retail | Steel | Single Wall | Coated & cathodic protection (sti-P3) |  | Fiberglass reinforced plastic |  |  | Catchment Basin | Audible high level alarm At 90% full | Audible high level alarm At 90% full |  |  | Continuous Automatic Tank Gauge |  | Automatic flow restrictor (MLLD) | Automatic flow restrictor (MLLD) |  |  | Annual line testing | Annual line testing |  | UST Currently In Use: 4; UST Temp Close: 0; AST Currently In Use: 0; AST Temp Closed: 0 | 4 | 0 | 0 | 25077-027-015656 | RON'S FOOD MART INC
42186 | Currently in Use |  | 1991-07-09 |  | Petroleum | On road diesel | On road diesel | Industrial | Fiberglass reinforced plastic | Double Wall |  |  | Single Wall |  | 1901-01-01 | Catchment Basin | Flow Rest 90% Full | Flow Rest 90% Full |  |  | Automatic Tank Gauge | Single walled submersible pump containment sump | Containment Sump | Automatic flow restrictor (MLLD) |  |  | Annual line testing | Annual line testing |  | UST Currently In Use: 1; UST Temp Close: 0; AST Currently In Use: 0; AST Temp Closed: 0 | 1 | 0 | 3 | 10703-089-000266 | BROWNING FERRIS INDUSTRIES OF AL INC
42187 | Permanently Closed | 2016-05-02 | 1991-08-01 | 2022-08-04 | Petroleum | Unleaded gasoline | Unleaded gasoline | Retail | Single Wall | Single Wall | Coated & cathodic protection (sti-P3) |  | Fiberglass reinforced plastic |  |  | Catchment Basin | Automatic shutoff device At 95% full | Automatic shutoff device At 95% full |  |  | Statistical Inventory Reconciliation (SIR) | [8 empty] | UST Currently In Use: 0; UST Temp Close: 0; AST Currently In Use: 0; AST Temp Closed: 0 | 0 | 0 | 6 | 16730-079-014598 | RICKEY JOHNSON
42188 | Permanently Closed | 2016-05-02 | 1991-08-01 | 2022-08-04 | Petroleum | Premium gasoline | Premium gasoline | Retail | Single Wall | Single Wall | Coated & cathodic protection (sti-P3) |  | Fiberglass reinforced plastic |  |  | Catchment Basin | Automatic shutoff device At 95% full | Automatic shutoff device At 95% full |  |  | Statistical Inventory Reconciliation (SIR) | [8 empty] | UST Currently In Use: 0; UST Temp Close: 0; AST Currently In Use: 0; AST Temp Closed: 0 | 0 | 0 | 6 | 16730-079-014598 | RICKEY JOHNSON
42189 | Permanently Closed | 2016-05-02 | 1991-08-01 | 2022-08-04 | Petroleum | On road diesel | On road diesel | Retail | Steel | Single Wall | Coated & cathodic protection (sti-P3) |  | Fiberglass reinforced plastic |  |  | Catchment Basin | Automatic shutoff device At 95% full | Automatic shutoff device At 95% full |  |  | Statistical Inventory Reconciliation (SIR) | [8 empty] | UST Currently In Use: 0; UST Temp Close: 0; AST Currently In Use: 0; AST Temp Closed: 0 | 0 | 0 | 6 | 16730-079-014598 | RICKEY JOHNSON
42191 | Permanently Closed | 1997-12-16 | 1983-01-01 | 1997-12-16 | Petroleum | On road diesel | On road diesel | Bulk facility | Steel | Steel |  | Painted or None | Steel |  | 1901-01-01 | [11 empty] | Annual line testing | Annual line testing |  | UST Currently In Use: 0; UST Temp Close: 0; AST Currently In Use: 1; AST Temp Closed: 0 | 0 | 0 | 1 | 17460-049-015619 | BRIGGS CHITWOOD
42192 | Permanently Closed | 2020-01-01 | 1986-04-14 23:00 |  | Petroleum | Aviation fuel (JP-4; etc.) | Aviation fuel (JP-4; etc.) | Local Government | Fiberglass reinforced plastic | Fiberglass reinforced plastic |  |  | Fiberglass reinforced plastic |  | 1901-01-01 | Catchment Basin | Audible high level alarm At 90% full | Audible high level alarm At 90% full |  |  | Continuous Automatic Tank Gauge | [8 empty] | UST Currently In Use: 0; UST Temp Close: 0; AST Currently In Use: 1; AST Temp Closed: 0 | 0 | 0 | 6 | 15747-051-000952 | CITY OF WETUMPKA
42193 | Permanently Closed | 1984-01-01 | 1983-01-01 | 1995-06-15 | Petroleum | Unleaded gasoline | Unleaded gasoline |  | Steel | Steel |  |  | Steel |  | 1901-01-01 | [14 empty] | UST Currently In Use: 0; UST Temp Close: 0; AST Currently In Use: 0; AST Temp Closed: 0 | 0 | 0 | 1 | 17462-089-015621 | DAVID R AND JOAN JONES
42194 | Permanently Closed | 2017-10-30 | 1991-06-12 | 2017-11-13 | Petroleum | Premium gasoline | Premium gasoline | Retail | Single Wall | Fiberglass reinforced plastic |  |  | Fiberglass reinforced plastic |  | 1901-01-01 | Catchment Basin | Automatic shutoff device At 95% full | Automatic shutoff device At 95% full |  |  | Continuous Automatic Tank Gauge |  | Containment Sump | Containment Sump |  |  | Annual line testing | Annual line testing |  | UST Currently In Use: 2; UST Temp Close: 0; AST Currently In Use: 0; AST Temp Closed: 0 | 2 | 0 | 3 | 23413-073-015658 | CIRCLE K STORES, INC.
42195 | Permanently Closed | 2017-10-30 | 1991-06-12 | 2017-11-13 | Petroleum | Mid-grade gasoline | Mid-grade gasoline | Retail | Single Wall | Fiberglass reinforced plastic |  |  | Fiberglass reinforced plastic |  | 1901-01-01 | Catchment Basin | Automatic shutoff device At 95% full | Automatic shutoff device At 95% full |  |  | Continuous Automatic Tank Gauge |  | Containment Sump | Containment Sump |  |  | Annual line testing | Annual line testing |  | UST Currently In Use: 2; UST Temp Close: 0; AST Currently In Use: 0; AST Temp Closed: 0 | 2 | 0 | 3 | 23413-073-015658 | CIRCLE K STORES, INC.
42196 | Permanently Closed | 2015-10-30 | 1991-06-12 | 2017-11-13 | Petroleum | Unleaded gasoline | Unleaded gasoline | Retail | Fiberglass reinforced plastic | Fiberglass reinforced plastic |  |  | Fiberglass reinforced plastic |  | 1901-01-01 | Catchment Basin | Automatic shutoff device At 95% full | Automatic shutoff device At 95% full |  |  | Continuous Automatic Tank Gauge |  | Containment Sump | Containment Sump |  |  | Annual line testing | Annual line testing |  | UST Currently In Use: 2; UST Temp Close: 0; AST Currently In Use: 0; AST Temp Closed: 0 | 2 | 0 | 3 | 23413-073-015658 | CIRCLE K STORES, INC.
42197 | Permanently Closed | 1995-12-01 | 1901-01-01 | 1995-12-04 | Petroleum | Used oil | Used oil |  | Steel | Steel |  | Painted or None | Steel |  | 1901-01-01 | [11 empty] | Annual line testing | Annual line testing |  | UST Currently In Use: 0; UST Temp Close: 0; AST Currently In Use: 2; AST Temp Closed: 0 | 0 | 0 | 6 | 10322-073-002745 | ASSOCIATED GROCERS OF ALABAMA INC
42198 | Permanently Closed | 1995-12-01 | 1901-01-01 | 1995-12-04 | Petroleum | Other, NEW OIL | Other |  | Steel | Steel |  | Painted or None | Steel |  | 1901-01-01 | [11 empty] | Annual line testing | Annual line testing |  | UST Currently In Use: 0; UST Temp Close: 0; AST Currently In Use: 2; AST Temp Closed: 0 | 0 | 0 | 6 | 10322-073-002745 | ASSOCIATED GROCERS OF ALABAMA INC
42199 | Permanently Closed | 1997-06-01 | 1988-10-14 | 2012-09-17 | Petroleum | Unleaded gasoline | Unleaded gasoline |  | Steel | Steel | Coated & cathodic protection (sti-P3) |  | Fiberglass reinforced plastic |  |  |  | Flow Rest 90% Full | Flow Rest 90% Full | [11 empty] | UST Currently In Use: 0; UST Temp Close: 0; AST Currently In Use: 2; AST Temp Closed: 0 | 0 | 0 | 2 | 22157-073-015657 | SOUTHEASTERN PLATE WORKS, LLC
42201 | Permanently Closed | 2012-09-17 | 1988-10-14 | 2012-09-17 | Petroleum | On road diesel | On road diesel | Industrial | Steel | Steel | Coated & cathodic protection (sti-P3) |  | Fiberglass reinforced plastic |  |  | Catchment Basin | Automatic shutoff device At 95% full | Automatic shutoff device At 95% full |  |  | Statistical Inventory Reconciliation (SIR) | [5 empty] | Annual line testing | Annual line testing |  | UST Currently In Use: 0; UST Temp Close: 0; AST Currently In Use: 2; AST Temp Closed: 0 | 0 | 0 | 2 | 22157-073-015657 | SOUTHEASTERN PLATE WORKS, LLC
42202 | Currently in Use |  | 1991-07-17 |  | Petroleum | Unleaded gasoline | Unleaded gasoline | Retail | Steel | Single Wall | Coated & cathodic protection (sti-P3) |  | Fiberglass reinforced plastic |  |  | Catchment Basin | Flow Rest 90% Full | Flow Rest 90% Full |  |  | Continuous Automatic Tank Gauge | [8 empty] | UST Currently In Use: 4; UST Temp Close: 0; AST Currently In Use: 0; AST Temp Closed: 0 | 4 | 0 | 5 | 24698-055-005718 | PIERCE PETRO, LLC
42203 | Currently in Use |  | 1991-07-17 |  | Petroleum | Mid-grade gasoline | Mid-grade gasoline | Retail | Steel | Single Wall | Coated & cathodic protection (sti-P3) |  | Fiberglass reinforced plastic |  |  | Catchment Basin | Flow Rest 90% Full | Flow Rest 90% Full |  |  | Continuous Automatic Tank Gauge | [8 empty] | UST Currently In Use: 4; UST Temp Close: 0; AST Currently In Use: 0; AST Temp Closed: 0 | 4 | 0 | 5 | 24698-055-005718 | PIERCE PETRO, LLC
42204 | Currently in Use |  | 1991-07-17 |  | Petroleum | Premium gasoline | Premium gasoline | Retail | Steel | Single Wall | Coated & cathodic protection (sti-P3) |  | Single Wall |  |  | Catchment Basin | Flow Rest 90% Full | Flow Rest 90% Full |  |  | Continuous Automatic Tank Gauge | [8 empty] | UST Currently In Use: 4; UST Temp Close: 0; AST Currently In Use: 0; AST Temp Closed: 0 | 4 | 0 | 5 | 24698-055-005718 | PIERCE PETRO, LLC
42205 | Currently in Use |  | 1991-08-09 |  | Petroleum | On road diesel | On road diesel | Retail | Single Wall | Single Wall | Coated & cathodic protection (sti-P3) |  | Fiberglass reinforced plastic |  |  | Catchment Basin | Flow Rest 90% Full | Flow Rest 90% Full |  |  | Continuous Automatic Tank Gauge | [8 empty] | UST Currently In Use: 4; UST Temp Close: 0; AST Currently In Use: 0; AST Temp Closed: 0 | 4 | 0 | 5 | 24698-055-005718 | PIERCE PETRO, LLC
42206 | Permanently Closed | 1994-01-25 | 1987-08-17 | 1994-01-25 | Petroleum | Unleaded gasoline | Unleaded gasoline |  | Steel | Steel | Coated & cathodic protection (sti-P3) |  | Fiberglass reinforced plastic |  | 1901-01-01 | [14 empty] | UST Currently In Use: 0; UST Temp Close: 0; AST Currently In Use: 0; AST Temp Closed: 0 | 0 | 0 | 3 | 17466-103-015622 | JEFFERSON PROPERTIES
42207 | Permanently Closed | 1994-01-25 | 1987-08-17 | 1994-01-25 | Petroleum | Unleaded gasoline | Unleaded gasoline |  | Steel | Steel | Coated & cathodic protection (sti-P3) |  | Fiberglass reinforced plastic |  | 1901-01-01 | [14 empty] | UST Currently In Use: 0; UST Temp Close: 0; AST Currently In Use: 0; AST Temp Closed: 0 | 0 | 0 | 3 | 17466-103-015622 | JEFFERSON PROPERTIES
42208 | Permanently Closed | 1994-01-25 | 1987-08-17 | 1994-01-25 | Petroleum | Unleaded gasoline | Unleaded gasoline |  | Steel | Steel | Coated & cathodic protection (sti-P3) |  | Fiberglass reinforced plastic |  | 1901-01-01 | [14 empty] | UST Currently In Use: 0; UST Temp Close: 0; AST Currently In Use: 0; AST Temp Closed: 0 | 0 | 0 | 3 | 17466-103-015622 | JEFFERSON PROPERTIES
42209 | Permanently Closed | 1993-05-18 | 1981-01-15 | 1993-05-18 | Petroleum | Unleaded gasoline | Unleaded gasoline | Bulk facility | Fiberglass coated steel | Fiberglass coated steel |  |  | Steel |  | 1901-01-01 | Catchment Basin | Audible high level alarm At 90% full | Audible high level alarm At 90% full |  |  | Automatic Tank Gauge | [8 empty] | UST Currently In Use: 0; UST Temp Close: 0; AST Currently In Use: 0; AST Temp Closed: 0 | 0 | 0 | 1 | 14462-033-015623 | BELLSOUTH TELECOMM. DBA AT&T ALA.
42210 | Temporary Closed | 2017-06-07 | 1988-04-18 |  | Petroleum | On road diesel | On road diesel | Industrial | Single Wall | Single Wall | Coated & cathodic protection (sti-P3) |  | Fiberglass reinforced plastic |  |  | Catchment Basin | Flow Rest 90% Full | Flow Rest 90% Full |  |  | Automatic Tank Gauge | [8 empty] | UST Currently In Use: 0; UST Temp Close: 2; AST Currently In Use: 1; AST Temp Closed: 0 | 0 | 2 | 0 | 12487-089-015624 | HUNTSVILLE CITY SCHOOLS
42212 | Temporary Closed | 2017-06-07 | 1988-04-18 |  | Petroleum | Unleaded gasoline | Unleaded gasoline | Local Government | Steel | Single Wall | Coated & cathodic protection (sti-P3) |  | Single Wall |  |  | Catchment Basin | Flow Rest 90% Full | Flow Rest 90% Full |  |  | Automatic Tank Gauge | [8 empty] | UST Currently In Use: 0; UST Temp Close: 2; AST Currently In Use: 1; AST Temp Closed: 0 | 0 | 2 | 0 | 12487-089-015624 | HUNTSVILLE CITY SCHOOLS
42215 | Permanently Closed | 1991-11-06 | 1979-07-12 | 1991-11-06 | Petroleum | Unleaded gasoline | Unleaded gasoline |  | Steel | Steel |  |  |  |  | 1901-01-01 | [14 empty] | UST Currently In Use: 0; UST Temp Close: 0; AST Currently In Use: 0; AST Temp Closed: 0 | 0 | 0 | 2 | 17442-073-015659 | JIM MCCORMICK
42216 | Permanently Closed | 1991-11-06 | 1979-07-12 | 1991-11-06 | Petroleum | On road diesel | On road diesel |  | Steel | Steel |  |  |  |  | 1901-01-01 | [14 empty] | UST Currently In Use: 0; UST Temp Close: 0; AST Currently In Use: 0; AST Temp Closed: 0 | 0 | 0 | 2 | 17442-073-015659 | JIM MCCORMICK
42217 | Permanently Closed | 1996-07-10 | 1986-06-05 | 1996-07-10 | Petroleum | On road diesel | On road diesel | State/federal government | Steel | Steel | Coated & cathodic protection (sti-P3) |  | Steel |  | 1901-01-01 | [14 empty] | UST Currently In Use: 2; UST Temp Close: 0; AST Currently In Use: 0; AST Temp Closed: 0 | 2 | 0 | 3 | 14665-089-002937 | DEPARTMENT OF TRANSPORTATION HIGHWAY
42218 | Permanently Closed | 1996-07-10 | 1986-06-05 | 1996-07-10 | Petroleum | Unleaded gasoline | Unleaded gasoline | State/federal government | Steel | Steel | Coated & cathodic protection (sti-P3) |  | Steel |  | 1901-01-01 | [14 empty] | UST Currently In Use: 2; UST Temp Close: 0; AST Currently In Use: 0; AST Temp Closed: 0 | 2 | 0 | 3 | 14665-089-002937 | DEPARTMENT OF TRANSPORTATION HIGHWAY
42219 | Permanently Closed | 1996-07-10 | 1986-06-05 | 1996-07-10 | Petroleum | Unleaded gasoline | Unleaded gasoline | State/federal government | Steel | Steel | Coated & cathodic protection (sti-P3) |  | Steel |  | 1901-01-01 | [14 empty] | UST Currently In Use: 2; UST Temp Close: 0; AST Currently In Use: 0; AST Temp Closed: 0 | 2 | 0 | 3 | 14665-089-002937 | DEPARTMENT OF TRANSPORTATION HIGHWAY
42220 | Permanently Closed | 1996-05-08 | 1982-07-08 | 1996-05-08 | Petroleum | On road diesel | On road diesel | State/federal government | Steel | Steel | Coated & cathodic protection (sti-P3) |  | Steel |  | 1901-01-01 | [14 empty] | UST Currently In Use: 2; UST Temp Close: 0; AST Currently In Use: 0; AST Temp Closed: 0 | 2 | 0 | 3 | 14665-071-002990 | DEPARTMENT OF TRANSPORTATION HIGHWAY
42221 | Permanently Closed | 1996-05-08 | 1982-07-08 | 1996-05-08 | Petroleum | On road diesel | On road diesel | State/federal government | Steel | Steel | Coated & cathodic protection (sti-P3) |  | Steel |  | 1901-01-01 | [14 empty] | UST Currently In Use: 2; UST Temp Close: 0; AST Currently In Use: 0; AST Temp Closed: 0 | 2 | 0 | 3 | 14665-071-002990 | DEPARTMENT OF TRANSPORTATION HIGHWAY
42222 | Permanently Closed | 1996-05-08 | 1982-07-08 | 1996-05-08 | Petroleum | Unleaded gasoline | Unleaded gasoline | State/federal government | Steel | Steel | Coated & cathodic protection (sti-P3) |  | Steel |  | 1901-01-01 | [14 empty] | UST Currently In Use: 2; UST Temp Close: 0; AST Currently In Use: 0; AST Temp Closed: 0 | 2 | 0 | 3 | 14665-071-002990 | DEPARTMENT OF TRANSPORTATION HIGHWAY
42223 | Currently in Use |  | 1990-10-05 |  | Petroleum | Unleaded gasoline | Unleaded gasoline |  | Single Wall | Single Wall | Coated & cathodic protection (sti-P3) |  | Double Wall |  |  | Catchment Basin | Automatic shutoff device At 95% full | Automatic shutoff device At 95% full |  |  | Continuous Automatic Tank Gauge |  | Containment Sump | Automatic flow restrictor (MLLD) |  |  | Annual line testing | Annual line testing |  | UST Currently In Use: 1; UST Temp Close: 1; AST Currently In Use: 0; AST Temp Closed: 0 | 1 | 1 | 3 | 25921-049-013131 | BRIAN BARNETT
42224 | Temporary Closed | 2021-11-02 | 1990-10-05 |  | Petroleum | Premium gasoline | Premium gasoline | Retail | Single Wall | Single Wall | Coated & cathodic protection (sti-P3) |  | Double Wall |  |  | Catchment Basin | Automatic shutoff device At 95% full | Automatic shutoff device At 95% full |  |  | Continuous Automatic Tank Gauge |  | Automatic flow restrictor (MLLD) | Automatic flow restrictor (MLLD) |  |  | Annual line testing | Annual line testing |  | UST Currently In Use: 1; UST Temp Close: 1; AST Currently In Use: 0; AST Temp Closed: 0 | 1 | 1 | 3 | 25921-049-013131 | BRIAN BARNETT
42225 | Currently in Use |  | 1991-09-04 |  | Petroleum | Unleaded gasoline | Unleaded gasoline | Retail | Steel | Steel | Coated & cathodic protection (sti-P3) |  | Fiberglass reinforced plastic |  |  | Catchment Basin | Flow Rest 90% Full | Flow Rest 90% Full |  |  | Automatic Tank Gauge |  | Containment Sump | Automatic flow restrictor (MLLD) | Interstitial Monitoring within Secondary Containment | MANUAL/VISUAL CHECK | Annual line testing | Annual line testing |  | UST Currently In Use: 2; UST Temp Close: 0; AST Currently In Use: 0; AST Temp Closed: 0 | 2 | 0 | 3 | 22978-117-001270 | AGYA P. SINGH DBA CROSSROAD FOODMART
42226 | Currently in Use |  | 1991-09-04 |  | Petroleum | Premium gasoline | Premium gasoline | Retail | Steel | Steel | Coated & cathodic protection (sti-P3) |  | Fiberglass reinforced plastic |  |  | Catchment Basin | Flow Rest 90% Full | Flow Rest 90% Full |  |  | Automatic Tank Gauge |  | Containment Sump | Automatic flow restrictor (MLLD) | Interstitial Monitoring within Secondary Containment | MANUAL/VISUAL CHECK | Annual line testing | Annual line testing |  | UST Currently In Use: 2; UST Temp Close: 0; AST Currently In Use: 0; AST Temp Closed: 0 | 2 | 0 | 3 | 22978-117-001270 | AGYA P. SINGH DBA CROSSROAD FOODMART
42227 | Permanently Closed | 1998-11-18 | 1975-01-01 | 1999-02-02 | Petroleum | On road diesel | On road diesel | Emergency power generator | Steel | Steel |  | Painted or None | Steel |  | 1901-01-01 | [5 empty] | Manual Tank Gauging (only tanks 1000 gal. or less and 48” or 64” in diameter) | [8 empty] | UST Currently In Use: 0; UST Temp Close: 0; AST Currently In Use: 0; AST Temp Closed: 0 | 0 | 0 | 1 | 17471-103-015625 | DECATUR DAILY
42229 | Temporary Closed | 2006-03-29 | 1901-01-01 |  | Petroleum | Premium gasoline | Premium gasoline | Retail | Steel | Steel | Field installed cathodic protection | Painted or None | Steel |  | 1988-01-01 | Catchment Basin | Automatic shutoff device At 95% full | Automatic shutoff device At 95% full |  |  | Statistical Inventory Reconciliation (SIR) | [8 empty] | UST Currently In Use: 0; UST Temp Close: 3; AST Currently In Use: 0; AST Temp Closed: 0 | 0 | 3 | 1 | 20266-121-010060 | JEFFERY GOLD C/O ALLISON COCHRAN
42230 | Temporary Closed | 2006-03-29 | 1901-01-01 |  | Petroleum | Kerosene | Kerosene | Retail | Steel | Steel | Field installed cathodic protection |  | Steel |  | 1901-01-01 | Catchment Basin | Automatic shutoff device At 95% full | Automatic shutoff device At 95% full |  |  | Statistical Inventory Reconciliation (SIR) | [8 empty] | UST Currently In Use: 0; UST Temp Close: 3; AST Currently In Use: 0; AST Temp Closed: 0 | 0 | 3 | 1 | 20266-121-010060 | JEFFERY GOLD C/O ALLISON COCHRAN
42231 | Temporary Closed | 2006-03-29 | 1901-01-01 |  | Petroleum | Unleaded gasoline | Unleaded gasoline | Retail | Steel | Steel | Field installed cathodic protection | Painted or None | Steel |  | 1901-01-01 | Catchment Basin | Automatic shutoff device At 95% full | Automatic shutoff device At 95% full |  |  | Statistical Inventory Reconciliation (SIR) | [8 empty] | UST Currently In Use: 0; UST Temp Close: 3; AST Currently In Use: 0; AST Temp Closed: 0 | 0 | 3 | 1 | 20266-121-010060 | JEFFERY GOLD C/O ALLISON COCHRAN
42232 | Permanently Closed | 1999-01-25 | 1901-01-01 | 1999-05-19 | Petroleum | On road diesel | On road diesel | Retail | Steel | Steel | Field installed cathodic protection | Painted or None | Steel |  | 1901-01-01 | Catchment Basin | Automatic shutoff device At 95% full | Automatic shutoff device At 95% full |  |  | Statistical Inventory Reconciliation (SIR) | [8 empty] | UST Currently In Use: 0; UST Temp Close: 3; AST Currently In Use: 0; AST Temp Closed: 0 | 0 | 3 | 1 | 20266-121-010060 | JEFFERY GOLD C/O ALLISON COCHRAN
42233 | Permanently Closed | 2003-01-21 | 1991-09-06 | 2003-01-21 | Petroleum | Unleaded gasoline | Unleaded gasoline | Industrial | Steel | Steel | Coated & cathodic protection (sti-P3) |  | Fiberglass reinforced plastic |  | 1901-01-01 | Catchment Basin | Flow Rest 90% Full | Flow Rest 90% Full |  |  | Statistical Inventory Reconciliation (SIR) | [8 empty] | UST Currently In Use: 0; UST Temp Close: 0; AST Currently In Use: 0; AST Temp Closed: 0 | 0 | 0 | 1 | 17446-055-005684 | MARINE ONE CORPORATION
42234 | Temporary Closed | 2009-01-01 | 1991-07-22 |  | Petroleum | On road diesel | On road diesel | Industrial | Single Wall | Fiberglass reinforced plastic |  |  | Fiberglass reinforced plastic |  | 1901-01-01 | Catchment Basin | Flow Rest 90% Full | Flow Rest 90% Full |  |  | Automatic Tank Gauge |  | Automatic flow restrictor (MLLD) | Automatic flow restrictor (MLLD) | Interstitial Monitoring within Secondary Containment | SENSOR TO ATG |  |  |  | UST Currently In Use: 0; UST Temp Close: 2; AST Currently In Use: 1; AST Temp Closed: 0 | 0 | 2 | 0 | 25110-043-015660 | JEFF MCGRIFF
42235 | Temporary Closed | 2009-01-01 | 1991-07-22 |  | Petroleum | On road diesel | On road diesel | Industrial | Single Wall | Fiberglass reinforced plastic |  |  | Fiberglass reinforced plastic |  | 1901-01-01 | Catchment Basin | Flow Rest 90% Full | Flow Rest 90% Full |  |  | Automatic Tank Gauge |  | Automatic flow restrictor (MLLD) | Automatic flow restrictor (MLLD) | Interstitial Monitoring within Secondary Containment | SENSOR TO ATG |  |  |  | UST Currently In Use: 0; UST Temp Close: 2; AST Currently In Use: 1; AST Temp Closed: 0 | 0 | 2 | 0 | 25110-043-015660 | JEFF MCGRIFF
42236 | Permanently Closed | 1993-12-01 | 1988-01-01 | 1999-10-29 | Petroleum | Unleaded gasoline | Unleaded gasoline |  | Steel | Steel | Coated & cathodic protection (sti-P3) |  | Steel |  | 1901-01-01 | Catchment Basin | Audible high level alarm At 90% full | Audible high level alarm At 90% full | [11 empty] | UST Currently In Use: 0; UST Temp Close: 0; AST Currently In Use: 0; AST Temp Closed: 0 | 0 | 0 | 2 | 17419-131-015569 | GRAY HARVELL
42237 | Permanently Closed | 1993-12-01 | 1988-01-01 | 1999-10-29 | Petroleum | Unleaded gasoline | Unleaded gasoline |  | Steel | Steel | Coated & cathodic protection (sti-P3) |  | Steel |  | 1901-01-01 | Catchment Basin | Audible high level alarm At 90% full | Audible high level alarm At 90% full | [11 empty] | UST Currently In Use: 0; UST Temp Close: 0; AST Currently In Use: 0; AST Temp Closed: 0 | 0 | 0 | 2 | 17419-131-015569 | GRAY HARVELL
42238 | Permanently Closed | 2018-08-08 | 1991-08-08 | 2018-08-08 | Petroleum | Unleaded gasoline | Unleaded gasoline | Industrial | Steel | Steel | Coated & cathodic protection (sti-P3) |  | Fiberglass reinforced plastic |  |  | Catchment Basin | Flow Rest 90% Full | Flow Rest 90% Full |  |  | Automatic Tank Gauge | [8 empty] | UST Currently In Use: 0; UST Temp Close: 0; AST Currently In Use: 0; AST Temp Closed: 0 | 0 | 0 | 4 | 14497-053-000021 | SOUTHERN PINE ELECTRICAL CO-OP
42239 | Permanently Closed | 2018-08-08 | 1991-08-08 | 2018-08-08 | Petroleum | On road diesel | On road diesel | Industrial | Steel | Steel | Coated & cathodic protection (sti-P3) |  | Fiberglass reinforced plastic |  |  | Catchment Basin | Flow Rest 90% Full | Flow Rest 90% Full |  |  | Automatic Tank Gauge | [8 empty] | UST Currently In Use: 0; UST Temp Close: 0; AST Currently In Use: 0; AST Temp Closed: 0 | 0 | 0 | 4 | 14497-053-000021 | SOUTHERN PINE ELECTRICAL CO-OP
42240 | Currently in Use |  | 1991-06-12 |  | Petroleum | Unleaded gasoline | Unleaded gasoline | Retail | Steel | Steel | Coated & cathodic protection (sti-P3) |  | Fiberglass reinforced plastic |  |  | Catchment Basin | Automatic shutoff device At 95% full | Automatic shutoff device At 95% full |  |  | Automatic Tank Gauge |  | Automatic flow restrictor (MLLD) | Automatic flow restrictor (MLLD) |  |  | Annual line testing | Annual line testing |  | UST Currently In Use: 3; UST Temp Close: 0; AST Currently In Use: 0; AST Temp Closed: 0 | 3 | 0 | 0 | 23751-035-015570 | GOTHEL ENTERPRISES, LLC
42241 | Currently in Use |  | 1991-06-12 |  | Petroleum | Mid-grade gasoline | Mid-grade gasoline | Retail | Steel | Steel | Coated & cathodic protection (sti-P3) |  | Fiberglass reinforced plastic |  |  | Catchment Basin | Automatic shutoff device At 95% full | Automatic shutoff device At 95% full |  |  | Automatic Tank Gauge |  | Automatic flow restrictor (MLLD) | Automatic flow restrictor (MLLD) |  |  | Annual line testing | Annual line testing |  | UST Currently In Use: 3; UST Temp Close: 0; AST Currently In Use: 0; AST Temp Closed: 0 | 3 | 0 | 0 | 23751-035-015570 | GOTHEL ENTERPRISES, LLC
42242 | Currently in Use |  | 1991-06-12 |  | Petroleum | On road diesel | On road diesel | Retail | Steel | Steel | Coated & cathodic protection (sti-P3) |  | Fiberglass reinforced plastic |  |  | Catchment Basin | Automatic shutoff device At 95% full | Automatic shutoff device At 95% full |  |  | Automatic Tank Gauge |  | Automatic flow restrictor (MLLD) | Automatic flow restrictor (MLLD) |  |  | Annual line testing | Annual line testing |  | UST Currently In Use: 3; UST Temp Close: 0; AST Currently In Use: 0; AST Temp Closed: 0 | 3 | 0 | 0 | 23751-035-015570 | GOTHEL ENTERPRISES, LLC
42243 | Permanently Closed | 2001-11-26 | 1991-08-02 | 2002-05-22 | Petroleum | Unleaded gasoline | Unleaded gasoline | Local government | Steel | Steel | Coated & cathodic protection (sti-P3) |  | Fiberglass reinforced plastic |  | 1901-01-01 | Catchment Basin | Flow Rest 90% Full | Flow Rest 90% Full |  |  | Automatic Tank Gauge | [8 empty] | UST Currently In Use: 0; UST Temp Close: 0; AST Currently In Use: 0; AST Temp Closed: 0 | 0 | 0 | 2 | 10398-003-001433 | BALDWIN COUNTY BOARD OF EDUCATION
42244 | Permanently Closed | 2018-04-01 | 1991-08-07 | 2018-11-14 | Petroleum | On road diesel | On road diesel | Local government | Steel | Steel | Coated & cathodic protection (sti-P3) |  | Fiberglass reinforced plastic |  | 1901-01-01 | Catchment Basin | Flow Rest 90% Full | Flow Rest 90% Full |  |  | Automatic Tank Gauge | [8 empty] | UST Currently In Use: 0; UST Temp Close: 0; AST Currently In Use: 0; AST Temp Closed: 0 | 0 | 0 | 4 | 10398-003-001435 | BALDWIN COUNTY BOARD OF EDUCATION
42245 | Permanently Closed | 2018-11-14 | 1991-08-07 | 2018-11-14 | Petroleum | On road diesel | On road diesel | Local government | Steel | Steel | Coated & cathodic protection (sti-P3) |  | Fiberglass reinforced plastic |  | 1901-01-01 | Catchment Basin | Flow Rest 90% Full | Flow Rest 90% Full |  |  | Automatic Tank Gauge | [8 empty] | UST Currently In Use: 0; UST Temp Close: 0; AST Currently In Use: 0; AST Temp Closed: 0 | 0 | 0 | 4 | 10398-003-001435 | BALDWIN COUNTY BOARD OF EDUCATION
42246 | Permanently Closed | 2007-06-11 | 1991-08-06 | 2007-06-11 | Petroleum | Unleaded gasoline | Unleaded gasoline | Local government | Steel | Steel | Coated & cathodic protection (sti-P3) |  | Fiberglass reinforced plastic |  | 1901-01-01 | Catchment Basin | Flow Rest 90% Full | Flow Rest 90% Full |  |  | Automatic Tank Gauge | [8 empty] | UST Currently In Use: 0; UST Temp Close: 0; AST Currently In Use: 2; AST Temp Closed: 0 | 0 | 0 | 4 | 10398-003-001436 | BALDWIN COUNTY BOARD OF EDUCATION
42247 | Permanently Closed | 2007-06-11 | 1991-08-06 | 2007-06-11 | Petroleum | On road diesel | On road diesel | Local government | Steel | Steel | Coated & cathodic protection (sti-P3) |  | Fiberglass reinforced plastic |  | 1901-01-01 | Catchment Basin | Flow Rest 90% Full | Flow Rest 90% Full |  |  | Automatic Tank Gauge | [8 empty] | UST Currently In Use: 0; UST Temp Close: 0; AST Currently In Use: 2; AST Temp Closed: 0 | 0 | 0 | 4 | 10398-003-001436 | BALDWIN COUNTY BOARD OF EDUCATION
42248 | Permanently Closed | 2006-01-27 | 1991-09-25 | 2007-02-15 | Petroleum | Unleaded gasoline | Unleaded gasoline |  | Steel | Steel | Coated & cathodic protection (sti-P3) |  | Fiberglass reinforced plastic |  | 1901-01-01 | Catchment Basin | Flow Rest 90% Full | Flow Rest 90% Full | [11 empty] | UST Currently In Use: 0; UST Temp Close: 0; AST Currently In Use: 0; AST Temp Closed: 0 | 0 | 0 | 2 | 17420-039-015571 | MINI MART
42249 | Permanently Closed | 2006-01-27 | 1991-09-25 | 2007-02-15 | Petroleum | Unleaded gasoline | Unleaded gasoline |  | Steel | Steel | Coated & cathodic protection (sti-P3) |  | Fiberglass reinforced plastic |  | 1901-01-01 | Catchment Basin | Flow Rest 90% Full | Flow Rest 90% Full | [11 empty] | UST Currently In Use: 0; UST Temp Close: 0; AST Currently In Use: 0; AST Temp Closed: 0 | 0 | 0 | 2 | 17420-039-015571 | MINI MART
42250 | Currently in Use |  | 1991-08-08 |  | Petroleum | Unleaded gasoline | Unleaded gasoline | Retail | Steel | Steel | Coated & cathodic protection (sti-P3) |  | Fiberglass reinforced plastic |  |  | Catchment Basin | Automatic shutoff device At 95% full | Automatic shutoff device At 95% full |  |  | Continuous Automatic Tank Gauge |  | Automatic flow restrictor (MLLD) | Automatic flow restrictor (MLLD) |  |  | Annual line testing | Annual line testing |  | UST Currently In Use: 3; UST Temp Close: 0; AST Currently In Use: 0; AST Temp Closed: 0 | 3 | 0 | 5 | 25736-097-005336 | MM ALABAMA LEASING
42251 | Currently in Use |  | 1991-08-08 |  | Petroleum | Premium gasoline | Premium gasoline | Retail | Steel | Steel | Coated & cathodic protection (sti-P3) |  | Fiberglass reinforced plastic |  |  | Catchment Basin | Automatic shutoff device At 95% full | Automatic shutoff device At 95% full |  |  | Continuous Automatic Tank Gauge |  | Automatic flow restrictor (MLLD) | Automatic flow restrictor (MLLD) |  |  | Annual line testing | Annual line testing |  | UST Currently In Use: 3; UST Temp Close: 0; AST Currently In Use: 0; AST Temp Closed: 0 | 3 | 0 | 5 | 25736-097-005336 | MM ALABAMA LEASING
42252 | Currently in Use |  | 1991-08-08 |  | Petroleum | Unleaded gasoline | Unleaded gasoline | Retail | Steel | Steel | Coated & cathodic protection (sti-P3) |  | Fiberglass reinforced plastic |  |  | Catchment Basin | Flow Rest 90% Full | Flow Rest 90% Full |  |  | Continuous Automatic Tank Gauge |  | Containment Sump | Automatic flow restrictor (MLLD) |  |  | Annual line testing | Annual line testing |  | UST Currently In Use: 3; UST Temp Close: 0; AST Currently In Use: 0; AST Temp Closed: 0 | 3 | 0 | 5 | 25736-097-005336 | MM ALABAMA LEASING
42253 | Currently in Use |  | 1991-07-31 |  | Petroleum | Unleaded gasoline | Unleaded gasoline | Industrial | Fiberglass reinforced plastic | Fiberglass reinforced plastic |  |  | Fiberglass reinforced plastic |  | 1901-01-01 | Catchment Basin | Automatic shutoff device At 95% full | Automatic shutoff device At 95% full |  | SENSOR TO ATG | Automatic Tank Gauge |  | Containment Sump | Automatic flow restrictor (MLLD) | Interstitial Monitoring within Secondary Containment |  | Continuous alarm system | Continuous alarm system |  | UST Currently In Use: 1; UST Temp Close: 0; AST Currently In Use: 0; AST Temp Closed: 0 | 1 | 0 | 2 | 15094-035-002647 | UNITED PARCEL SERVICE
42254 | Currently in Use |  | 1991-05-15 |  | Petroleum | Unleaded gasoline | Unleaded gasoline | Retail | Steel | Steel | Coated & cathodic protection (sti-P3) |  | Fiberglass reinforced plastic |  |  | Catchment Basin | Flow Rest 90% Full | Flow Rest 90% Full |  |  | Continuous Automatic Tank Gauge |  | Automatic flow restrictor (MLLD) | Automatic flow restrictor (MLLD) |  |  | Annual line testing | Annual line testing |  | UST Currently In Use: 4; UST Temp Close: 0; AST Currently In Use: 0; AST Temp Closed: 0 | 4 | 0 | 4 | 11448-025-004795 | DEWEESE ENTPS. INC
42255 | Currently in Use |  | 1991-05-15 |  | Petroleum | Mid-grade gasoline | Mid-grade gasoline | Retail | Steel | Steel | Coated & cathodic protection (sti-P3) |  | Fiberglass reinforced plastic |  |  | Catchment Basin | Flow Rest 90% Full | Flow Rest 90% Full |  |  | Continuous Automatic Tank Gauge |  | Automatic flow restrictor (MLLD) | Automatic flow restrictor (MLLD) |  |  | Annual line testing | Annual line testing |  | UST Currently In Use: 4; UST Temp Close: 0; AST Currently In Use: 0; AST Temp Closed: 0 | 4 | 0 | 4 | 11448-025-004795 | DEWEESE ENTPS. INC
42256 | Currently in Use |  | 1991-05-15 |  | Petroleum | Premium gasoline | Premium gasoline | Retail | Steel | Steel | Coated & cathodic protection (sti-P3) |  | Fiberglass reinforced plastic |  |  | Catchment Basin | Flow Rest 90% Full | Flow Rest 90% Full |  |  | Continuous Automatic Tank Gauge |  | Automatic flow restrictor (MLLD) | Automatic flow restrictor (MLLD) |  |  | Annual line testing | Annual line testing |  | UST Currently In Use: 4; UST Temp Close: 0; AST Currently In Use: 0; AST Temp Closed: 0 | 4 | 0 | 4 | 11448-025-004795 | DEWEESE ENTPS. INC
42257 | Currently in Use |  | 1991-05-15 |  | Petroleum | On road diesel | On road diesel | Retail | Steel | Steel | Coated & cathodic protection (sti-P3) |  | Fiberglass reinforced plastic |  |  | Catchment Basin | Flow Rest 90% Full | Flow Rest 90% Full |  |  | Continuous Automatic Tank Gauge |  | Automatic flow restrictor (MLLD) | Automatic flow restrictor (MLLD) |  |  | Annual line testing | Annual line testing |  | UST Currently In Use: 4; UST Temp Close: 0; AST Currently In Use: 0; AST Temp Closed: 0 | 4 | 0 | 4 | 11448-025-004795 | DEWEESE ENTPS. INC
42258 | Cannot Locate or abandoned | 1997-01-01 | 1983-12-15 |  | Petroleum | Unleaded gasoline | Unleaded gasoline |  | Steel | Steel |  | Painted or None | Steel |  | 1901-01-01 | [14 empty] | UST Currently In Use: 0; UST Temp Close: 0; AST Currently In Use: 0; AST Temp Closed: 0 | 0 | 0 | 0 | 17694-035-015572 | FRANK DANFORD
42259 | Cannot Locate or abandoned | 1997-01-01 | 1983-12-15 |  | Petroleum | Unleaded gasoline | Unleaded gasoline |  | Steel | Steel |  | Painted or None | Steel |  | 1901-01-01 | [14 empty] | UST Currently In Use: 0; UST Temp Close: 0; AST Currently In Use: 0; AST Temp Closed: 0 | 0 | 0 | 0 | 17694-035-015572 | FRANK DANFORD
42261 | Cannot Locate or abandoned | 1997-01-01 | 1983-12-15 |  | Petroleum | Unleaded gasoline | Unleaded gasoline |  | Steel | Steel |  | Painted or None | Steel |  | 1901-01-01 | [14 empty] | UST Currently In Use: 0; UST Temp Close: 0; AST Currently In Use: 0; AST Temp Closed: 0 | 0 | 0 | 0 | 17694-035-015572 | FRANK DANFORD
42262 | Cannot Locate or abandoned | 1997-01-01 | 1983-12-15 |  | Petroleum | Unleaded gasoline | Unleaded gasoline |  | Steel | Steel |  | Painted or None | Steel |  | 1901-01-01 | [14 empty] | UST Currently In Use: 0; UST Temp Close: 0; AST Currently In Use: 0; AST Temp Closed: 0 | 0 | 0 | 0 | 17694-035-015572 | FRANK DANFORD
42263 | Permanently Closed | 1994-06-16 | 1987-07-30 | 1994-06-16 | Petroleum | Unleaded gasoline | Unleaded gasoline | Emergency power generator | Fiberglass coated steel | Fiberglass coated steel |  |  | Other |  | 1901-01-01 | Catchment Basin | Audible high level alarm At 90% full | Audible high level alarm At 90% full | [11 empty] | UST Currently In Use: 0; UST Temp Close: 0; AST Currently In Use: 1; AST Temp Closed: 0 | 0 | 0 | 2 | 14462-065-015573 | BELLSOUTH TELECOMM. DBA AT&T ALA.
42264 | Currently in Use |  | 1991-06-01 |  | Petroleum | Premium gasoline | Premium gasoline | Retail | Fiberglass reinforced plastic | Fiberglass reinforced plastic |  |  | Single Wall |  | 1901-01-01 | Catchment Basin | Automatic shutoff device At 95% full | Automatic shutoff device At 95% full |  |  | Continuous Automatic Tank Gauge |  | Automatic flow restrictor (MLLD) | Automatic flow restrictor (MLLD) |  |  | Annual line testing | Annual line testing |  | UST Currently In Use: 4; UST Temp Close: 0; AST Currently In Use: 0; AST Temp Closed: 0 | 4 | 0 | 0 | 22748-073-015661 | CVAS INVESTMENT INC.
42265 | Currently in Use |  | 1991-06-01 |  | Petroleum | Unleaded gasoline | Unleaded gasoline | Retail | Single Wall | Fiberglass reinforced plastic |  |  | Single Wall |  | 1901-01-01 | Catchment Basin | Automatic shutoff device At 95% full | Automatic shutoff device At 95% full |  |  | Continuous Automatic Tank Gauge |  | Automatic flow restrictor (MLLD) | Automatic flow restrictor (MLLD) |  |  | Annual line testing | Annual line testing |  | UST Currently In Use: 4; UST Temp Close: 0; AST Currently In Use: 0; AST Temp Closed: 0 | 4 | 0 | 0 | 22748-073-015661 | CVAS INVESTMENT INC.
42266 | Currently in Use |  | 1991-06-01 |  | Petroleum | Unleaded gasoline | Unleaded gasoline | Retail | Single Wall | Fiberglass reinforced plastic |  |  | Single Wall |  | 1901-01-01 | Catchment Basin | Automatic shutoff device At 95% full | Automatic shutoff device At 95% full |  |  | Continuous Automatic Tank Gauge |  | Automatic flow restrictor (MLLD) | Automatic flow restrictor (MLLD) |  |  | Annual line testing | Annual line testing |  | UST Currently In Use: 4; UST Temp Close: 0; AST Currently In Use: 0; AST Temp Closed: 0 | 4 | 0 | 0 | 22748-073-015661 | CVAS INVESTMENT INC.
42267 | Currently in Use |  | 1991-06-01 |  | Petroleum | On road diesel | On road diesel | Retail | Fiberglass reinforced plastic | Fiberglass reinforced plastic |  |  | Single Wall |  | 1901-01-01 | Catchment Basin | Automatic shutoff device At 95% full | Automatic shutoff device At 95% full |  |  | Continuous Automatic Tank Gauge | [8 empty] | UST Currently In Use: 4; UST Temp Close: 0; AST Currently In Use: 0; AST Temp Closed: 0 | 4 | 0 | 0 | 22748-073-015661 | CVAS INVESTMENT INC.
42268 | Currently in Use |  | 1991-08-23 |  | Petroleum | Unleaded gasoline | Unleaded gasoline | Retail | Steel | Steel | Coated & cathodic protection (sti-P3) |  | Fiberglass reinforced plastic |  |  | Catchment Basin | Automatic shutoff device At 95% full | Automatic shutoff device At 95% full |  |  | Statistical Inventory Reconciliation (SIR) | [8 empty] | UST Currently In Use: 1; UST Temp Close: 0; AST Currently In Use: 0; AST Temp Closed: 0 | 1 | 0 | 1 | 15981-117-007079 | LAY PORT
42269 | Currently in Use |  | 1991-09-05 |  | Petroleum | Unleaded gasoline | Unleaded gasoline | Retail | Steel | Double Wall | Coated & cathodic protection (sti-P3) |  | Fiberglass reinforced plastic |  |  | Catchment Basin | Automatic shutoff device At 95% full | Automatic shutoff device At 95% full | Interstitial Monitoring within Secondary Containment | SENSOR TO ATG | Continuous Automatic Tank Gauge |  | Automatic shutoff device (AELLD) | Automatic shutoff device (AELLD) | Interstitial Monitoring within Secondary Containment | SENSOR TO ATG |  |  |  | UST Currently In Use: 3; UST Temp Close: 0; AST Currently In Use: 0; AST Temp Closed: 0 | 3 | 0 | 2 | 15420-117-011293 | MAPCO EXPRESS, INC.
42270 | Currently in Use |  | 1991-09-05 |  | Petroleum | Mid-grade gasoline | Mid-grade gasoline | Retail | Steel | Double Wall | Coated & cathodic protection (sti-P3) |  | Fiberglass reinforced plastic |  |  | Catchment Basin | Flow Rest 90% Full | Automatic shutoff device At 95% full | Interstitial Monitoring within Secondary Containment | SENSOR TO ATG | Continuous Automatic Tank Gauge |  | Automatic shutoff device (AELLD) | Automatic shutoff device (AELLD) | Interstitial Monitoring within Secondary Containment | SENSOR TO ATG |  |  |  | UST Currently In Use: 3; UST Temp Close: 0; AST Currently In Use: 0; AST Temp Closed: 0 | 3 | 0 | 2 | 15420-117-011293 | MAPCO EXPRESS, INC.
42271 | Currently in Use |  | 1991-09-05 |  | Petroleum | Premium gasoline | Premium gasoline | Retail | Double Wall | Double Wall | Coated & cathodic protection (sti-P3) |  | Fiberglass reinforced plastic |  |  | Catchment Basin | Automatic shutoff device At 95% full | Automatic shutoff device At 95% full | Interstitial Monitoring within Secondary Containment | SENSOR TO ATG | Continuous Automatic Tank Gauge |  | Automatic shutoff device (AELLD) | Automatic shutoff device (AELLD) | Interstitial Monitoring within Secondary Containment | SENSOR TO ATG |  |  |  | UST Currently In Use: 3; UST Temp Close: 0; AST Currently In Use: 0; AST Temp Closed: 0 | 3 | 0 | 2 | 15420-117-011293 | MAPCO EXPRESS, INC.
42272 | Currently in Use |  | 1991-10-01 |  | Petroleum | Unleaded gasoline | Unleaded gasoline | Industrial | Single Wall | Fiberglass reinforced plastic |  |  | Single Wall |  | 1901-01-01 | Catchment Basin | Audible high level alarm At 90% full | Audible high level alarm At 90% full |  |  | Continuous Automatic Tank Gauge | [8 empty] | UST Currently In Use: 2; UST Temp Close: 0; AST Currently In Use: 0; AST Temp Closed: 0 | 2 | 0 | 2 | 11668-073-002594 | ELECTRICAL REPAIR SERVICE CO
42273 | Currently in Use |  | 1991-10-01 |  | Petroleum | On road diesel | On road diesel | Industrial | Fiberglass reinforced plastic | Fiberglass reinforced plastic |  |  | Fiberglass reinforced plastic |  | 1901-01-01 | Catchment Basin | Audible high level alarm At 90% full | Audible high level alarm At 90% full |  |  | Continuous Automatic Tank Gauge | [8 empty] | UST Currently In Use: 2; UST Temp Close: 0; AST Currently In Use: 0; AST Temp Closed: 0 | 2 | 0 | 2 | 11668-073-002594 | ELECTRICAL REPAIR SERVICE CO
42274 | Permanently Closed | 1998-11-06 | 1979-12-01 | 1998-11-06 | Petroleum | On road diesel | On road diesel |  | Steel | Steel |  | Painted or None | Steel |  | 1901-01-01 | [14 empty] | UST Currently In Use: 0; UST Temp Close: 0; AST Currently In Use: 0; AST Temp Closed: 0 | 0 | 0 | 2 | 17550-073-015662 | VETERANS LANDSCAPE CO INC
42275 | Permanently Closed | 1998-11-06 | 1979-12-01 | 1998-11-06 | Petroleum | On road diesel | On road diesel |  | Steel | Steel |  | Painted or None | Steel |  | 1901-01-01 | [14 empty] | UST Currently In Use: 0; UST Temp Close: 0; AST Currently In Use: 0; AST Temp Closed: 0 | 0 | 0 | 2 | 17550-073-015662 | VETERANS LANDSCAPE CO INC
42276 | Currently in Use |  | 1991-09-16 |  | Petroleum | Premium gasoline | Premium gasoline | Retail | Steel | Steel | Coated & cathodic protection (sti-P3) |  | Fiberglass reinforced plastic |  |  | Catchment Basin | Flow Rest 90% Full | Flow Rest 90% Full |  |  | Statistical Inventory Reconciliation (SIR) | [8 empty] | UST Currently In Use: 1; UST Temp Close: 0; AST Currently In Use: 0; AST Temp Closed: 0 | 1 | 0 | 0 | 24458-055-015663 | LITTLE BRIDGE MARINA LLC
42277 | Permanently Closed | 1992-06-27 | 1976-01-01 | 1992-06-27 | Petroleum | Unleaded gasoline | Unleaded gasoline | Local government | Steel | Steel |  |  |  |  | 1901-01-01 | [14 empty] | UST Currently In Use: 0; UST Temp Close: 0; AST Currently In Use: 1; AST Temp Closed: 0 | 0 | 0 | 1 | 17552-073-015664 | CITY OF TRUSSVILLE
42278 | Currently in Use |  | 1991-06-01 |  | Petroleum | Unleaded gasoline | Unleaded gasoline | Retail | Fiberglass reinforced plastic | Fiberglass reinforced plastic |  |  | Double Wall |  | 1901-01-01 | Catchment Basin | Flow Rest 90% Full | Flow Rest 90% Full |  |  | Automatic Tank Gauge | Single walled submersible pump containment sump | Containment Sump | Automatic flow restrictor (MLLD) |  |  | Statistical inventory reconciliation (SIR) | Annual line testing |  | UST Currently In Use: 3; UST Temp Close: 0; AST Currently In Use: 0; AST Temp Closed: 0 | 3 | 0 | 4 | 11576-089-004825 | DUTCH OIL COMPANY
42279 | Currently in Use |  | 1991-06-01 |  | Petroleum | Mid-grade gasoline | Mid-grade gasoline | Retail | Fiberglass reinforced plastic | Fiberglass reinforced plastic |  |  | Double Wall |  | 1901-01-01 | Catchment Basin | Flow Rest 90% Full | Flow Rest 90% Full |  |  | Automatic Tank Gauge |  | Containment Sump | Automatic flow restrictor (MLLD) |  |  | Annual line testing | Annual line testing |  | UST Currently In Use: 3; UST Temp Close: 0; AST Currently In Use: 0; AST Temp Closed: 0 | 3 | 0 | 4 | 11576-089-004825 | DUTCH OIL COMPANY
42280 | Currently in Use |  | 1991-06-01 |  | Petroleum | Premium gasoline | Premium gasoline | Retail | Fiberglass reinforced plastic | Fiberglass reinforced plastic |  |  | Double Wall |  | 1901-01-01 | Catchment Basin | Flow Rest 90% Full | Flow Rest 90% Full |  |  | Statistical Inventory Reconciliation (SIR) |  | Containment Sump | Automatic flow restrictor (MLLD) |  |  | Annual line testing | Annual line testing |  | UST Currently In Use: 3; UST Temp Close: 0; AST Currently In Use: 0; AST Temp Closed: 0 | 3 | 0 | 4 | 11576-089-004825 | DUTCH OIL COMPANY
42281 | Currently in Use |  | 1987-01-18 |  | Petroleum | On road diesel | On road diesel | Industrial | Steel | Single Wall | Field installed cathodic protection |  | Fiberglass reinforced plastic |  |  | Catchment Basin | Automatic shutoff device At 95% full | Automatic shutoff device At 95% full |  |  | Automatic Tank Gauge | Single walled submersible pump containment sump | Automatic flow restrictor (MLLD) | Automatic flow restrictor (MLLD) |  |  | Continuous alarm system | Continuous alarm system |  | UST Currently In Use: 1; UST Temp Close: 0; AST Currently In Use: 1; AST Temp Closed: 0 | 1 | 0 | 0 | 25036-089-015627 | CITY OF HUNTSVILLE
42282 | Permanently Closed | 1993-01-01 | 1976-09-21 | 2000-02-15 | Petroleum | Used oil | Used oil |  | Steel | Steel |  | Painted or None | Steel |  | 1901-01-01 | [14 empty] | UST Currently In Use: 0; UST Temp Close: 0; AST Currently In Use: 0; AST Temp Closed: 0 | 0 | 0 | 1 | 17578-089-015628 | ELSIE RANDOLFH
42283 | Permanently Closed | 1999-09-16 | 1991-08-10 | 1999-09-16 | Petroleum | Unleaded gasoline | Unleaded gasoline | Local government | Steel | Steel | Coated & cathodic protection (sti-P3) |  | Fiberglass reinforced plastic |  | 1901-01-01 | Catchment Basin | Flow Rest 90% Full | Flow Rest 90% Full | Interstitial Monitoring within Secondary Containment |  | Statistical Inventory Reconciliation (SIR) | [8 empty] | UST Currently In Use: 0; UST Temp Close: 0; AST Currently In Use: 0; AST Temp Closed: 0 | 0 | 0 | 3 | 11243-037-002681 | COOSA COUNTY COMMISSION
42284 | Currently in Use |  | 1990-05-10 |  | Petroleum | Unleaded gasoline | Unleaded gasoline | Retail | Steel | Steel | Coated & cathodic protection (sti-P3) |  |  |  | 2016-08-03 | Catchment Basin | Flow Rest 90% Full | Flow Rest 90% Full |  |  | Statistical Inventory Reconciliation (SIR) |  | Automatic flow restrictor (MLLD) | Automatic flow restrictor (MLLD) | Interstitial Monitoring within Secondary Containment | MANUAL/VISUAL CHECK |  |  |  | UST Currently In Use: 3; UST Temp Close: 0; AST Currently In Use: 0; AST Temp Closed: 0 | 3 | 0 | 0 | 22049-113-015484 | KIRTI PATEL CORPORATION, INC.
42285 | Currently in Use |  | 1990-05-10 |  | Petroleum | On road diesel | On road diesel | Retail | Steel | Steel | Coated & cathodic protection (sti-P3) |  |  |  | 2016-08-03 | Catchment Basin | Flow Rest 90% Full | Flow Rest 90% Full |  |  | Continuous Automatic Tank Gauge |  | Automatic flow restrictor (MLLD) | Automatic flow restrictor (MLLD) | Interstitial Monitoring within Secondary Containment | MANUAL/VISUAL CHECK |  |  |  | UST Currently In Use: 3; UST Temp Close: 0; AST Currently In Use: 0; AST Temp Closed: 0 | 3 | 0 | 0 | 22049-113-015484 | KIRTI PATEL CORPORATION, INC.
42286 | Currently in Use |  | 1990-05-10 |  | Petroleum | Premium gasoline | Premium gasoline | Retail | Steel | Steel | Coated & cathodic protection (sti-P3) |  |  |  | 2016-08-03 | Catchment Basin | Flow Rest 90% Full | Flow Rest 90% Full |  |  | Continuous Automatic Tank Gauge |  | Containment Sump | Automatic flow restrictor (MLLD) | Interstitial Monitoring within Secondary Containment | MANUAL/VISUAL CHECK |  |  |  | UST Currently In Use: 3; UST Temp Close: 0; AST Currently In Use: 0; AST Temp Closed: 0 | 3 | 0 | 0 | 22049-113-015484 | KIRTI PATEL CORPORATION, INC.
42287 | Currently in Use |  | 1991-04-20 |  | Petroleum | On road diesel | On road diesel | Retail | Single Wall | Single Wall | Coated & cathodic protection (sti-P3) |  | Fiberglass reinforced plastic |  |  | Catchment Basin | Flow Rest 90% Full | Flow Rest 90% Full |  |  | Statistical Inventory Reconciliation (SIR) | [8 empty] | UST Currently In Use: 3; UST Temp Close: 0; AST Currently In Use: 1; AST Temp Closed: 0 | 3 | 0 | 2 | 23574-089-009329 | JTC LLC
42288 | Temporary Closed | 2021-04-07 | 1991-07-16 |  | Petroleum | Premium gasoline | Premium gasoline | Retail | Steel | Single Wall | Coated & cathodic protection (sti-P3) |  | Flexible | APT |  | Catchment Basin | Flow Rest 90% Full | Flow Rest 90% Full |  |  | Statistical Inventory Reconciliation (SIR) |  | Automatic flow restrictor (MLLD) | Automatic flow restrictor (MLLD) |  |  | Statistical inventory reconciliation (SIR) | Statistical inventory reconciliation (SIR) |  | UST Currently In Use: 0; UST Temp Close: 3; AST Currently In Use: 0; AST Temp Closed: 0 | 0 | 3 | 0 | 22813-089-015629 | HESAM, INC.
42289 | Temporary Closed | 2011-11-01 | 1991-07-16 |  | Petroleum | Kerosene | Kerosene | Retail | Single Wall | Single Wall | Coated & cathodic protection (sti-P3) |  | Flexible | APT |  | Catchment Basin | Flow Rest 90% Full | Flow Rest 90% Full |  |  | Statistical Inventory Reconciliation (SIR) | [8 empty] | UST Currently In Use: 0; UST Temp Close: 3; AST Currently In Use: 0; AST Temp Closed: 0 | 0 | 3 | 0 | 22813-089-015629 | HESAM, INC.
42290 | Currently in Use |  | 1991-07-01 |  | Petroleum | Unleaded gasoline | Unleaded gasoline | Retail | Steel | Steel | Coated & cathodic protection (sti-P3) |  | Fiberglass reinforced plastic |  |  | Catchment Basin | Automatic shutoff device At 95% full | Automatic shutoff device At 95% full |  |  | Continuous Automatic Tank Gauge |  | Automatic flow restrictor (MLLD) | Automatic flow restrictor (MLLD) |  |  | Annual line testing | Annual line testing |  | UST Currently In Use: 4; UST Temp Close: 0; AST Currently In Use: 0; AST Temp Closed: 0 | 4 | 0 | 0 | 15201-083-015630 | VULCAN OIL COMPANY INC.
42291 | Currently in Use |  | 1991-07-01 |  | Petroleum | Mid-grade gasoline | Mid-grade gasoline | Retail | Steel | Steel | Coated & cathodic protection (sti-P3) |  | Fiberglass reinforced plastic |  |  | Catchment Basin | Flow Rest 90% Full | Flow Rest 90% Full |  |  | Continuous Automatic Tank Gauge |  | Automatic flow restrictor (MLLD) | Automatic flow restrictor (MLLD) |  |  | Annual line testing | Annual line testing |  | UST Currently In Use: 4; UST Temp Close: 0; AST Currently In Use: 0; AST Temp Closed: 0 | 4 | 0 | 0 | 15201-083-015630 | VULCAN OIL COMPANY INC.
42292 | Currently in Use |  | 1991-07-01 |  | Petroleum | Premium gasoline | Premium gasoline | Retail | Steel | Steel | Field installed cathodic protection |  | Fiberglass reinforced plastic |  |  | Catchment Basin | Flow Rest 90% Full | Flow Rest 90% Full |  |  | Continuous Automatic Tank Gauge |  | Automatic flow restrictor (MLLD) | Automatic flow restrictor (MLLD) |  |  | Annual line testing | Annual line testing |  | UST Currently In Use: 4; UST Temp Close: 0; AST Currently In Use: 0; AST Temp Closed: 0 | 4 | 0 | 0 | 15201-083-015630 | VULCAN OIL COMPANY INC.
42293 | Currently in Use |  | 1991-08-27 |  | Petroleum | Unleaded gasoline | Unleaded gasoline | Retail | Fiberglass reinforced plastic | Fiberglass reinforced plastic |  |  | Double Wall |  |  | Catchment Basin | Automatic shutoff device At 95% full | Automatic shutoff device At 95% full |  |  | Continuous Automatic Tank Gauge | Single walled submersible pump containment sump | Containment Sump | Automatic flow restrictor (MLLD) |  |  | Annual line testing | Annual line testing |  | UST Currently In Use: 3; UST Temp Close: 0; AST Currently In Use: 3; AST Temp Closed: 0 | 3 | 0 | 3 | 25244-059-006579 | MEX NORTH ALABAMA, LLC.
42294 | Currently in Use |  | 1991-08-27 |  | Petroleum | Premium gasoline | Premium gasoline | Retail | Single Wall | Fiberglass reinforced plastic |  |  | Fiberglass reinforced plastic |  |  | Catchment Basin | Automatic shutoff device At 95% full | Automatic shutoff device At 95% full |  |  | Continuous Automatic Tank Gauge | Single walled submersible pump containment sump | Containment Sump | Automatic flow restrictor (MLLD) |  |  | Annual line testing | Annual line testing |  | UST Currently In Use: 3; UST Temp Close: 0; AST Currently In Use: 3; AST Temp Closed: 0 | 3 | 0 | 3 | 25244-059-006579 | MEX NORTH ALABAMA, LLC.
42295 | Currently in Use |  | 1991-08-27 |  | Petroleum | On road diesel | On road diesel | Retail | Fiberglass reinforced plastic | Fiberglass reinforced plastic |  |  | Single Wall |  |  | Catchment Basin | Automatic shutoff device At 95% full | Automatic shutoff device At 95% full |  |  | Continuous Automatic Tank Gauge | Direct Bury submersible pump | [7 empty] | UST Currently In Use: 3; UST Temp Close: 0; AST Currently In Use: 3; AST Temp Closed: 0 | 3 | 0 | 3 | 25244-059-006579 | MEX NORTH ALABAMA, LLC.
42296 | Currently in Use |  | 1991-08-21 |  | Petroleum | Unleaded gasoline | Unleaded gasoline | Retail | Double Wall | Double Wall | Coated & cathodic protection (sti-P3) |  | Double Wall |  |  | Catchment Basin | Automatic shutoff device At 95% full | Automatic shutoff device At 95% full | Interstitial Monitoring within Secondary Containment |  |  |  | Automatic flow restrictor (MLLD) | Automatic flow restrictor (MLLD) |  |  | Annual line testing | Annual line testing |  | UST Currently In Use: 2; UST Temp Close: 0; AST Currently In Use: 0; AST Temp Closed: 0 | 2 | 0 | 0 | 13929-097-015574 | PRINCE OIL COMPANY, INC.
42297 | Currently in Use |  | 1991-08-21 |  | Petroleum | Other, CONV UNL | Other | Retail | Double Wall | Double Wall | Coated & cathodic protection (sti-P3) |  | Fiberglass reinforced plastic |  |  | Catchment Basin | Automatic shutoff device At 95% full | Automatic shutoff device At 95% full | Interstitial Monitoring within Secondary Containment |  |  |  | Containment Sump | Automatic flow restrictor (MLLD) |  |  | Annual line testing | Annual line testing |  | UST Currently In Use: 2; UST Temp Close: 0; AST Currently In Use: 0; AST Temp Closed: 0 | 2 | 0 | 0 | 13929-097-015574 | PRINCE OIL COMPANY, INC.
42298 | Permanently Closed | 1901-01-01 | 1989-05-01 | 1993-01-01 | Petroleum | Unleaded gasoline | Unleaded gasoline |  | Fiberglass reinforced plastic | Fiberglass reinforced plastic |  |  | Fiberglass reinforced plastic |  | 1901-01-01 | Catchment Basin | Automatic shutoff device At 95% full | Automatic shutoff device At 95% full |  |  | Automatic Tank Gauge | [8 empty] | UST Currently In Use: 0; UST Temp Close: 0; AST Currently In Use: 0; AST Temp Closed: 0 | 0 | 0 | 1 | 17580-103-015631 | CLASSIC CAR
42299 | Cannot Locate or abandoned | 1998-11-18 | 1975-01-19 |  | Petroleum | Unleaded gasoline | Unleaded gasoline |  | Steel | Steel |  |  | Steel |  | 1901-01-01 | [5 empty] | Statistical Inventory Reconciliation (SIR) | [8 empty] | UST Currently In Use: 0; UST Temp Close: 0; AST Currently In Use: 0; AST Temp Closed: 0 | 0 | 0 | 0 | 20280-049-015632 | CAREY PIKE
42300 | Cannot Locate or abandoned | 1998-11-18 | 1975-01-19 |  | Petroleum | Unleaded gasoline | Unleaded gasoline |  | Steel | Steel |  |  | Steel |  | 1901-01-01 | [5 empty] | Statistical Inventory Reconciliation (SIR) | [8 empty] | UST Currently In Use: 0; UST Temp Close: 0; AST Currently In Use: 0; AST Temp Closed: 0 | 0 | 0 | 0 | 20280-049-015632 | CAREY PIKE
42301 | Currently in Use |  | 1991-01-15 |  | Petroleum | Unleaded gasoline | Unleaded gasoline | Retail | Steel | Steel | Coated & cathodic protection (sti-P3) |  | Fiberglass reinforced plastic |  |  | Catchment Basin | Flow Rest 90% Full | Flow Rest 90% Full | Interstitial Monitoring within Secondary Containment | SENSOR TO ATG |  |  | Automatic shutoff device (AELLD) | Automatic shutoff device (AELLD) | [5 empty] | UST Currently In Use: 2; UST Temp Close: 0; AST Currently In Use: 0; AST Temp Closed: 0 | 2 | 0 | 0 | 24950-013-015575 | MOUNTAIN EXPRESS OIL CO. S.E.
42303 | Currently in Use |  | 1991-01-15 |  | Petroleum | Premium gasoline | Premium gasoline | Retail | Steel | Steel | Coated & cathodic protection (sti-P3) |  | Fiberglass reinforced plastic |  |  | Catchment Basin | Flow Rest 90% Full | Flow Rest 90% Full | Interstitial Monitoring within Secondary Containment | SENSOR TO ATG |  |  | Automatic shutoff device (AELLD) | Automatic shutoff device (AELLD) | [5 empty] | UST Currently In Use: 2; UST Temp Close: 0; AST Currently In Use: 0; AST Temp Closed: 0 | 2 | 0 | 0 | 24950-013-015575 | MOUNTAIN EXPRESS OIL CO. S.E.
42304 | Permanently Closed | 1994-12-30 | 1975-11-01 | 1994-12-30 | Petroleum | Unleaded gasoline | Unleaded gasoline |  | Steel | Steel |  | Painted or None | Steel |  | 1901-01-01 | [5 empty] | Statistical Inventory Reconciliation (SIR) | [8 empty] | UST Currently In Use: 0; UST Temp Close: 0; AST Currently In Use: 0; AST Temp Closed: 0 | 0 | 0 | 4 | 17626-097-015576 | JAMES C BLEDSOE
42305 | Permanently Closed | 1994-12-30 | 1975-11-01 | 1994-12-30 | Petroleum | Unleaded gasoline | Unleaded gasoline |  | Steel | Steel |  | Painted or None | Steel |  | 1901-01-01 | [5 empty] | Statistical Inventory Reconciliation (SIR) | [8 empty] | UST Currently In Use: 0; UST Temp Close: 0; AST Currently In Use: 0; AST Temp Closed: 0 | 0 | 0 | 4 | 17626-097-015576 | JAMES C BLEDSOE
42306 | Permanently Closed | 1994-12-30 | 1975-11-01 | 1994-12-30 | Petroleum | Unleaded gasoline | Unleaded gasoline |  | Steel | Steel |  | Painted or None | Steel |  | 1901-01-01 | [5 empty] | Statistical Inventory Reconciliation (SIR) | [8 empty] | UST Currently In Use: 0; UST Temp Close: 0; AST Currently In Use: 0; AST Temp Closed: 0 | 0 | 0 | 4 | 17626-097-015576 | JAMES C BLEDSOE
42307 | Permanently Closed | 1994-12-30 | 1975-11-01 | 1994-12-30 | Petroleum | Unleaded gasoline | Unleaded gasoline |  | Steel | Steel |  | Painted or None | Steel |  | 1901-01-01 | [5 empty] | Statistical Inventory Reconciliation (SIR) | [8 empty] | UST Currently In Use: 0; UST Temp Close: 0; AST Currently In Use: 0; AST Temp Closed: 0 | 0 | 0 | 4 | 17626-097-015576 | JAMES C BLEDSOE
42308 | Permanently Closed | 1993-05-25 | 1976-06-28 | 1993-05-25 | Petroleum | Unleaded gasoline | Unleaded gasoline |  | Steel | Steel |  | Painted or None | Steel |  | 1901-01-01 | [14 empty] | UST Currently In Use: 0; UST Temp Close: 0; AST Currently In Use: 0; AST Temp Closed: 0 | 0 | 0 | 3 | 17627-039-015577 | C C WALLACE
42309 | Permanently Closed | 1993-05-25 | 1976-06-28 | 1993-05-25 | Petroleum | Unleaded gasoline | Unleaded gasoline |  | Steel | Steel |  | Painted or None | Steel |  | 1901-01-01 | [14 empty] | UST Currently In Use: 0; UST Temp Close: 0; AST Currently In Use: 0; AST Temp Closed: 0 | 0 | 0 | 3 | 17627-039-015577 | C C WALLACE
42310 | Permanently Closed | 1993-05-25 | 1976-06-28 | 1993-05-25 | Petroleum | Unleaded gasoline | Unleaded gasoline |  | Steel | Steel |  | Painted or None | Steel |  | 1901-01-01 | [14 empty] | UST Currently In Use: 0; UST Temp Close: 0; AST Currently In Use: 0; AST Temp Closed: 0 | 0 | 0 | 3 | 17627-039-015577 | C C WALLACE
42312 | Currently in Use |  | 1991-05-22 |  | Petroleum | Unleaded gasoline | Unleaded gasoline | Retail | Single Wall | Single Wall | Coated & cathodic protection (sti-P3) |  | Fiberglass reinforced plastic |  |  | Catchment Basin | Flow Rest 90% Full | Flow Rest 90% Full |  |  | Automatic Tank Gauge | Direct Bury submersible pump | Automatic flow restrictor (MLLD) | Automatic flow restrictor (MLLD) |  |  | Annual line testing | Annual line testing |  | UST Currently In Use: 3; UST Temp Close: 0; AST Currently In Use: 0; AST Temp Closed: 0 | 3 | 0 | 3 | 22630-077-014855 | LORI CANERDAY
42313 | Currently in Use |  | 1991-05-22 |  | Petroleum | On road diesel | On road diesel | Retail | Steel | Single Wall | Coated & cathodic protection (sti-P3) |  | Single Wall |  |  | Catchment Basin | Flow Rest 90% Full | Flow Rest 90% Full |  |  | Automatic Tank Gauge | Direct Bury submersible pump | Automatic flow restrictor (MLLD) | Automatic flow restrictor (MLLD) |  |  | Annual line testing | Annual line testing |  | UST Currently In Use: 3; UST Temp Close: 0; AST Currently In Use: 0; AST Temp Closed: 0 | 3 | 0 | 3 | 22630-077-014855 | LORI CANERDAY
42314 | Currently in Use |  | 1991-05-22 |  | Petroleum | Unleaded gasoline | Unleaded gasoline | Retail | Single Wall | Single Wall | Coated & cathodic protection (sti-P3) |  | Single Wall |  |  | Catchment Basin | Flow Rest 90% Full | Flow Rest 90% Full |  |  | Automatic Tank Gauge |  | Automatic flow restrictor (MLLD) | Automatic flow restrictor (MLLD) |  |  | Annual line testing | Annual line testing |  | UST Currently In Use: 3; UST Temp Close: 0; AST Currently In Use: 0; AST Temp Closed: 0 | 3 | 0 | 3 | 22630-077-014855 | LORI CANERDAY
42315 | Permanently Closed | 1991-02-01 | 1986-03-01 | 1992-08-17 | Petroleum | Used oil | Used oil |  | Steel | Steel |  | Painted or None | Steel |  | 1901-01-01 | [14 empty] | UST Currently In Use: 0; UST Temp Close: 0; AST Currently In Use: 0; AST Temp Closed: 0 | 0 | 0 | 1 | 21994-043-015665 | WAL-MART STORES E C/O APTIM
42316 | Currently in Use |  | 1991-06-05 |  | Petroleum | Unleaded gasoline | Unleaded gasoline | Retail | Fiberglass reinforced plastic | Fiberglass reinforced plastic |  |  | DBWALL |  | 1901-01-01 | Catchment Basin | Flow Rest 90% Full | Flow Rest 90% Full |  |  | Continuous Automatic Tank Gauge |  | Automatic flow restrictor (MLLD) | Automatic flow restrictor (MLLD) | Interstitial Monitoring within Secondary Containment |  |  |  |  | UST Currently In Use: 3; UST Temp Close: 0; AST Currently In Use: 0; AST Temp Closed: 0 | 3 | 0 | 0 | 13526-117-015666 | MOORE OIL COMPANY, INC.
42317 | Currently in Use |  | 1991-06-05 |  | Petroleum | Mid-grade gasoline | Mid-grade gasoline | Retail | Fiberglass reinforced plastic | Fiberglass reinforced plastic |  |  | DBWALL |  | 1901-01-01 | Catchment Basin | Flow Rest 90% Full | Flow Rest 90% Full |  |  | Continuous Automatic Tank Gauge |  | Automatic flow restrictor (MLLD) | Automatic flow restrictor (MLLD) | Interstitial Monitoring within Secondary Containment |  |  |  |  | UST Currently In Use: 3; UST Temp Close: 0; AST Currently In Use: 0; AST Temp Closed: 0 | 3 | 0 | 0 | 13526-117-015666 | MOORE OIL COMPANY, INC.
42318 | Currently in Use |  | 1991-06-05 |  | Petroleum | Premium gasoline | Premium gasoline | Retail | Fiberglass reinforced plastic | Fiberglass reinforced plastic |  |  | Fiberglass reinforced plastic |  | 1901-01-01 | Catchment Basin | Flow Rest 90% Full | Flow Rest 90% Full | Interstitial Monitoring within Secondary Containment |  | Continuous Automatic Tank Gauge |  | Containment Sump | Automatic flow restrictor (MLLD) | Interstitial Monitoring within Secondary Containment |  |  |  |  | UST Currently In Use: 3; UST Temp Close: 0; AST Currently In Use: 0; AST Temp Closed: 0 | 3 | 0 | 0 | 13526-117-015666 | MOORE OIL COMPANY, INC.
42319 | Currently in Use |  | 1990-06-15 |  | Petroleum | Unleaded gasoline | Unleaded gasoline | Retail | Steel | Single Wall | Coated & cathodic protection (sti-P3) |  | Fiberglass reinforced plastic |  | 1901-01-01 | Catchment Basin | Flow Rest 90% Full | Flow Rest 90% Full |  |  | Automatic Tank Gauge |  | Automatic flow restrictor (MLLD) | Automatic flow restrictor (MLLD) |  |  | Annual line testing | Annual line testing |  | UST Currently In Use: 4; UST Temp Close: 1; AST Currently In Use: 0; AST Temp Closed: 0 | 4 | 1 | 3 | 23567-089-013499 | HUIYUAN INC
42320 | Currently in Use |  | 1990-06-15 |  | Petroleum | Unleaded gasoline | Unleaded gasoline | Retail | Single Wall | Single Wall | Coated & cathodic protection (sti-P3) |  | Fiberglass reinforced plastic |  | 1901-01-01 | Catchment Basin | Flow Rest 90% Full | Flow Rest 90% Full |  |  | Automatic Tank Gauge |  | Automatic flow restrictor (MLLD) | Automatic flow restrictor (MLLD) |  |  | Annual line testing | Annual line testing |  | UST Currently In Use: 4; UST Temp Close: 1; AST Currently In Use: 0; AST Temp Closed: 0 | 4 | 1 | 3 | 23567-089-013499 | HUIYUAN INC
42321 | Currently in Use |  | 1990-06-15 |  | Petroleum | Premium gasoline | Premium gasoline | Retail | Steel | Single Wall | Coated & cathodic protection (sti-P3) |  | Double Wall |  | 1901-01-01 | Catchment Basin | Flow Rest 90% Full | Flow Rest 90% Full |  |  | Automatic Tank Gauge |  | Automatic flow restrictor (MLLD) | Automatic flow restrictor (MLLD) |  |  | Annual line testing | Annual line testing |  | UST Currently In Use: 4; UST Temp Close: 1; AST Currently In Use: 0; AST Temp Closed: 0 | 4 | 1 | 3 | 23567-089-013499 | HUIYUAN INC
42323 | Currently in Use |  | 1990-06-15 |  | Petroleum | On road diesel | On road diesel | Retail | Steel | Steel | Coated & cathodic protection (sti-P3) |  | Fiberglass reinforced plastic |  | 1901-01-01 | Catchment Basin | Flow Rest 90% Full | Flow Rest 90% Full |  |  | Automatic Tank Gauge |  | Automatic flow restrictor (MLLD) | Automatic flow restrictor (MLLD) |  |  | Annual line testing | Annual line testing |  | UST Currently In Use: 4; UST Temp Close: 1; AST Currently In Use: 0; AST Temp Closed: 0 | 4 | 1 | 3 | 23567-089-013499 | HUIYUAN INC
42324 | Temporary Closed | 2018-06-25 | 1990-06-15 |  | Petroleum | Kerosene | Kerosene | Retail | Single Wall | Single Wall | Coated & cathodic protection (sti-P3) |  | Double Wall |  | 1901-01-01 | Catchment Basin | Flow Rest 90% Full | Flow Rest 90% Full |  |  | Automatic Tank Gauge |  | Automatic flow restrictor (MLLD) | Automatic flow restrictor (MLLD) |  |  | Annual line testing | Annual line testing |  | UST Currently In Use: 4; UST Temp Close: 1; AST Currently In Use: 0; AST Temp Closed: 0 | 4 | 1 | 3 | 23567-089-013499 | HUIYUAN INC
42325 | Currently in Use |  | 1991-03-10 |  | Petroleum | Unleaded gasoline | Unleaded gasoline | State/federal government | Fiberglass reinforced plastic | Fiberglass reinforced plastic |  |  | Fiberglass reinforced plastic |  | 1901-01-01 | Catchment Basin | Automatic shutoff device At 95% full | Automatic shutoff device At 95% full |  |  | Continuous Automatic Tank Gauge | Single walled submersible pump containment sump | Automatic shutoff device (AELLD) | Automatic shutoff device (AELLD) | Interstitial Monitoring within Secondary Containment | SENSOR TO ATG | Annual line testing | Annual line testing |  | UST Currently In Use: 2; UST Temp Close: 0; AST Currently In Use: 0; AST Temp Closed: 0 | 2 | 0 | 3 | 14666-009-002986 | DEPARTMENT OF TRANSPORTATION HIGHWAY
42326 | Currently in Use |  | 1991-03-10 |  | Petroleum | On road diesel | On road diesel | State/federal government | Fiberglass reinforced plastic | Fiberglass reinforced plastic |  |  | Fiberglass reinforced plastic |  | 1901-01-01 | Catchment Basin | Flow Rest 90% Full | Flow Rest 90% Full |  |  | Continuous Automatic Tank Gauge | Single walled submersible pump containment sump | Automatic shutoff device (AELLD) | Automatic shutoff device (AELLD) | Interstitial Monitoring within Secondary Containment | SENSOR TO ATG |  |  |  | UST Currently In Use: 2; UST Temp Close: 0; AST Currently In Use: 0; AST Temp Closed: 0 | 2 | 0 | 3 | 14666-009-002986 | DEPARTMENT OF TRANSPORTATION HIGHWAY
42327 | Permanently Closed | 2010-04-29 | 1991-07-15 | 2010-08-19 | Petroleum | Unleaded gasoline | Unleaded gasoline |  | Single Wall | Single Wall | Coated & cathodic protection (sti-P3) |  | Double Wall |  | 1901-01-01 | Catchment Basin | Flow Rest 90% Full | Flow Rest 90% Full |  |  | Automatic Tank Gauge | [5 empty] | Annual line testing | Annual line testing |  | UST Currently In Use: 1; UST Temp Close: 0; AST Currently In Use: 0; AST Temp Closed: 0 | 1 | 0 | 4 | 22836-071-015633 | M & R UNITED, INC.
42328 | Permanently Closed | 2010-08-19 | 1991-07-15 | 2010-08-19 | Petroleum | Unleaded gasoline | Unleaded gasoline |  | Single Wall | Single Wall | Field installed cathodic protection |  | Double Wall |  | 1901-01-01 | Catchment Basin | Flow Rest 90% Full | Flow Rest 90% Full |  |  | Automatic Tank Gauge | [5 empty] | Annual line testing | Annual line testing |  | UST Currently In Use: 1; UST Temp Close: 0; AST Currently In Use: 0; AST Temp Closed: 0 | 1 | 0 | 4 | 22836-071-015633 | M & R UNITED, INC.
42329 | Permanently Closed | 2010-08-19 | 1991-07-15 | 2010-08-19 | Petroleum | Premium gasoline | Premium gasoline |  | Single Wall | Single Wall | Field installed cathodic protection |  | Double Wall |  | 1901-01-01 | Catchment Basin | Flow Rest 90% Full | Flow Rest 90% Full |  |  | Automatic Tank Gauge | [5 empty] | Annual line testing | Annual line testing |  | UST Currently In Use: 1; UST Temp Close: 0; AST Currently In Use: 0; AST Temp Closed: 0 | 1 | 0 | 4 | 22836-071-015633 | M & R UNITED, INC.
42330 | Permanently Closed | 2010-08-19 | 1991-07-15 | 2010-08-19 | Petroleum | On road diesel | On road diesel |  | Steel | Single Wall | Field installed cathodic protection |  | Double Wall |  | 1901-01-01 | Catchment Basin | Flow Rest 90% Full | Flow Rest 90% Full |  |  | Automatic Tank Gauge | [5 empty] | Annual line testing | Annual line testing |  | UST Currently In Use: 1; UST Temp Close: 0; AST Currently In Use: 0; AST Temp Closed: 0 | 1 | 0 | 4 | 22836-071-015633 | M & R UNITED, INC.
42331 | Permanently Closed | 1997-05-05 | 1986-05-06 | 1997-05-05 | Petroleum | Unleaded gasoline | Unleaded gasoline |  | Steel | Steel |  | Painted or None | Steel |  | 1901-01-01 | [11 empty] | Annual line testing | Annual line testing |  | UST Currently In Use: 0; UST Temp Close: 0; AST Currently In Use: 0; AST Temp Closed: 0 | 0 | 0 | 4 | 12403-089-004494 | HOLMES OIL COMPANY, INC.
42332 | Currently in Use |  | 1985-08-01 |  | Petroleum | On road diesel | On road diesel | Industrial | Fiberglass reinforced plastic | Fiberglass reinforced plastic |  |  | Fiberglass reinforced plastic |  |  | Catchment Basin | Flow Rest 90% Full | Flow Rest 90% Full |  |  | Continuous Automatic Tank Gauge |  | Automatic flow restrictor (MLLD) | Automatic flow restrictor (MLLD) |  |  | Annual line testing | Annual line testing |  | UST Currently In Use: 2; UST Temp Close: 1; AST Currently In Use: 0; AST Temp Closed: 0 | 2 | 1 | 0 | 17486-101-015104 | MONTGOMERY COUNTY BOARD OF EDUCATION
42333 | Currently in Use |  | 1985-08-01 |  | Petroleum | Unleaded gasoline | Unleaded gasoline | Industrial | Fiberglass reinforced plastic | Fiberglass reinforced plastic |  |  | Fiberglass reinforced plastic |  |  | Catchment Basin | Flow Rest 90% Full | Flow Rest 90% Full |  |  | Continuous Automatic Tank Gauge |  | Automatic flow restrictor (MLLD) | Automatic flow restrictor (MLLD) |  |  | Annual line testing | Annual line testing |  | UST Currently In Use: 2; UST Temp Close: 1; AST Currently In Use: 0; AST Temp Closed: 0 | 2 | 1 | 0 | 17486-101-015104 | MONTGOMERY COUNTY BOARD OF EDUCATION
42334 | Temporary Closed | 2018-10-29 | 1988-03-05 |  | Petroleum | Other, MNRLSPIRIT | Other | Industrial | Steel | Steel | Coated & cathodic protection (sti-P3) |  | Fiberglass reinforced plastic |  |  | Catchment Basin | Automatic shutoff device At 95% full | Automatic shutoff device At 95% full |  |  | Continuous Automatic Tank Gauge | [8 empty] | UST Currently In Use: 2; UST Temp Close: 1; AST Currently In Use: 0; AST Temp Closed: 0 | 2 | 1 | 0 | 17486-101-015104 | MONTGOMERY COUNTY BOARD OF EDUCATION
42335 | Permanently Closed | 1998-11-07 | 1970-01-01 | 1998-11-07 | Petroleum | Unleaded gasoline | Unleaded gasoline | Industrial | Steel | Steel |  | Painted or None | Fiberglass reinforced plastic |  | 1901-01-01 | Catchment Basin | [10 empty] | Annual line testing | Annual line testing |  | UST Currently In Use: 0; UST Temp Close: 0; AST Currently In Use: 0; AST Temp Closed: 0 | 0 | 0 | 3 | 17486-101-015105 | MONTGOMERY COUNTY BOARD OF EDUCATION
42336 | Permanently Closed | 1998-11-07 | 1970-01-01 | 1998-11-07 | Petroleum | Unleaded gasoline | Unleaded gasoline | Local Government | Steel | Steel |  | Painted or None | Fiberglass reinforced plastic |  | 1901-01-01 | [11 empty] | Annual line testing | Annual line testing |  | UST Currently In Use: 0; UST Temp Close: 0; AST Currently In Use: 0; AST Temp Closed: 0 | 0 | 0 | 3 | 17486-101-015105 | MONTGOMERY COUNTY BOARD OF EDUCATION
42337 | Permanently Closed | 1998-11-07 | 1988-12-15 | 1998-11-07 | Petroleum | On road diesel | On road diesel | Local Government | Steel | Steel | Coated & cathodic protection (sti-P3) |  | Fiberglass reinforced plastic |  | 1901-01-01 | Catchment Basin | [10 empty] | Annual line testing | Annual line testing |  | UST Currently In Use: 0; UST Temp Close: 0; AST Currently In Use: 0; AST Temp Closed: 0 | 0 | 0 | 3 | 17486-101-015105 | MONTGOMERY COUNTY BOARD OF EDUCATION
42338 | Currently in Use |  | 1986-04-01 |  | Petroleum | Unleaded gasoline | Unleaded gasoline | Industrial | Steel | Steel | Coated & cathodic protection (sti-P3) |  | Fiberglass reinforced plastic |  |  | Catchment Basin | Flow Rest 90% Full | Flow Rest 90% Full |  |  | Statistical Inventory Reconciliation (SIR) | [8 empty] | UST Currently In Use: 1; UST Temp Close: 0; AST Currently In Use: 0; AST Temp Closed: 0 | 1 | 0 | 0 | 17486-101-015106 | MONTGOMERY COUNTY BOARD OF EDUCATION
42339 | Currently in Use |  | 1986-09-01 |  | Petroleum | On road diesel | On road diesel | Local government | Steel | Steel | Coated & cathodic protection (sti-P3) |  | Fiberglass reinforced plastic |  |  | Catchment Basin | Automatic shutoff device At 95% full | Automatic shutoff device At 95% full |  |  | Statistical Inventory Reconciliation (SIR) | [8 empty] | UST Currently In Use: 1; UST Temp Close: 0; AST Currently In Use: 0; AST Temp Closed: 0 | 1 | 0 | 0 | 17486-101-015107 | MONTGOMERY COUNTY BOARD OF EDUCATION
42340 | Currently in Use |  | 1976-03-01 |  | Petroleum | On road diesel | On road diesel | Local government | Steel | Steel | Field installed cathodic protection |  | Steel |  |  | Catchment Basin | Flow Rest 90% Full | Automatic shutoff device At 95% full |  |  | Continuous Automatic Tank Gauge |  | Automatic flow restrictor (MLLD) | Automatic flow restrictor (MLLD) |  |  | Annual line testing | Annual line testing |  | UST Currently In Use: 3; UST Temp Close: 0; AST Currently In Use: 0; AST Temp Closed: 0 | 3 | 0 | 0 | 17486-101-015108 | MONTGOMERY COUNTY BOARD OF EDUCATION
42341 | Currently in Use |  | 1976-03-01 |  | Petroleum | On road diesel | On road diesel | Local government | Steel | Steel | Field installed cathodic protection |  | Steel |  |  | Catchment Basin | Flow Rest 90% Full | Automatic shutoff device At 95% full |  |  | Continuous Automatic Tank Gauge |  | Automatic flow restrictor (MLLD) | Automatic flow restrictor (MLLD) |  |  | Annual line testing | Annual line testing |  | UST Currently In Use: 3; UST Temp Close: 0; AST Currently In Use: 0; AST Temp Closed: 0 | 3 | 0 | 0 | 17486-101-015108 | MONTGOMERY COUNTY BOARD OF EDUCATION
42342 | Currently in Use |  | 1976-03-01 |  | Petroleum | Unleaded gasoline | Unleaded gasoline | Local government | Steel | Steel | Field installed cathodic protection |  | Steel |  |  | Catchment Basin | Automatic shutoff device At 95% full | Automatic shutoff device At 95% full |  |  | Continuous Automatic Tank Gauge |  | Automatic flow restrictor (MLLD) | Automatic flow restrictor (MLLD) |  |  | Annual line testing | Annual line testing |  | UST Currently In Use: 3; UST Temp Close: 0; AST Currently In Use: 0; AST Temp Closed: 0 | 3 | 0 | 0 | 17486-101-015108 | MONTGOMERY COUNTY BOARD OF EDUCATION
42343 | Currently in Use |  | 1991-09-23 |  | Petroleum | Unleaded gasoline | Unleaded gasoline | Retail | Fiberglass reinforced plastic | Fiberglass reinforced plastic |  |  | Fiberglass reinforced plastic |  | 1901-01-01 | Catchment Basin | Automatic shutoff device At 95% full | Automatic shutoff device At 95% full |  |  | Automatic Tank Gauge |  | Automatic flow restrictor (MLLD) | Automatic flow restrictor (MLLD) |  |  | Statistical inventory reconciliation (SIR) | Statistical inventory reconciliation (SIR) |  | UST Currently In Use: 3; UST Temp Close: 0; AST Currently In Use: 0; AST Temp Closed: 0 | 3 | 0 | 4 | 25458-101-001467 | LIONS PRIDE PROPERTY INC
42344 | Currently in Use |  | 1991-09-23 |  | Petroleum | Unleaded gasoline | Unleaded gasoline | Retail | Fiberglass reinforced plastic | Fiberglass reinforced plastic |  |  | Fiberglass reinforced plastic |  | 1901-01-01 | Catchment Basin | Automatic shutoff device At 95% full | Automatic shutoff device At 95% full |  |  | Statistical Inventory Reconciliation (SIR) |  | Automatic flow restrictor (MLLD) | Automatic flow restrictor (MLLD) |  |  | Statistical inventory reconciliation (SIR) | Statistical inventory reconciliation (SIR) |  | UST Currently In Use: 3; UST Temp Close: 0; AST Currently In Use: 0; AST Temp Closed: 0 | 3 | 0 | 4 | 25458-101-001467 | LIONS PRIDE PROPERTY INC
42346 | Currently in Use |  | 1991-09-23 |  | Petroleum | Unleaded gasoline | Unleaded gasoline | Retail | Fiberglass reinforced plastic | Fiberglass reinforced plastic |  |  | Fiberglass reinforced plastic |  | 1901-01-01 | Catchment Basin | Automatic shutoff device At 95% full | Automatic shutoff device At 95% full |  |  | Statistical Inventory Reconciliation (SIR) |  | Automatic flow restrictor (MLLD) | Automatic flow restrictor (MLLD) |  |  | Statistical inventory reconciliation (SIR) | Statistical inventory reconciliation (SIR) |  | UST Currently In Use: 3; UST Temp Close: 0; AST Currently In Use: 0; AST Temp Closed: 0 | 3 | 0 | 4 | 25458-101-001467 | LIONS PRIDE PROPERTY INC
42347 | Permanently Closed | 1993-03-28 | 1989-01-01 | 1993-03-30 | Petroleum | On road diesel | On road diesel |  | Steel | Steel |  | Painted or None | Steel |  | 1901-01-01 |  | Flow Rest 90% Full | Flow Rest 90% Full |  |  | Statistical Inventory Reconciliation (SIR) | [8 empty] | UST Currently In Use: 4; UST Temp Close: 0; AST Currently In Use: 0; AST Temp Closed: 0 | 4 | 0 | 1 | 15420-049-012702 | MAPCO EXPRESS, INC.
42348 | Currently in Use |  | 1991-07-24 |  | Petroleum | Unleaded gasoline | Unleaded gasoline | Retail | Steel | Steel | Coated & cathodic protection (sti-P3) |  | Double Wall |  |  | Catchment Basin |  |  |  |  | Continuous Automatic Tank Gauge | Single walled submersible pump containment sump | Automatic flow restrictor (MLLD) | Automatic flow restrictor (MLLD) |  |  | Annual line testing | Annual line testing |  | UST Currently In Use: 3; UST Temp Close: 0; AST Currently In Use: 0; AST Temp Closed: 0 | 3 | 0 | 0 | 25506-089-015626 | KALHORI INC
42349 | Currently in Use |  | 1991-07-24 |  | Petroleum | Mid-grade gasoline | Mid-grade gasoline | Retail | Steel | Steel | Coated & cathodic protection (sti-P3) |  | FIB COATED |  |  | Catchment Basin | Automatic shutoff device At 95% full | Automatic shutoff device At 95% full |  |  | Continuous Automatic Tank Gauge | Single walled submersible pump containment sump | Containment Sump | Automatic flow restrictor (MLLD) |  |  | Annual line testing | Annual line testing |  | UST Currently In Use: 3; UST Temp Close: 0; AST Currently In Use: 0; AST Temp Closed: 0 | 3 | 0 | 0 | 25506-089-015626 | KALHORI INC
42350 | Currently in Use |  | 1991-07-24 |  | Petroleum | Premium gasoline | Premium gasoline | Retail | Steel | Steel | Coated & cathodic protection (sti-P3) |  | Steel |  |  | Catchment Basin | Automatic shutoff device At 95% full | Automatic shutoff device At 95% full |  |  | Continuous Automatic Tank Gauge | Single walled submersible pump containment sump | Automatic flow restrictor (MLLD) | Automatic flow restrictor (MLLD) |  |  | Annual line testing | Annual line testing |  | UST Currently In Use: 3; UST Temp Close: 0; AST Currently In Use: 0; AST Temp Closed: 0 | 3 | 0 | 0 | 25506-089-015626 | KALHORI INC
42351 | Cannot Locate or abandoned | 1995-11-30 | 1991-09-25 |  | Petroleum | Unleaded gasoline | Unleaded gasoline |  | Steel | Steel | Coated & cathodic protection (sti-P3) |  | Fiberglass reinforced plastic |  | 1901-01-01 | Catchment Basin | Flow Rest 90% Full | Flow Rest 90% Full | [8 empty] | Annual line testing | Annual line testing |  | UST Currently In Use: 0; UST Temp Close: 0; AST Currently In Use: 2; AST Temp Closed: 0 | 0 | 0 | 0 | 17583-079-015634 | LYNDON E PARKER
42352 | Permanently Closed | 1997-05-14 | 1985-09-01 | 1997-05-14 | Petroleum | On road diesel | On road diesel | Emergency power generator | Steel | Steel |  |  | Steel |  | 1901-01-01 | [14 empty] | UST Currently In Use: 0; UST Temp Close: 0; AST Currently In Use: 0; AST Temp Closed: 0 | 0 | 0 | 1 | 17631-097-015578 | CHARTER HOSPITAL OF MOBILE
42353 | Permanently Closed | 1997-11-01 | 1976-01-01 | 1997-12-03 | Petroleum | Unleaded gasoline | Unleaded gasoline | Retail | Steel | Steel |  | Painted or None | Steel |  | 1901-01-01 | [14 empty] | UST Currently In Use: 0; UST Temp Close: 1; AST Currently In Use: 0; AST Temp Closed: 0 | 0 | 1 | 2 | 24032-065-009619 | MELISSA HENRY
42354 | Permanently Closed | 1997-11-01 | 1976-01-01 | 1997-12-03 | Petroleum | Unleaded gasoline | Unleaded gasoline | [7 empty] | 1901-01-01 | [14 empty] | UST Currently In Use: 0; UST Temp Close: 1; AST Currently In Use: 0; AST Temp Closed: 0 | 0 | 1 | 2 | 24032-065-009619 | MELISSA HENRY
42355 | Cannot Locate or abandoned | 2000-02-22 | 1971-01-01 |  | Petroleum | Unleaded gasoline | Unleaded gasoline |  | Steel | Steel |  |  | Steel |  | 1901-01-01 | [5 empty] | Manual Tank Gauging (only tanks 1000 gal. or less and 48” or 64” in diameter) | [8 empty] | UST Currently In Use: 0; UST Temp Close: 0; AST Currently In Use: 0; AST Temp Closed: 0 | 0 | 0 | 0 | 17539-081-015485 | JAMES R MEADOWS
42356 | Cannot Locate or abandoned | 2000-02-22 | 1971-01-01 |  | Petroleum | Unleaded gasoline | Unleaded gasoline |  | Steel | Steel |  |  | Steel |  | 1901-01-01 | [5 empty] | Manual Tank Gauging (only tanks 1000 gal. or less and 48” or 64” in diameter) | [8 empty] | UST Currently In Use: 0; UST Temp Close: 0; AST Currently In Use: 0; AST Temp Closed: 0 | 0 | 0 | 0 | 17539-081-015485 | JAMES R MEADOWS
42357 | Cannot Locate or abandoned | 2000-02-22 | 1971-01-01 |  | Petroleum | Unleaded gasoline | Unleaded gasoline |  | Steel | Steel |  |  | Steel |  | 1901-01-01 | [5 empty] | Manual Tank Gauging (only tanks 1000 gal. or less and 48” or 64” in diameter) | [8 empty] | UST Currently In Use: 0; UST Temp Close: 0; AST Currently In Use: 0; AST Temp Closed: 0 | 0 | 0 | 0 | 17539-081-015485 | JAMES R MEADOWS
42358 | Permanently Closed | 1995-12-05 | 1983-01-31 | 1995-12-05 | Petroleum | On road diesel | On road diesel |  | Steel | Steel |  | Painted or None | Steel |  | 1901-01-01 | [11 empty] | Annual line testing | Annual line testing |  | UST Currently In Use: 0; UST Temp Close: 0; AST Currently In Use: 0; AST Temp Closed: 0 | 0 | 0 | 1 | 17540-029-015486 | KELLWOOD COMPANY
42359 | Currently in Use |  | 1991-10-20 |  | Petroleum | Unleaded gasoline | Unleaded gasoline | Retail | Steel | Double Wall | Coated & cathodic protection (sti-P3) |  | Fiberglass reinforced plastic |  |  | Catchment Basin | Automatic shutoff device At 95% full | Automatic shutoff device At 95% full |  |  | Statistical Inventory Reconciliation (SIR) | [8 empty] | UST Currently In Use: 2; UST Temp Close: 0; AST Currently In Use: 0; AST Temp Closed: 0 | 2 | 0 | 2 | 24359-117-007100 | STAR INVESTMENTS, LLC
42361 | Currently in Use |  | 1991-10-20 |  | Petroleum | On road diesel | On road diesel | Retail | Double Wall | Double Wall | Coated & cathodic protection (sti-P3) |  | Fiberglass reinforced plastic |  |  | Catchment Basin | Automatic shutoff device At 95% full | Automatic shutoff device At 95% full |  |  | Statistical Inventory Reconciliation (SIR) | [8 empty] | UST Currently In Use: 2; UST Temp Close: 0; AST Currently In Use: 0; AST Temp Closed: 0 | 2 | 0 | 2 | 24359-117-007100 | STAR INVESTMENTS, LLC
42362 | Permanently Closed | 1998-12-18 | 1988-10-25 | 1998-12-18 | Petroleum | Unleaded gasoline | Unleaded gasoline |  | Steel | Steel |  | Painted or None | Steel |  | 1901-01-01 | Catchment Basin | [13 empty] | UST Currently In Use: 0; UST Temp Close: 0; AST Currently In Use: 0; AST Temp Closed: 0 | 0 | 0 | 1 | 17584-083-015635 | BURGREEN CONTACTING COMPANY INC
42363 | Currently in Use |  | 1991-06-15 |  | Petroleum | Premium gasoline | Premium gasoline | Retail | Double Wall | Double Wall |  |  | Fiberglass reinforced plastic |  | 1901-01-01 | Catchment Basin | Flow Rest 90% Full | Flow Rest 90% Full |  |  | Automatic Tank Gauge |  | Automatic flow restrictor (MLLD) | Automatic flow restrictor (MLLD) | Interstitial Monitoring within Secondary Containment |  | Other | Other |  | UST Currently In Use: 6; UST Temp Close: 1; AST Currently In Use: 0; AST Temp Closed: 0 | 6 | 1 | 0 | 19984-097-015579 | PILOT TRAVEL CENTERS, LLC
42364 | Currently in Use |  | 1991-06-15 |  | Petroleum | Unleaded gasoline | Unleaded gasoline | Retail | Fiberglass reinforced plastic | Double Wall |  |  | Fiberglass reinforced plastic |  | 1901-01-01 | Catchment Basin | Automatic shutoff device At 95% full | Automatic shutoff device At 95% full |  |  | Other |  | Containment Sump | Automatic flow restrictor (MLLD) |  |  | Other | Other |  | UST Currently In Use: 6; UST Temp Close: 1; AST Currently In Use: 0; AST Temp Closed: 0 | 6 | 1 | 0 | 19984-097-015579 | PILOT TRAVEL CENTERS, LLC
42365 | Currently in Use |  | 1991-06-15 |  | Petroleum | Unleaded gasoline | Unleaded gasoline | Retail | Double Wall | Double Wall |  |  | Double Wall |  | 1901-01-01 | Catchment Basin | Automatic shutoff device At 95% full | Automatic shutoff device At 95% full |  |  | Automatic Tank Gauge |  | Automatic flow restrictor (MLLD) | Automatic flow restrictor (MLLD) |  |  | Other | Other |  | UST Currently In Use: 6; UST Temp Close: 1; AST Currently In Use: 0; AST Temp Closed: 0 | 6 | 1 | 0 | 19984-097-015579 | PILOT TRAVEL CENTERS, LLC
42366 | Temporary Closed | 2004-07-28 | 1991-06-15 |  | Petroleum | On road diesel | On road diesel | Retail | Double Wall | Double Wall |  |  | Fiberglass reinforced plastic |  | 1901-01-01 | Catchment Basin | Flow Rest 90% Full | Flow Rest 90% Full | Interstitial Monitoring within Secondary Containment | [10 empty] | UST Currently In Use: 6; UST Temp Close: 1; AST Currently In Use: 0; AST Temp Closed: 0 | 6 | 1 | 0 | 19984-097-015579 | PILOT TRAVEL CENTERS, LLC
42367 | Currently in Use |  | 1991-06-15 |  | Petroleum | On road diesel | On road diesel | Retail | Double Wall | Double Wall |  |  | Fiberglass reinforced plastic |  | 1901-01-01 | Catchment Basin | Automatic shutoff device At 95% full | Automatic shutoff device At 95% full |  |  | Automatic Tank Gauge |  | Automatic flow restrictor (MLLD) | Automatic flow restrictor (MLLD) |  |  | WARREN ROG | Other |  | UST Currently In Use: 6; UST Temp Close: 1; AST Currently In Use: 0; AST Temp Closed: 0 | 6 | 1 | 0 | 19984-097-015579 | PILOT TRAVEL CENTERS, LLC
42368 | Currently in Use |  | 1991-06-15 |  | Petroleum | On road diesel | On road diesel | Retail | FIBERGLASS | Double Wall |  |  | Fiberglass reinforced plastic |  | 1901-01-01 | Catchment Basin | Flow Rest 90% Full | Flow Rest 90% Full |  |  | Automatic Tank Gauge |  | MANIFOLDED | Containment Sump |  |  | Other | Other |  | UST Currently In Use: 6; UST Temp Close: 1; AST Currently In Use: 0; AST Temp Closed: 0 | 6 | 1 | 0 | 19984-097-015579 | PILOT TRAVEL CENTERS, LLC
42369 | Currently in Use |  | 1991-06-15 |  | Petroleum | On road diesel | On road diesel | Retail | Double Wall | Double Wall |  |  | Fiberglass reinforced plastic |  | 1901-01-01 | Catchment Basin | Automatic shutoff device At 95% full | Automatic shutoff device At 95% full |  |  | Automatic Tank Gauge |  | Containment Sump | Containment Sump |  |  | WARREN ROG | Other |  | UST Currently In Use: 6; UST Temp Close: 1; AST Currently In Use: 0; AST Temp Closed: 0 | 6 | 1 | 0 | 19984-097-015579 | PILOT TRAVEL CENTERS, LLC
42370 | Permanently Closed | 1998-09-17 | 1986-01-01 | 2000-02-02 | Petroleum | Unleaded gasoline | Unleaded gasoline |  | Steel | Steel |  |  | Steel |  | 1901-01-01 | [5 empty] | Manual Tank Gauging (only tanks 1000 gal. or less and 48” or 64” in diameter) | [8 empty] | UST Currently In Use: 0; UST Temp Close: 0; AST Currently In Use: 0; AST Temp Closed: 0 | 0 | 0 | 1 | 20810-097-015580 | UNIV OF SOUTH ALABAMA FOUNDATION
42371 | Permanently Closed | 1994-01-01 | 1988-01-01 | 1994-01-01 | Petroleum | Unleaded gasoline | Unleaded gasoline |  | Steel | Steel | Coated & cathodic protection (sti-P3) |  | Steel |  | 1901-01-01 | [14 empty] | UST Currently In Use: 0; UST Temp Close: 0; AST Currently In Use: 2; AST Temp Closed: 0 | 0 | 0 | 2 | 24314-003-015581 | GLENLAKES GOLF CLUB INC
42372 | Permanently Closed | 1994-01-01 | 1988-01-01 | 1994-01-01 | Petroleum | On road diesel | On road diesel |  | Steel | Steel | Coated & cathodic protection (sti-P3) |  | Steel |  | 1901-01-01 | [14 empty] | UST Currently In Use: 0; UST Temp Close: 0; AST Currently In Use: 2; AST Temp Closed: 0 | 0 | 0 | 2 | 24314-003-015581 | GLENLAKES GOLF CLUB INC
42373 | Temporary Closed | 2004-07-27 | 1991-09-24 |  | Petroleum | Mid-grade gasoline | Mid-grade gasoline | Retail | Steel | Steel | Coated & cathodic protection (sti-P3) |  | Fiberglass reinforced plastic |  | 1901-01-01 | Catchment Basin | Flow Rest 90% Full | Flow Rest 90% Full |  |  | Statistical Inventory Reconciliation (SIR) | [8 empty] | UST Currently In Use: 0; UST Temp Close: 2; AST Currently In Use: 0; AST Temp Closed: 0 | 0 | 2 | 2 | 23090-063-009019 | WARREN BURKE, DVM
42374 | Currently in Use |  | 1991-10-01 |  | Petroleum | Unleaded gasoline | Unleaded gasoline | Retail | Steel | Steel | Coated & cathodic protection (sti-P3) |  | Flexible |  |  | Catchment Basin | Flow Rest 90% Full | Flow Rest 90% Full |  |  | Automatic Tank Gauge |  | Containment Sump | Automatic flow restrictor (MLLD) |  |  | Annual line testing | Annual line testing |  | UST Currently In Use: 4; UST Temp Close: 0; AST Currently In Use: 0; AST Temp Closed: 0 | 4 | 0 | 0 | 24822-003-015582 | HUNTER CHAMBLISS
42375 | Currently in Use |  | 1991-10-01 |  | Petroleum | Premium gasoline | Premium gasoline | Retail | Steel | Steel | Coated & cathodic protection (sti-P3) |  | Flexible |  |  | Catchment Basin | Flow Rest 90% Full | Flow Rest 90% Full |  |  | Automatic Tank Gauge |  | Containment Sump | Automatic flow restrictor (MLLD) |  |  | Continuous alarm system | Annual line testing |  | UST Currently In Use: 4; UST Temp Close: 0; AST Currently In Use: 0; AST Temp Closed: 0 | 4 | 0 | 0 | 24822-003-015582 | HUNTER CHAMBLISS
42376 | Currently in Use |  | 1991-10-01 |  | Petroleum | On road diesel | On road diesel | Retail | Steel | Steel | Coated & cathodic protection (sti-P3) |  | Flexible |  |  | Catchment Basin | Automatic shutoff device At 95% full | Automatic shutoff device At 95% full |  |  | Automatic Tank Gauge |  | Automatic flow restrictor (MLLD) | Automatic flow restrictor (MLLD) |  |  | Annual line testing | Annual line testing |  | UST Currently In Use: 4; UST Temp Close: 0; AST Currently In Use: 0; AST Temp Closed: 0 | 4 | 0 | 0 | 24822-003-015582 | HUNTER CHAMBLISS
42377 | Permanently Closed | 1993-03-10 | 1968-01-01 | 1996-03-10 | Petroleum | Used oil | Used oil | State/federal government | Steel | Steel |  | Painted or None | Steel |  | 1901-01-01 | [14 empty] | UST Currently In Use: 3; UST Temp Close: 0; AST Currently In Use: 18; AST Temp Closed: 0 | 3 | 0 | 29 | 15057-089-002590 | US ARMY GARRISON - REDSTONE
42378 | Permanently Closed | 1996-07-12 | 1985-01-01 | 1996-07-12 | Petroleum | Unleaded gasoline | Unleaded gasoline | State/federal government | Fiberglass reinforced plastic | Fiberglass reinforced plastic |  |  | Steel |  | 1901-01-01 | [14 empty] | UST Currently In Use: 3; UST Temp Close: 0; AST Currently In Use: 18; AST Temp Closed: 0 | 3 | 0 | 29 | 15057-089-002590 | US ARMY GARRISON - REDSTONE
42379 | Permanently Closed | 1996-07-12 | 1985-01-01 | 1996-07-12 | Petroleum | Unleaded gasoline | Unleaded gasoline | State/federal government | Fiberglass reinforced plastic | Fiberglass reinforced plastic |  |  | Steel |  | 1901-01-01 | [14 empty] | UST Currently In Use: 3; UST Temp Close: 0; AST Currently In Use: 18; AST Temp Closed: 0 | 3 | 0 | 29 | 15057-089-002590 | US ARMY GARRISON - REDSTONE
42380 | Permanently Closed | 1996-07-12 | 1985-01-01 | 1996-07-12 | Petroleum | On road diesel | On road diesel | State/federal government | Fiberglass reinforced plastic | Fiberglass reinforced plastic |  |  | Steel |  | 1901-01-01 | [11 empty] | Annual line testing | Annual line testing |  | UST Currently In Use: 3; UST Temp Close: 0; AST Currently In Use: 18; AST Temp Closed: 0 | 3 | 0 | 29 | 15057-089-002590 | US ARMY GARRISON - REDSTONE
42381 | Permanently Closed | 1995-07-19 | 1985-01-01 | 1995-07-19 | Petroleum | On road diesel | On road diesel | State/federal government | Fiberglass reinforced plastic | Fiberglass reinforced plastic |  |  | Steel |  | 1901-01-01 | [14 empty] | UST Currently In Use: 3; UST Temp Close: 0; AST Currently In Use: 18; AST Temp Closed: 0 | 3 | 0 | 29 | 15057-089-002590 | US ARMY GARRISON - REDSTONE
42382 | Permanently Closed | 1993-04-05 | 1972-01-01 | 1993-04-05 | Petroleum | Used oil | Used oil | State/federal government | Fiberglass coated steel | Fiberglass coated steel |  |  | Steel |  | 1901-01-01 | [14 empty] | UST Currently In Use: 3; UST Temp Close: 0; AST Currently In Use: 18; AST Temp Closed: 0 | 3 | 0 | 29 | 15057-089-002590 | US ARMY GARRISON - REDSTONE
42383 | Permanently Closed | 1996-01-01 | 1984-01-23 | 1996-01-01 | Petroleum | Aviation fuel (JP-4; etc.) | Aviation fuel (JP-4; etc.) | State/federal government | Fiberglass coated steel | Fiberglass coated steel |  |  | Steel |  | 1901-01-01 | [14 empty] | UST Currently In Use: 3; UST Temp Close: 0; AST Currently In Use: 18; AST Temp Closed: 0 | 3 | 0 | 29 | 15057-089-002590 | US ARMY GARRISON - REDSTONE
42384 | Permanently Closed | 2000-12-08 | 1901-01-01 | 2000-12-08 | Petroleum | Unleaded gasoline | Unleaded gasoline |  | Steel | Steel |  | Painted or None | Steel |  | 1901-01-01 |  | Flow Rest 90% Full | Flow Rest 90% Full | [8 empty] | Annual line testing | Annual line testing |  | UST Currently In Use: 0; UST Temp Close: 0; AST Currently In Use: 0; AST Temp Closed: 0 | 0 | 0 | 3 | 10037-069-015464 | A. W. HERNDON OIL COMPANY, INC.
42385 | Permanently Closed | 2000-12-08 | 1901-01-01 | 2000-12-08 | Petroleum | Unleaded gasoline | Unleaded gasoline |  | Steel | Steel |  | Painted or None | Steel |  | 1901-01-01 |  | Flow Rest 90% Full | Flow Rest 90% Full | [8 empty] | Annual line testing | Annual line testing |  | UST Currently In Use: 0; UST Temp Close: 0; AST Currently In Use: 0; AST Temp Closed: 0 | 0 | 0 | 3 | 10037-069-015464 | A. W. HERNDON OIL COMPANY, INC.
42386 | Permanently Closed | 2000-12-08 | 1901-01-01 | 2000-12-08 | Petroleum | Unleaded gasoline | Unleaded gasoline |  | Steel | Steel |  | Painted or None | Steel |  | 1901-01-01 |  | Flow Rest 90% Full | Flow Rest 90% Full | [11 empty] | UST Currently In Use: 0; UST Temp Close: 0; AST Currently In Use: 0; AST Temp Closed: 0 | 0 | 0 | 3 | 10037-069-015464 | A. W. HERNDON OIL COMPANY, INC.
42387 | Permanently Closed | 1992-01-21 | 1959-01-01 | 1992-01-21 | Petroleum | Unleaded gasoline | Unleaded gasoline |  | Steel | Steel |  |  | Steel |  | 1901-01-01 | [5 empty] | Manual Tank Gauging (only tanks 1000 gal. or less and 48” or 64” in diameter) |  | LTT 3YRS | Other |  |  | LTT 3YRS | Other |  | UST Currently In Use: 0; UST Temp Close: 0; AST Currently In Use: 0; AST Temp Closed: 0 | 0 | 0 | 2 | 17488-125-015109 | ELOISE C THOMPSON
42388 | Permanently Closed | 1992-01-21 | 1977-01-01 | 1992-01-21 | Petroleum | Unleaded gasoline | Unleaded gasoline |  | Steel | Steel |  |  | Steel |  | 1901-01-01 | [5 empty] | Manual Tank Gauging (only tanks 1000 gal. or less and 48” or 64” in diameter) |  | LTT 3YR | Other |  |  | Other | Other |  | UST Currently In Use: 0; UST Temp Close: 0; AST Currently In Use: 0; AST Temp Closed: 0 | 0 | 0 | 2 | 17488-125-015109 | ELOISE C THOMPSON
42389 | Permanently Closed | 1992-09-23 | 1978-03-06 | 1992-09-23 | Petroleum | Unleaded gasoline | Unleaded gasoline |  | Steel | Steel |  | Painted or None | Steel |  | 1901-01-01 |  | Automatic shutoff device At 95% full | Automatic shutoff device At 95% full | [11 empty] | UST Currently In Use: 0; UST Temp Close: 0; AST Currently In Use: 1; AST Temp Closed: 0 | 0 | 0 | 3 | 17585-059-015636 | TIFFIN MOTOR HOMES INC
42390 | Permanently Closed | 2010-08-17 | 1983-04-01 | 2010-08-17 | Petroleum | Unleaded gasoline | Unleaded gasoline | Industrial | Steel | Steel | AT SHOP #2 |  | Steel |  |  | Catchment Basin | Automatic shutoff device At 95% full | Automatic shutoff device At 95% full |  |  | Automatic Tank Gauge | [8 empty] | UST Currently In Use: 0; UST Temp Close: 0; AST Currently In Use: 1; AST Temp Closed: 0 | 0 | 0 | 3 | 17585-059-015636 | TIFFIN MOTOR HOMES INC
42391 | Permanently Closed | 2010-08-17 | 1987-10-02 | 2010-08-17 | Petroleum | Unleaded gasoline | Unleaded gasoline | Industrial | Steel | Steel | AT SHOP #1 |  | Steel |  |  | Catchment Basin | Automatic shutoff device At 95% full | Automatic shutoff device At 95% full |  |  | Automatic Tank Gauge | [8 empty] | UST Currently In Use: 0; UST Temp Close: 0; AST Currently In Use: 1; AST Temp Closed: 0 | 0 | 0 | 3 | 17585-059-015636 | TIFFIN MOTOR HOMES INC
42392 | Currently in Use |  | 1991-07-15 |  | Petroleum | Unleaded gasoline | Unleaded gasoline | Retail | Steel | Steel | Coated & cathodic protection (sti-P3) |  | Fiberglass reinforced plastic |  |  | Catchment Basin | Automatic shutoff device At 95% full | Automatic shutoff device At 95% full |  |  | Continuous Automatic Tank Gauge |  | Automatic flow restrictor (MLLD) | Automatic flow restrictor (MLLD) |  |  | Annual line testing | Annual line testing |  | UST Currently In Use: 3; UST Temp Close: 0; AST Currently In Use: 0; AST Temp Closed: 0 | 3 | 0 | 0 | 22888-069-018236 | PREM PROPERTIES LLC
42394 | Currently in Use |  | 1991-07-15 |  | Petroleum | Premium gasoline | Premium gasoline | Retail | Steel | Steel | Coated & cathodic protection (sti-P3) |  | Fiberglass reinforced plastic |  |  | Catchment Basin | Audible high level alarm At 90% full | Audible high level alarm At 90% full |  |  | Continuous Automatic Tank Gauge |  | Automatic flow restrictor (MLLD) | Automatic flow restrictor (MLLD) |  |  | Annual line testing | Annual line testing |  | UST Currently In Use: 3; UST Temp Close: 0; AST Currently In Use: 0; AST Temp Closed: 0 | 3 | 0 | 0 | 22888-069-018236 | PREM PROPERTIES LLC
42395 | Permanently Closed | 2005-05-17 | 1991-08-14 | 2006-04-12 | Petroleum | Unleaded gasoline | Unleaded gasoline |  | Steel | Steel | Coated & cathodic protection (sti-P3) |  | Fiberglass reinforced plastic |  | 1901-01-01 | Catchment Basin | Flow Rest 90% Full | Flow Rest 90% Full |  |  | Statistical Inventory Reconciliation (SIR) | [5 empty] | Annual line testing | Annual line testing |  | UST Currently In Use: 0; UST Temp Close: 0; AST Currently In Use: 0; AST Temp Closed: 0 | 0 | 0 | 6 | 12743-005-009838 | JETER OIL CO
42396 | Permanently Closed | 2005-05-17 | 1991-08-14 | 2006-04-12 | Petroleum | Premium gasoline | Premium gasoline |  | Steel | Steel | Coated & cathodic protection (sti-P3) |  | Fiberglass reinforced plastic |  | 1901-01-01 | Catchment Basin | Flow Rest 90% Full | Flow Rest 90% Full |  |  | Statistical Inventory Reconciliation (SIR) | [5 empty] | Annual line testing | Annual line testing |  | UST Currently In Use: 0; UST Temp Close: 0; AST Currently In Use: 0; AST Temp Closed: 0 | 0 | 0 | 6 | 12743-005-009838 | JETER OIL CO
42397 | Permanently Closed | 2011-09-30 | 1981-01-01 | 2023-04-26 | Petroleum | Unleaded gasoline | Unleaded gasoline | Retail | Steel | Steel | Interior lined (not allowed as a standalone method of corrosion protection) |  | Flexible |  | 1901-01-01 | Catchment Basin | Flow Rest 90% Full | Automatic shutoff device At 95% full |  |  | Statistical Inventory Reconciliation (SIR) |  | Automatic flow restrictor (MLLD) | Automatic flow restrictor (MLLD) |  |  | Statistical inventory reconciliation (SIR) | Statistical inventory reconciliation (SIR) |  | UST Currently In Use: 0; UST Temp Close: 0; AST Currently In Use: 0; AST Temp Closed: 0 | 0 | 0 | 2 | 25898-049-015637 | LAKEVILLE LLC
42398 | Permanently Closed | 2011-09-30 | 1981-01-01 | 2023-04-26 | Petroleum | Premium gasoline | Premium gasoline | Retail | Steel | Steel | Interior lined (not allowed as a standalone method of corrosion protection) |  | Flexible |  | 1901-01-01 | Catchment Basin | Flow Rest 90% Full | Flow Rest 90% Full |  |  | Statistical Inventory Reconciliation (SIR) |  | Automatic flow restrictor (MLLD) | Automatic flow restrictor (MLLD) |  |  | Statistical inventory reconciliation (SIR) | Statistical inventory reconciliation (SIR) |  | UST Currently In Use: 0; UST Temp Close: 0; AST Currently In Use: 0; AST Temp Closed: 0 | 0 | 0 | 2 | 25898-049-015637 | LAKEVILLE LLC
42399 | Currently in Use |  | 1991-11-13 |  | Petroleum | Unleaded gasoline | Unleaded gasoline | Retail | Single Wall | Single Wall | Coated & cathodic protection (sti-P3) |  | Fiberglass reinforced plastic |  | 1901-01-01 | Catchment Basin | Flow Rest 90% Full | Flow Rest 90% Full |  |  | Automatic Tank Gauge |  | Automatic flow restrictor (MLLD) | Automatic flow restrictor (MLLD) |  |  | Annual line testing | Annual line testing |  | UST Currently In Use: 4; UST Temp Close: 1; AST Currently In Use: 0; AST Temp Closed: 0 | 4 | 1 | 5 | 22568-089-003905 | VICKY T. NGUYEN
42400 | Permanently Closed | 1992-06-17 | 1979-01-01 | 1992-06-17 | Petroleum | Unleaded gasoline | Unleaded gasoline |  | Steel | Steel |  | Painted or None | Steel |  | 1901-01-01 | [7 empty] | EVERY 3YRS | Other |  |  | EVERY 3YRS | Other |  | UST Currently In Use: 4; UST Temp Close: 0; AST Currently In Use: 0; AST Temp Closed: 0 | 4 | 0 | 5 | 14247-101-007849 | RUSSELL OIL COMPANY, INC.
42401 | Currently in Use |  | 1991-10-25 |  | Petroleum | On road diesel | On road diesel | Retail | Fiberglass reinforced plastic | Fiberglass reinforced plastic |  |  | 2 PIECES |  | 1901-01-01 | Catchment Basin | Flow Rest 90% Full | Flow Rest 90% Full |  |  | Continuous Automatic Tank Gauge |  | Automatic flow restrictor (MLLD) | Automatic flow restrictor (MLLD) |  |  | Annual line testing | Annual line testing |  | UST Currently In Use: 3; UST Temp Close: 0; AST Currently In Use: 0; AST Temp Closed: 0 | 3 | 0 | 0 | 23970-073-005293 | A&T INC
42402 | Currently in Use |  | 1991-10-25 |  | Petroleum | Premium gasoline | Premium gasoline | Retail | Fiberglass reinforced plastic | Fiberglass reinforced plastic |  |  | 2 PIECES |  | 1901-01-01 | Catchment Basin | Flow Rest 90% Full | Flow Rest 90% Full |  |  | Continuous Automatic Tank Gauge |  | Automatic flow restrictor (MLLD) | Automatic flow restrictor (MLLD) |  |  | Annual line testing | Annual line testing |  | UST Currently In Use: 3; UST Temp Close: 0; AST Currently In Use: 0; AST Temp Closed: 0 | 3 | 0 | 0 | 23970-073-005293 | A&T INC
42403 | Currently in Use |  | 1991-10-25 |  | Petroleum | Unleaded gasoline | Unleaded gasoline | Retail | Fiberglass reinforced plastic | Fiberglass reinforced plastic |  |  | Double Wall |  | 1901-01-01 | Catchment Basin | Flow Rest 90% Full | Automatic shutoff device At 95% full |  |  | Continuous Automatic Tank Gauge |  | Automatic flow restrictor (MLLD) | Automatic flow restrictor (MLLD) |  |  | Annual line testing | Annual line testing |  | UST Currently In Use: 3; UST Temp Close: 0; AST Currently In Use: 0; AST Temp Closed: 0 | 3 | 0 | 0 | 23970-073-005293 | A&T INC
42404 | Currently in Use |  | 1980-04-01 |  | Petroleum | On road diesel | On road diesel | Emergency Power Generator | Single Wall | Single Wall | Field installed cathodic protection |  | Double Wall |  | 2018-03-26 | Catchment Basin | Automatic shutoff device At 95% full | Audible high level alarm At 90% full | Interstitial Monitoring within Secondary Containment | SENSOR TO ATG | Continuous Automatic Tank Gauge |  | Containment Sump | Containment Sump | Interstitial Monitoring within Secondary Containment | SENSOR TO ATG | Continuous alarm system | Continuous alarm system |  | UST Currently In Use: 1; UST Temp Close: 0; AST Currently In Use: 0; AST Temp Closed: 0 | 1 | 0 | 0 | 17561-073-015667 | CHILDRENS HOSPITAL -ATT BOB CRUMPTON
42405 | Temporary Closed | 2009-05-30 | 1991-09-11 |  | Petroleum | Unleaded gasoline | Unleaded gasoline |  | Fiberglass reinforced plastic | Fiberglass reinforced plastic |  |  | Fiberglass reinforced plastic |  | 1901-01-01 | Catchment Basin | Audible high level alarm At 90% full | Audible high level alarm At 90% full |  |  | Continuous Automatic Tank Gauge |  | Automatic shutoff device (AELLD) | Automatic shutoff device (AELLD) | [5 empty] | UST Currently In Use: 0; UST Temp Close: 4; AST Currently In Use: 0; AST Temp Closed: 0 | 0 | 4 | 3 | 22069-015-000802 | SAM'S PROPERTIES LLC
42406 | Temporary Closed | 2009-05-30 | 1991-09-11 |  | Petroleum | Unleaded gasoline | Unleaded gasoline |  | Fiberglass reinforced plastic | Fiberglass reinforced plastic |  |  | Fiberglass reinforced plastic |  | 1901-01-01 | Catchment Basin | Audible high level alarm At 90% full | Audible high level alarm At 90% full |  |  | Continuous Automatic Tank Gauge |  | Automatic shutoff device (AELLD) | Automatic shutoff device (AELLD) | [5 empty] | UST Currently In Use: 0; UST Temp Close: 4; AST Currently In Use: 0; AST Temp Closed: 0 | 0 | 4 | 3 | 22069-015-000802 | SAM'S PROPERTIES LLC
42407 | Temporary Closed | 2009-05-30 | 1991-09-11 |  | Petroleum | Premium gasoline | Premium gasoline |  | Fiberglass reinforced plastic | Fiberglass reinforced plastic |  |  | Double Wall |  | 1901-01-01 | Catchment Basin | Audible high level alarm At 90% full | Audible high level alarm At 90% full |  |  | Continuous Automatic Tank Gauge |  | Automatic shutoff device (AELLD) | Automatic shutoff device (AELLD) | [5 empty] | UST Currently In Use: 0; UST Temp Close: 4; AST Currently In Use: 0; AST Temp Closed: 0 | 0 | 4 | 3 | 22069-015-000802 | SAM'S PROPERTIES LLC
42408 | Temporary Closed | 2009-05-30 | 1991-09-11 |  | Petroleum | On road diesel | On road diesel |  | Fiberglass reinforced plastic | Fiberglass reinforced plastic |  |  | Fiberglass reinforced plastic |  | 1901-01-01 | Catchment Basin | Audible high level alarm At 90% full | Audible high level alarm At 90% full |  |  | Continuous Automatic Tank Gauge |  | Automatic shutoff device (AELLD) | Automatic shutoff device (AELLD) | [5 empty] | UST Currently In Use: 0; UST Temp Close: 4; AST Currently In Use: 0; AST Temp Closed: 0 | 0 | 4 | 3 | 22069-015-000802 | SAM'S PROPERTIES LLC
42409 | Currently in Use |  | 1991-09-16 |  | Petroleum | Unleaded gasoline | Unleaded gasoline | Retail | Steel | Single Wall | Coated & cathodic protection (sti-P3) |  | Flexible | SA&TCI |  | Catchment Basin | Automatic shutoff device At 95% full | Automatic shutoff device At 95% full |  |  | Continuous Automatic Tank Gauge |  | Automatic flow restrictor (MLLD) | Automatic flow restrictor (MLLD) |  |  | Annual line testing | Annual line testing |  | UST Currently In Use: 3; UST Temp Close: 0; AST Currently In Use: 0; AST Temp Closed: 0 | 3 | 0 | 0 | 25297-073-015668 | GREENSPRINGS PROPERTY LLC
42410 | Currently in Use |  | 1991-09-16 |  | Petroleum | Unleaded gasoline | Unleaded gasoline | Retail | Steel | Single Wall | Coated & cathodic protection (sti-P3) |  | Double Wall | SA&TCI |  | Catchment Basin | Automatic shutoff device At 95% full | Automatic shutoff device At 95% full |  |  | Continuous Automatic Tank Gauge |  | Automatic flow restrictor (MLLD) | Automatic flow restrictor (MLLD) |  |  | Annual line testing | Annual line testing |  | UST Currently In Use: 3; UST Temp Close: 0; AST Currently In Use: 0; AST Temp Closed: 0 | 3 | 0 | 0 | 25297-073-015668 | GREENSPRINGS PROPERTY LLC
42411 | Currently in Use |  | 1991-09-16 |  | Petroleum | Premium gasoline | Premium gasoline | Retail | Single Wall | Single Wall | Coated & cathodic protection (sti-P3) |  | BLUE TC | SA&TCI |  | Catchment Basin | Automatic shutoff device At 95% full | Automatic shutoff device At 95% full |  |  | Continuous Automatic Tank Gauge |  | Automatic flow restrictor (MLLD) | Automatic flow restrictor (MLLD) |  |  | Annual line testing | Annual line testing |  | UST Currently In Use: 3; UST Temp Close: 0; AST Currently In Use: 0; AST Temp Closed: 0 | 3 | 0 | 0 | 25297-073-015668 | GREENSPRINGS PROPERTY LLC
42412 | Permanently Closed | 2005-09-28 | 1991-07-16 | 2005-09-28 | Petroleum | Unleaded gasoline | Unleaded gasoline | Industrial | Steel | Steel | Coated & cathodic protection (sti-P3) |  | Fiberglass reinforced plastic |  | 1901-01-01 | Catchment Basin | Flow Rest 90% Full | Flow Rest 90% Full |  |  | Statistical Inventory Reconciliation (SIR) | [8 empty] | UST Currently In Use: 1; UST Temp Close: 0; AST Currently In Use: 0; AST Temp Closed: 0 | 1 | 0 | 1 | 17562-015-010030 | BOOZER LAMINATED BEAM CO INC
42413 | Currently in Use |  | 1991-10-22 |  | Petroleum | Unleaded gasoline | Unleaded gasoline | Retail | Fiberglass reinforced plastic | Fiberglass reinforced plastic |  |  | Fiberglass reinforced plastic | APT | 1901-01-01 | Catchment Basin | Flow Rest 90% Full | Flow Rest 90% Full |  |  | Continuous Automatic Tank Gauge |  | Automatic shutoff device (AELLD) | Automatic shutoff device (AELLD) | [5 empty] | UST Currently In Use: 4; UST Temp Close: 0; AST Currently In Use: 0; AST Temp Closed: 0 | 4 | 0 | 0 | 25407-009-015669 | AVIATOR LLC
42414 | Currently in Use |  | 1991-10-22 |  | Petroleum | Premium gasoline | Premium gasoline | Retail | Fiberglass reinforced plastic | Fiberglass reinforced plastic |  |  | Double Wall | APT | 1901-01-01 | Catchment Basin | Flow Rest 90% Full | Flow Rest 90% Full |  |  | Continuous Automatic Tank Gauge |  | Automatic shutoff device (AELLD) | Automatic shutoff device (AELLD) | [5 empty] | UST Currently In Use: 4; UST Temp Close: 0; AST Currently In Use: 0; AST Temp Closed: 0 | 4 | 0 | 0 | 25407-009-015669 | AVIATOR LLC
42416 | Currently in Use |  | 1991-10-22 |  | Petroleum | Kerosene | Kerosene | Retail | Fiberglass reinforced plastic | Fiberglass reinforced plastic |  |  | Flexible | APT | 1901-01-01 | Catchment Basin | Automatic shutoff device At 95% full | Automatic shutoff device At 95% full |  |  | Continuous Automatic Tank Gauge | [8 empty] | UST Currently In Use: 4; UST Temp Close: 0; AST Currently In Use: 0; AST Temp Closed: 0 | 4 | 0 | 0 | 25407-009-015669 | AVIATOR LLC
42417 | Permanently Closed | 2013-11-20 | 1991-09-25 | 2013-11-20 | Petroleum | Premium gasoline | Premium gasoline | Retail | Steel | Single Wall | Coated & cathodic protection (sti-P3) |  | Fiberglass reinforced plastic |  |  | Catchment Basin | Automatic shutoff device At 95% full | Automatic shutoff device At 95% full |  |  | Automatic Tank Gauge | [8 empty] | UST Currently In Use: 3; UST Temp Close: 0; AST Currently In Use: 0; AST Temp Closed: 0 | 3 | 0 | 4 | 13284-089-011688 | H.L. MARTIN DISTRIBUTING CO.
42418 | Permanently Closed | 2013-11-20 | 1991-09-25 | 2013-11-20 | Petroleum | On road diesel | On road diesel | Retail | Single Wall | Single Wall | Coated & cathodic protection (sti-P3) |  | Single Wall |  |  | Catchment Basin | Automatic shutoff device At 95% full | Automatic shutoff device At 95% full |  |  | Automatic Tank Gauge | [8 empty] | UST Currently In Use: 3; UST Temp Close: 0; AST Currently In Use: 0; AST Temp Closed: 0 | 3 | 0 | 4 | 13284-089-011688 | H.L. MARTIN DISTRIBUTING CO.
42419 | Permanently Closed | 1996-12-02 | 1901-01-01 | 1998-12-02 | Petroleum | On road diesel | On road diesel | Local government | [6 empty] | 1901-01-01 | [14 empty] | UST Currently In Use: 0; UST Temp Close: 0; AST Currently In Use: 0; AST Temp Closed: 0 | 0 | 0 | 1 | 14239-113-008438 | RUSSELL COUNTY BOARD OF EDUCATION
42420 | Currently in Use |  | 1991-10-09 |  | Petroleum | Unleaded gasoline | Unleaded gasoline | Retail | Steel | Steel | Coated & cathodic protection (sti-P3) |  | Double Wall |  |  | Catchment Basin | Automatic shutoff device At 95% full | Automatic shutoff device At 95% full |  |  | Continuous Automatic Tank Gauge |  | Automatic shutoff device (AELLD) | Automatic shutoff device (AELLD) |  |  | Continuous alarm system | Continuous alarm system |  | UST Currently In Use: 3; UST Temp Close: 0; AST Currently In Use: 0; AST Temp Closed: 0 | 3 | 0 | 2 | 15420-123-003264 | MAPCO EXPRESS, INC.
42421 | Currently in Use |  | 1991-10-09 |  | Petroleum | Mid-grade gasoline | Mid-grade gasoline | Retail | Steel | Steel | Coated & cathodic protection (sti-P3) |  | Steel |  |  | Catchment Basin | Automatic shutoff device At 95% full | Automatic shutoff device At 95% full |  |  | Continuous Automatic Tank Gauge |  | Automatic shutoff device (AELLD) | Automatic shutoff device (AELLD) |  |  | Continuous alarm system | Continuous alarm system |  | UST Currently In Use: 3; UST Temp Close: 0; AST Currently In Use: 0; AST Temp Closed: 0 | 3 | 0 | 2 | 15420-123-003264 | MAPCO EXPRESS, INC.
42422 | Currently in Use |  | 1991-10-09 |  | Petroleum | Premium gasoline | Premium gasoline | Retail | Steel | Steel | Coated & cathodic protection (sti-P3) |  | Double Wall |  |  | Catchment Basin | Automatic shutoff device At 95% full | Automatic shutoff device At 95% full |  |  | Continuous Automatic Tank Gauge |  | Automatic shutoff device (AELLD) | Automatic shutoff device (AELLD) |  |  | Continuous alarm system | Continuous alarm system |  | UST Currently In Use: 3; UST Temp Close: 0; AST Currently In Use: 0; AST Temp Closed: 0 | 3 | 0 | 2 | 15420-123-003264 | MAPCO EXPRESS, INC.
42423 | Currently in Use |  | 1988-03-14 |  | Petroleum | Unleaded gasoline | Unleaded gasoline | Retail | Steel | Steel | Coated & cathodic protection (sti-P3) |  | Fiberglass reinforced plastic |  |  | Catchment Basin | Automatic shutoff device At 95% full | Automatic shutoff device At 95% full |  |  | Statistical Inventory Reconciliation (SIR) |  | Automatic flow restrictor (MLLD) | Automatic flow restrictor (MLLD) |  |  | Statistical inventory reconciliation (SIR) | Statistical inventory reconciliation (SIR) |  | UST Currently In Use: 3; UST Temp Close: 0; AST Currently In Use: 0; AST Temp Closed: 0 | 3 | 0 | 0 | 17650-081-015489 | HARRY AND JAMIE LAZENBY
42424 | Currently in Use |  | 1988-03-14 |  | Petroleum | Mid-grade gasoline | Mid-grade gasoline | Retail | Steel | Steel | Coated & cathodic protection (sti-P3) |  | Fiberglass reinforced plastic |  |  | Catchment Basin | Flow Rest 90% Full | Automatic shutoff device At 95% full |  |  | Statistical Inventory Reconciliation (SIR) |  | Automatic flow restrictor (MLLD) | Automatic flow restrictor (MLLD) |  |  | Statistical inventory reconciliation (SIR) | Statistical inventory reconciliation (SIR) |  | UST Currently In Use: 3; UST Temp Close: 0; AST Currently In Use: 0; AST Temp Closed: 0 | 3 | 0 | 0 | 17650-081-015489 | HARRY AND JAMIE LAZENBY
42425 | Currently in Use |  | 1988-03-14 |  | Petroleum | Premium gasoline | Premium gasoline | Retail | Steel | Steel | Coated & cathodic protection (sti-P3) |  | Fiberglass reinforced plastic |  |  | Catchment Basin | Automatic shutoff device At 95% full | Automatic shutoff device At 95% full |  |  | Statistical Inventory Reconciliation (SIR) |  | Automatic flow restrictor (MLLD) | Automatic flow restrictor (MLLD) |  |  | Statistical inventory reconciliation (SIR) | Statistical inventory reconciliation (SIR) |  | UST Currently In Use: 3; UST Temp Close: 0; AST Currently In Use: 0; AST Temp Closed: 0 | 3 | 0 | 0 | 17650-081-015489 | HARRY AND JAMIE LAZENBY
42426 | Cannot Locate or abandoned | 1998-12-30 | 1901-01-01 |  | Petroleum | Unleaded gasoline | Unleaded gasoline | Retail | Steel | Steel | Field installed cathodic protection |  | Steel |  | 1901-01-01 | Catchment Basin | Automatic shutoff device At 95% full | Automatic shutoff device At 95% full |  |  | Statistical Inventory Reconciliation (SIR) | [8 empty] | UST Currently In Use: 0; UST Temp Close: 0; AST Currently In Use: 0; AST Temp Closed: 0 | 0 | 0 | 0 | 21636-111-015488 | PHILIP WILKINS JOHN WILKINS
42427 | Cannot Locate or abandoned | 1998-12-30 | 1901-01-01 |  | Petroleum | Mid-grade gasoline | Mid-grade gasoline | Retail | Steel | Steel | Field installed cathodic protection |  | Steel |  | 1901-01-01 | Catchment Basin | Automatic shutoff device At 95% full | Automatic shutoff device At 95% full |  |  | Statistical Inventory Reconciliation (SIR) | [8 empty] | UST Currently In Use: 0; UST Temp Close: 0; AST Currently In Use: 0; AST Temp Closed: 0 | 0 | 0 | 0 | 21636-111-015488 | PHILIP WILKINS JOHN WILKINS
42428 | Cannot Locate or abandoned | 1998-12-30 | 1984-01-01 |  | Petroleum | Premium gasoline | Premium gasoline | Retail | Steel | Steel | Field installed cathodic protection |  | Steel |  | 1901-01-01 | Catchment Basin | Automatic shutoff device At 95% full | Automatic shutoff device At 95% full |  |  | Statistical Inventory Reconciliation (SIR) | [8 empty] | UST Currently In Use: 0; UST Temp Close: 0; AST Currently In Use: 0; AST Temp Closed: 0 | 0 | 0 | 0 | 21636-111-015488 | PHILIP WILKINS JOHN WILKINS
42429 | Cannot Locate or abandoned | 1998-12-30 | 1984-01-01 |  | Petroleum | Unleaded gasoline | Unleaded gasoline | Retail | Steel | Steel | Field installed cathodic protection |  | Steel |  | 1901-01-01 | [5 empty] | Statistical Inventory Reconciliation (SIR) | [8 empty] | UST Currently In Use: 0; UST Temp Close: 0; AST Currently In Use: 0; AST Temp Closed: 0 | 0 | 0 | 0 | 21636-111-015488 | PHILIP WILKINS JOHN WILKINS
42430 | Currently in Use |  | 1978-10-19 |  | Petroleum | Unleaded gasoline | Unleaded gasoline | Retail | Single Wall | Single Wall | Field installed cathodic protection |  | Double Wall | APT |  | Catchment Basin | Automatic shutoff device At 95% full | Automatic shutoff device At 95% full |  |  | Continuous Automatic Tank Gauge |  | Automatic flow restrictor (MLLD) | Automatic flow restrictor (MLLD) |  |  | Annual line testing | Annual line testing |  | UST Currently In Use: 4; UST Temp Close: 0; AST Currently In Use: 0; AST Temp Closed: 0 | 4 | 0 | 0 | 21308-073-015670 | PETRO AMERICA LLC
42431 | Currently in Use |  | 1978-10-19 |  | Petroleum | Premium gasoline | Premium gasoline | Retail | Single Wall | Single Wall | Field installed cathodic protection |  | Double Wall | APT |  | Catchment Basin | Automatic shutoff device At 95% full | Automatic shutoff device At 95% full |  |  | Continuous Automatic Tank Gauge |  | Automatic flow restrictor (MLLD) | Automatic flow restrictor (MLLD) |  |  | Annual line testing | Annual line testing |  | UST Currently In Use: 4; UST Temp Close: 0; AST Currently In Use: 0; AST Temp Closed: 0 | 4 | 0 | 0 | 21308-073-015670 | PETRO AMERICA LLC
42432 | Currently in Use |  | 1978-10-19 |  | Petroleum | On road diesel | On road diesel | Retail | Steel | Single Wall | Field installed cathodic protection |  | Double Wall | APT |  | Catchment Basin | Automatic shutoff device At 95% full | Automatic shutoff device At 95% full |  |  | Continuous Automatic Tank Gauge |  | Automatic flow restrictor (MLLD) | Automatic flow restrictor (MLLD) |  |  | Annual line testing | Annual line testing |  | UST Currently In Use: 4; UST Temp Close: 0; AST Currently In Use: 0; AST Temp Closed: 0 | 4 | 0 | 0 | 21308-073-015670 | PETRO AMERICA LLC
42433 | Currently in Use |  | 1978-10-19 |  | Petroleum | Kerosene | Kerosene | Retail | Single Wall | Single Wall | Field installed cathodic protection |  | Single Wall | APT |  | Catchment Basin | Automatic shutoff device At 95% full | Automatic shutoff device At 95% full |  |  | Continuous Automatic Tank Gauge | [8 empty] | UST Currently In Use: 4; UST Temp Close: 0; AST Currently In Use: 0; AST Temp Closed: 0 | 4 | 0 | 0 | 21308-073-015670 | PETRO AMERICA LLC
42434 | Currently in Use |  | 1991-09-06 |  | Petroleum | On road diesel | On road diesel |  | Steel | Steel | Coated & cathodic protection (sti-P3) |  | Fiberglass reinforced plastic |  |  | Catchment Basin | Automatic shutoff device At 95% full | Automatic shutoff device At 95% full |  |  | Automatic Tank Gauge | [8 empty] | UST Currently In Use: 1; UST Temp Close: 0; AST Currently In Use: 0; AST Temp Closed: 0 | 1 | 0 | 0 | 24211-117-015671 | ALABASTER CITY SCHOOLS
42435 | Permanently Closed | 2011-12-30 | 1991-09-19 | 2011-12-30 | Petroleum | On road diesel | On road diesel | Local government | Steel | Steel | Coated & cathodic protection (sti-P3) |  | Fiberglass reinforced plastic |  |  | Catchment Basin | Flow Rest 90% Full | Automatic shutoff device At 95% full |  |  | Automatic Tank Gauge | [8 empty] | UST Currently In Use: 0; UST Temp Close: 0; AST Currently In Use: 0; AST Temp Closed: 0 | 0 | 0 | 1 | 14393-117-015672 | SHELBY COUNTY BOARD OF EDUCATION
42436 | Permanently Closed | 1992-02-04 | 1975-01-01 | 1992-02-04 | Petroleum | Unleaded gasoline | Unleaded gasoline | [7 empty] | 1901-01-01 | [14 empty] | UST Currently In Use: 0; UST Temp Close: 0; AST Currently In Use: 0; AST Temp Closed: 0 | 0 | 0 | 1 | 10763-073-015673 | BUTLER MANUFACTURING CO
42437 | Permanently Closed | 1997-10-08 | 1991-12-04 | 1997-10-08 | Petroleum | Unleaded gasoline | Unleaded gasoline | Retail | Steel | Steel | Coated & cathodic protection (sti-P3) |  | Fiberglass reinforced plastic |  | 1901-01-01 | Catchment Basin | Automatic shutoff device At 95% full | Automatic shutoff device At 95% full |  |  | Statistical Inventory Reconciliation (SIR) |  |  |  | Interstitial Monitoring within Secondary Containment |  | Statistical inventory reconciliation (SIR) | Statistical inventory reconciliation (SIR) |  | UST Currently In Use: 0; UST Temp Close: 0; AST Currently In Use: 0; AST Temp Closed: 0 | 0 | 0 | 3 | 15319-073-009628 | WAVAHO OIL COMPANY, INC.
42438 | Permanently Closed | 1997-10-08 | 1991-12-04 | 1997-10-08 | Petroleum | Unleaded gasoline | Unleaded gasoline | Retail | Steel | Steel | Coated & cathodic protection (sti-P3) |  | Fiberglass reinforced plastic |  | 1901-01-01 | Catchment Basin | Automatic shutoff device At 95% full | Automatic shutoff device At 95% full |  |  | Automatic Tank Gauge |  |  |  | Interstitial Monitoring within Secondary Containment |  | Statistical inventory reconciliation (SIR) | Statistical inventory reconciliation (SIR) |  | UST Currently In Use: 0; UST Temp Close: 0; AST Currently In Use: 0; AST Temp Closed: 0 | 0 | 0 | 3 | 15319-073-009628 | WAVAHO OIL COMPANY, INC.
42439 | Permanently Closed | 1997-10-08 | 1991-12-04 | 1997-10-08 | Petroleum | Unleaded gasoline | Unleaded gasoline | Retail | Steel | Steel | Coated & cathodic protection (sti-P3) |  | Fiberglass reinforced plastic |  | 1901-01-01 | Catchment Basin | Automatic shutoff device At 95% full | Automatic shutoff device At 95% full |  |  | Automatic Tank Gauge |  |  |  | Interstitial Monitoring within Secondary Containment |  | Statistical inventory reconciliation (SIR) | Statistical inventory reconciliation (SIR) |  | UST Currently In Use: 0; UST Temp Close: 0; AST Currently In Use: 0; AST Temp Closed: 0 | 0 | 0 | 3 | 15319-073-009628 | WAVAHO OIL COMPANY, INC.
42440 | Permanently Closed | 1998-05-10 | 1980-10-01 | 1998-05-10 | Petroleum | Unleaded gasoline | Unleaded gasoline | Retail | Steel | Steel |  | Painted or None | Steel |  | 1901-01-01 | [14 empty] | UST Currently In Use: 2; UST Temp Close: 0; AST Currently In Use: 0; AST Temp Closed: 0 | 2 | 0 | 2 | 24018-073-015674 | MUTLAQ ALBDUANI
42441 | Permanently Closed | 1998-05-10 | 1980-10-01 | 1998-05-10 | Petroleum | Unleaded gasoline | Unleaded gasoline | Retail | Steel | Steel |  | Painted or None | Steel |  | 1901-01-01 | [14 empty] | UST Currently In Use: 2; UST Temp Close: 0; AST Currently In Use: 0; AST Temp Closed: 0 | 2 | 0 | 2 | 24018-073-015674 | MUTLAQ ALBDUANI
42442 | Currently in Use |  | 1991-07-15 |  | Petroleum | Unleaded gasoline | Unleaded gasoline | Retail | Steel | Steel | Coated & cathodic protection (sti-P3) |  | Fiberglass reinforced plastic |  |  | Catchment Basin | Flow Rest 90% Full | Flow Rest 90% Full |  |  | Continuous Automatic Tank Gauge |  | Automatic flow restrictor (MLLD) | Automatic flow restrictor (MLLD) |  |  | Annual line testing | Annual line testing |  | UST Currently In Use: 3; UST Temp Close: 0; AST Currently In Use: 0; AST Temp Closed: 0 | 3 | 0 | 0 | 21923-003-015583 | WOODSON'S BARGE-N, LLC
42443 | Currently in Use |  | 1991-07-15 |  | Petroleum | Premium gasoline | Premium gasoline | Retail | Steel | Steel | Coated & cathodic protection (sti-P3) |  | Fiberglass reinforced plastic |  |  | Catchment Basin | Flow Rest 90% Full | Flow Rest 90% Full |  |  | Continuous Automatic Tank Gauge |  | Automatic flow restrictor (MLLD) | Automatic flow restrictor (MLLD) |  |  | Annual line testing | Annual line testing |  | UST Currently In Use: 3; UST Temp Close: 0; AST Currently In Use: 0; AST Temp Closed: 0 | 3 | 0 | 0 | 21923-003-015583 | WOODSON'S BARGE-N, LLC
42444 | Currently in Use |  | 1991-06-20 |  | Petroleum | Unleaded gasoline | Unleaded gasoline | Retail | Steel | Steel | Coated & cathodic protection (sti-P3) |  | Fiberglass reinforced plastic |  |  | Catchment Basin | Automatic shutoff device At 95% full | Automatic shutoff device At 95% full |  |  | Continuous Automatic Tank Gauge |  | Automatic flow restrictor (MLLD) | Automatic flow restrictor (MLLD) |  |  | Annual line testing | Annual line testing |  | UST Currently In Use: 3; UST Temp Close: 0; AST Currently In Use: 5; AST Temp Closed: 0 | 3 | 0 | 2 | 17210-065-015273 | GREENSBORO FARMERS CO OP
42445 | Currently in Use |  | 1991-06-20 |  | Petroleum | Premium gasoline | Premium gasoline | Retail | Steel | Steel | Coated & cathodic protection (sti-P3) |  | Fiberglass reinforced plastic |  |  | Catchment Basin | Automatic shutoff device At 95% full | Automatic shutoff device At 95% full |  |  | Continuous Automatic Tank Gauge |  | Automatic flow restrictor (MLLD) | Automatic flow restrictor (MLLD) |  |  | Annual line testing | Annual line testing |  | UST Currently In Use: 3; UST Temp Close: 0; AST Currently In Use: 5; AST Temp Closed: 0 | 3 | 0 | 2 | 17210-065-015273 | GREENSBORO FARMERS CO OP
42446 | Currently in Use |  | 1991-06-20 |  | Petroleum | On road diesel | On road diesel | Retail | Steel | Steel | Coated & cathodic protection (sti-P3) |  | Fiberglass reinforced plastic |  |  | Catchment Basin | Automatic shutoff device At 95% full | Automatic shutoff device At 95% full |  |  | Continuous Automatic Tank Gauge |  | Automatic flow restrictor (MLLD) | Automatic flow restrictor (MLLD) |  |  | Annual line testing | Annual line testing |  | UST Currently In Use: 3; UST Temp Close: 0; AST Currently In Use: 5; AST Temp Closed: 0 | 3 | 0 | 2 | 17210-065-015273 | GREENSBORO FARMERS CO OP
42447 | Permanently Closed | 1998-05-06 | 1901-01-01 | 1998-05-06 | Petroleum | On road diesel | On road diesel |  | Steel | Steel |  | Painted or None | Steel |  | 1901-01-01 | [5 empty] | Statistical Inventory Reconciliation (SIR) | [8 empty] | UST Currently In Use: 2; UST Temp Close: 0; AST Currently In Use: 0; AST Temp Closed: 0 | 2 | 0 | 5 | 15420-015-015016 | MAPCO EXPRESS, INC.
42448 | Permanently Closed | 1998-05-06 | 1901-01-01 | 1998-05-06 | Petroleum | Unleaded gasoline | Unleaded gasoline |  | Steel | Steel |  | Painted or None | Steel |  | 1901-01-01 | [5 empty] | Statistical Inventory Reconciliation (SIR) | [8 empty] | UST Currently In Use: 2; UST Temp Close: 0; AST Currently In Use: 0; AST Temp Closed: 0 | 2 | 0 | 5 | 15420-015-015016 | MAPCO EXPRESS, INC.
42449 | Permanently Closed | 2015-12-01 | 1991-10-01 |  | Petroleum | Unleaded gasoline | Unleaded gasoline | Retail | Steel | Single Wall | Coated & cathodic protection (sti-P3) |  | Single Wall |  |  | Catchment Basin | Automatic shutoff device At 95% full | Automatic shutoff device At 95% full |  |  | Statistical Inventory Reconciliation (SIR) | [5 empty] | Statistical inventory reconciliation (SIR) | Statistical inventory reconciliation (SIR) |  | UST Currently In Use: 1; UST Temp Close: 0; AST Currently In Use: 0; AST Temp Closed: 0 | 1 | 0 | 5 | 25804-073-007798 | ROZINA HOLDINGS
42450 | Permanently Closed | 2015-12-01 | 1991-10-01 |  | Petroleum | Premium gasoline | Premium gasoline | Retail | Single Wall | Single Wall | Coated & cathodic protection (sti-P3) |  | Single Wall |  |  | Catchment Basin | Flow Rest 90% Full | Automatic shutoff device At 95% full |  |  | Statistical Inventory Reconciliation (SIR) | [5 empty] | Statistical inventory reconciliation (SIR) | Statistical inventory reconciliation (SIR) |  | UST Currently In Use: 1; UST Temp Close: 0; AST Currently In Use: 0; AST Temp Closed: 0 | 1 | 0 | 5 | 25804-073-007798 | ROZINA HOLDINGS
42451 | Currently in Use |  | 1991-08-09 |  | Petroleum | Unleaded gasoline | Unleaded gasoline | Retail | Fiberglass reinforced plastic | Fiberglass reinforced plastic |  |  | Double Wall |  | 1901-01-01 | Catchment Basin | Automatic shutoff device At 95% full | Audible high level alarm At 90% full |  |  | Continuous Automatic Tank Gauge |  | Automatic flow restrictor (MLLD) | Automatic flow restrictor (MLLD) | [5 empty] | UST Currently In Use: 3; UST Temp Close: 0; AST Currently In Use: 0; AST Temp Closed: 0 | 3 | 0 | 3 | 22176-117-009247 | CIRCLE K
42452 | Currently in Use |  | 1991-08-09 |  | Petroleum | Mid-grade gasoline | Mid-grade gasoline | Retail | Single Wall | Fiberglass reinforced plastic |  |  | Double Wall |  | 1901-01-01 | Catchment Basin | Audible high level alarm At 90% full | Audible high level alarm At 90% full |  |  | Automatic Tank Gauge |  | Automatic shutoff device (AELLD) | Automatic shutoff device (AELLD) | [5 empty] | UST Currently In Use: 3; UST Temp Close: 0; AST Currently In Use: 0; AST Temp Closed: 0 | 3 | 0 | 3 | 22176-117-009247 | CIRCLE K
42453 | Currently in Use |  | 1991-08-09 |  | Petroleum | Premium gasoline | Premium gasoline | Retail | Single Wall | Fiberglass reinforced plastic |  |  | Double Wall |  | 1901-01-01 | Catchment Basin | Automatic shutoff device At 95% full | Audible high level alarm At 90% full |  |  | Automatic Tank Gauge |  | Automatic flow restrictor (MLLD) | Automatic flow restrictor (MLLD) |  |  | Annual line testing | Annual line testing |  | UST Currently In Use: 3; UST Temp Close: 0; AST Currently In Use: 0; AST Temp Closed: 0 | 3 | 0 | 3 | 22176-117-009247 | CIRCLE K
42454 | Permanently Closed | 1998-06-17 | 1991-08-26 | 1998-06-17 | Petroleum | Unleaded gasoline | Unleaded gasoline | State/federal government | Fiberglass reinforced plastic | Fiberglass reinforced plastic |  |  | Fiberglass reinforced plastic |  | 1901-01-01 | Catchment Basin | Audible high level alarm At 90% full | Audible high level alarm At 90% full | Interstitial Monitoring within Secondary Containment |  | Automatic Tank Gauge |  |  |  | Interstitial Monitoring within Secondary Containment |  |  |  |  | UST Currently In Use: 0; UST Temp Close: 0; AST Currently In Use: 0; AST Temp Closed: 0 | 0 | 0 | 2 | 15108-055-001876 | UNITED STATES POSTAL SERVICE
42455 | Currently in Use |  | 1991-10-04 |  | Petroleum | Unleaded gasoline | Unleaded gasoline | Retail | Steel | Steel | Coated & cathodic protection (sti-P3) |  | Fiberglass reinforced plastic |  | 1901-01-01 | Catchment Basin | Flow Rest 90% Full | Flow Rest 90% Full | Interstitial Monitoring within Secondary Containment | MANUAL/VISUAL CHECK | Automatic Tank Gauge | [8 empty] | UST Currently In Use: 2; UST Temp Close: 0; AST Currently In Use: 0; AST Temp Closed: 0 | 2 | 0 | 5 | 24842-039-006750 | S & W PARTNERS, LLC
42456 | Currently in Use |  | 1991-10-04 |  | Petroleum | Unleaded gasoline | Unleaded gasoline | Retail | Steel | Steel | Coated & cathodic protection (sti-P3) |  | Fiberglass reinforced plastic |  | 1901-01-01 | Catchment Basin | Flow Rest 90% Full | Flow Rest 90% Full |  | SENSOR TO ATG | Automatic Tank Gauge | [8 empty] | UST Currently In Use: 2; UST Temp Close: 0; AST Currently In Use: 0; AST Temp Closed: 0 | 2 | 0 | 5 | 24842-039-006750 | S & W PARTNERS, LLC
42457 | Permanently Closed | 2001-08-20 | 1974-01-01 | 2001-08-20 | Petroleum | Unleaded gasoline | Unleaded gasoline |  | Steel | Steel | Coated & cathodic protection (sti-P3) |  |  |  | 1901-01-01 |  | Automatic shutoff device At 95% full | Automatic shutoff device At 95% full | [11 empty] | UST Currently In Use: 1; UST Temp Close: 0; AST Currently In Use: 0; AST Temp Closed: 0 | 1 | 0 | 3 | 24629-125-007715 | TIDE REALTY LLC
42458 | Currently in Use |  | 1980-10-01 |  | Petroleum | Unleaded gasoline | Unleaded gasoline | Retail | Single Wall | Single Wall | Field installed cathodic protection |  | Fiberglass reinforced plastic |  |  | Catchment Basin | Flow Rest 90% Full | Automatic shutoff device At 95% full |  |  | Continuous Automatic Tank Gauge |  | Automatic flow restrictor (MLLD) | Automatic flow restrictor (MLLD) |  |  | Annual line testing | Annual line testing |  | UST Currently In Use: 4; UST Temp Close: 0; AST Currently In Use: 0; AST Temp Closed: 0 | 4 | 0 | 0 | 13526-073-015675 | MOORE OIL COMPANY, INC.
42459 | Currently in Use |  | 1980-10-01 |  | Petroleum | Premium gasoline | Premium gasoline | Retail | Single Wall | Single Wall | Field installed cathodic protection |  | Fiberglass reinforced plastic |  |  | Catchment Basin | Automatic shutoff device At 95% full | Automatic shutoff device At 95% full |  |  | Continuous Automatic Tank Gauge |  | Automatic flow restrictor (MLLD) | Automatic flow restrictor (MLLD) |  |  | Annual line testing | Annual line testing |  | UST Currently In Use: 4; UST Temp Close: 0; AST Currently In Use: 0; AST Temp Closed: 0 | 4 | 0 | 0 | 13526-073-015675 | MOORE OIL COMPANY, INC.
42460 | Currently in Use |  | 1980-10-01 |  | Petroleum | Other, STR-87 | Other | Retail | Single Wall | Single Wall | Field installed cathodic protection |  | Fiberglass reinforced plastic |  |  | Catchment Basin | Automatic shutoff device At 95% full | Automatic shutoff device At 95% full |  |  | Continuous Automatic Tank Gauge |  | Automatic flow restrictor (MLLD) | Automatic flow restrictor (MLLD) |  |  | Annual line testing | Annual line testing |  | UST Currently In Use: 4; UST Temp Close: 0; AST Currently In Use: 0; AST Temp Closed: 0 | 4 | 0 | 0 | 13526-073-015675 | MOORE OIL COMPANY, INC.
42461 | Currently in Use |  | 1980-10-01 |  | Petroleum | On road diesel | On road diesel | Retail | Single Wall | Single Wall | Field installed cathodic protection |  | Single Wall |  |  | Catchment Basin | Automatic shutoff device At 95% full | Automatic shutoff device At 95% full |  |  | Continuous Automatic Tank Gauge |  | Automatic flow restrictor (MLLD) | Automatic flow restrictor (MLLD) |  |  | Annual line testing | Annual line testing |  | UST Currently In Use: 4; UST Temp Close: 0; AST Currently In Use: 0; AST Temp Closed: 0 | 4 | 0 | 0 | 13526-073-015675 | MOORE OIL COMPANY, INC.
42462 | Permanently Closed | 2020-12-02 | 1990-10-25 | 2020-12-02 | Petroleum | Unleaded gasoline | Unleaded gasoline | Retail | Fiberglass reinforced plastic | Double Wall |  |  | 1PIECE |  | 2006-07-01 | Catchment Basin | Automatic shutoff device At 95% full | Automatic shutoff device At 95% full |  |  | Statistical Inventory Reconciliation (SIR) |  | Containment Sump | Automatic flow restrictor (MLLD) | Interstitial Monitoring within Secondary Containment | SENSOR TO ATG | Continuous alarm system | Continuous alarm system |  | UST Currently In Use: 0; UST Temp Close: 0; AST Currently In Use: 0; AST Temp Closed: 0 | 0 | 0 | 7 | 22176-073-000591 | CIRCLE K
42463 | Permanently Closed | 2020-12-02 | 1990-10-25 | 2020-12-02 | Petroleum | On road diesel | On road diesel | Retail | Double Wall | Double Wall |  |  | Fiberglass reinforced plastic |  | 2006-07-01 | Catchment Basin | Automatic shutoff device At 95% full | Automatic shutoff device At 95% full |  |  |  |  | Automatic flow restrictor (MLLD) | Automatic flow restrictor (MLLD) | Interstitial Monitoring within Secondary Containment | SENSOR TO ATG | Continuous alarm system | Continuous alarm system |  | UST Currently In Use: 0; UST Temp Close: 0; AST Currently In Use: 0; AST Temp Closed: 0 | 0 | 0 | 7 | 22176-073-000591 | CIRCLE K
42464 | Permanently Closed | 2020-12-02 | 1990-10-25 | 2020-12-02 | Petroleum | Premium gasoline | Premium gasoline | Retail | Double Wall | Double Wall |  |  | 1PIECE |  | 2006-07-01 | Catchment Basin | Automatic shutoff device At 95% full | Automatic shutoff device At 95% full |  |  |  |  | Containment Sump | Automatic flow restrictor (MLLD) | Interstitial Monitoring within Secondary Containment | SENSOR TO ATG | Continuous alarm system | Continuous alarm system |  | UST Currently In Use: 0; UST Temp Close: 0; AST Currently In Use: 0; AST Temp Closed: 0 | 0 | 0 | 7 | 22176-073-000591 | CIRCLE K
42465 | Currently in Use |  | 1990-11-27 |  | Petroleum | Unleaded gasoline | Unleaded gasoline | Retail | Double Wall | Double Wall | Coated & cathodic protection (sti-P3) |  | 2 PIECES |  | 1901-01-01 | Catchment Basin | Flow Rest 90% Full | Flow Rest 90% Full |  |  | Continuous Automatic Tank Gauge |  | Automatic flow restrictor (MLLD) | Automatic flow restrictor (MLLD) |  |  | Annual line testing | Annual line testing |  | UST Currently In Use: 3; UST Temp Close: 0; AST Currently In Use: 0; AST Temp Closed: 0 | 3 | 0 | 3 | 25174-073-005424 | NIRAV PATEL DBA Z AND D LLC
42466 | Currently in Use |  | 1990-11-27 |  | Petroleum | Unleaded gasoline | Unleaded gasoline | Retail | Double Wall | Double Wall | Coated & cathodic protection (sti-P3) |  | 2 PIECES |  | 1901-01-01 | Catchment Basin | Flow Rest 90% Full | Flow Rest 90% Full |  |  | Continuous Automatic Tank Gauge |  | Automatic flow restrictor (MLLD) | Automatic flow restrictor (MLLD) |  |  | Continuous alarm system | Annual line testing |  | UST Currently In Use: 3; UST Temp Close: 0; AST Currently In Use: 0; AST Temp Closed: 0 | 3 | 0 | 3 | 25174-073-005424 | NIRAV PATEL DBA Z AND D LLC
42467 | Currently in Use |  | 1990-11-27 |  | Petroleum | Premium gasoline | Premium gasoline | Retail | Double Wall | Double Wall | Coated & cathodic protection (sti-P3) |  | Fiberglass reinforced plastic |  | 1901-01-01 | Catchment Basin | Flow Rest 90% Full | Flow Rest 90% Full |  |  | Continuous Automatic Tank Gauge |  | Automatic flow restrictor (MLLD) | Automatic flow restrictor (MLLD) |  |  | Continuous alarm system | Annual line testing |  | UST Currently In Use: 3; UST Temp Close: 0; AST Currently In Use: 0; AST Temp Closed: 0 | 3 | 0 | 3 | 25174-073-005424 | NIRAV PATEL DBA Z AND D LLC
42468 | Permanently Closed | 1991-12-31 | 1973-01-01 |  | Petroleum | Unleaded gasoline | Unleaded gasoline | Retail | Steel | Steel |  | Painted or None | Steel |  | 1901-01-01 | [14 empty] | UST Currently In Use: 0; UST Temp Close: 0; AST Currently In Use: 0; AST Temp Closed: 0 | 0 | 0 | 2 | 17651-069-011090 | RUDOLPH CLOWER
42469 | Permanently Closed | 2008-07-01 | 1986-06-01 |  | Petroleum | Premium gasoline | Premium gasoline | Retail | Fiberglass reinforced plastic | Fiberglass reinforced plastic |  |  | Steel |  |  | Catchment Basin | Automatic shutoff device At 95% full | Automatic shutoff device At 95% full |  |  | Statistical Inventory Reconciliation (SIR) | [5 empty] | Statistical inventory reconciliation (SIR) | Statistical inventory reconciliation (SIR) |  | UST Currently In Use: 0; UST Temp Close: 0; AST Currently In Use: 0; AST Temp Closed: 0 | 0 | 0 | 3 | 21268-073-015676 | CARWASH HEADQUARTERS/MSTR CAR WASH
42470 | Permanently Closed | 2008-07-01 | 1986-06-01 |  | Petroleum | Unleaded gasoline | Unleaded gasoline | Retail | Fiberglass reinforced plastic | Fiberglass reinforced plastic |  |  | Steel |  |  | Catchment Basin | Automatic shutoff device At 95% full | Automatic shutoff device At 95% full |  |  | Statistical Inventory Reconciliation (SIR) | [5 empty] | Statistical inventory reconciliation (SIR) | Statistical inventory reconciliation (SIR) |  | UST Currently In Use: 0; UST Temp Close: 0; AST Currently In Use: 0; AST Temp Closed: 0 | 0 | 0 | 3 | 21268-073-015676 | CARWASH HEADQUARTERS/MSTR CAR WASH
42471 | Permanently Closed | 2008-07-01 | 1986-06-01 |  | Petroleum | Mid-grade gasoline | Mid-grade gasoline | Retail | Fiberglass reinforced plastic | Fiberglass reinforced plastic |  |  | Steel |  |  | Catchment Basin | Automatic shutoff device At 95% full | Automatic shutoff device At 95% full |  |  | Statistical Inventory Reconciliation (SIR) | [5 empty] | Statistical inventory reconciliation (SIR) | Statistical inventory reconciliation (SIR) |  | UST Currently In Use: 0; UST Temp Close: 0; AST Currently In Use: 0; AST Temp Closed: 0 | 0 | 0 | 3 | 21268-073-015676 | CARWASH HEADQUARTERS/MSTR CAR WASH
42472 | Permanently Closed | 1999-10-06 | 1971-01-01 | 1999-10-06 | Petroleum | Unleaded gasoline | Unleaded gasoline | Local government | Steel | Steel |  |  | Steel |  | 1901-01-01 | [14 empty] | UST Currently In Use: 0; UST Temp Close: 0; AST Currently In Use: 0; AST Temp Closed: 0 | 0 | 0 | 2 | 17309-095-015639 | MARSHALL COUNTY COMMISSION
42473 | Permanently Closed | 1999-10-06 | 1971-01-01 | 1999-10-06 | Petroleum | On road diesel | On road diesel | Local government | Steel | Steel |  |  | Steel |  | 1901-01-01 | [14 empty] | UST Currently In Use: 0; UST Temp Close: 0; AST Currently In Use: 0; AST Temp Closed: 0 | 0 | 0 | 2 | 17309-095-015639 | MARSHALL COUNTY COMMISSION
42474 | Permanently Closed | 1999-03-16 | 1979-01-01 | 1999-03-16 | Petroleum | Unleaded gasoline | Unleaded gasoline | Local government | Fiberglass reinforced plastic | Fiberglass reinforced plastic |  |  | Steel |  | 1901-01-01 | [14 empty] | UST Currently In Use: 0; UST Temp Close: 0; AST Currently In Use: 0; AST Temp Closed: 0 | 0 | 0 | 2 | 17309-095-015640 | MARSHALL COUNTY COMMISSION
42476 | Permanently Closed | 1999-03-16 | 1979-01-01 | 1999-03-16 | Petroleum | On road diesel | On road diesel | Local government | Fiberglass reinforced plastic | Fiberglass reinforced plastic |  |  | Steel |  | 1901-01-01 | [14 empty] | UST Currently In Use: 0; UST Temp Close: 0; AST Currently In Use: 0; AST Temp Closed: 0 | 0 | 0 | 2 | 17309-095-015640 | MARSHALL COUNTY COMMISSION
42477 | Permanently Closed | 1999-03-22 | 1986-01-01 | 1999-03-22 | Petroleum | Unleaded gasoline | Unleaded gasoline | Local government | Steel | Steel |  |  | Steel |  | 1901-01-01 | [14 empty] | UST Currently In Use: 0; UST Temp Close: 0; AST Currently In Use: 0; AST Temp Closed: 0 | 0 | 0 | 2 | 17309-095-015641 | MARSHALL COUNTY COMMISSION
42478 | Permanently Closed | 1999-03-22 | 1986-01-01 | 1999-03-22 | Petroleum | On road diesel | On road diesel | Local government | Steel | Steel |  |  | Steel |  | 1901-01-01 | [14 empty] | UST Currently In Use: 0; UST Temp Close: 0; AST Currently In Use: 0; AST Temp Closed: 0 | 0 | 0 | 2 | 17309-095-015641 | MARSHALL COUNTY COMMISSION
42479 | Permanently Closed | 1999-03-19 | 1987-01-01 | 1999-03-19 | Petroleum | On road diesel | On road diesel | Local government | Steel | Steel |  |  |  |  | 1901-01-01 | [5 empty] | Manual Tank Gauging (only tanks 1000 gal. or less and 48” or 64” in diameter) | [8 empty] | UST Currently In Use: 0; UST Temp Close: 0; AST Currently In Use: 0; AST Temp Closed: 0 | 0 | 0 | 3 | 17309-095-015642 | MARSHALL COUNTY COMMISSION
42480 | Permanently Closed | 1999-03-19 | 1975-01-01 | 1999-03-19 | Petroleum | On road diesel | On road diesel | Local government | Steel | Steel |  |  |  |  | 1901-01-01 | [5 empty] | Manual Tank Gauging (only tanks 1000 gal. or less and 48” or 64” in diameter) | [8 empty] | UST Currently In Use: 0; UST Temp Close: 0; AST Currently In Use: 0; AST Temp Closed: 0 | 0 | 0 | 3 | 17309-095-015642 | MARSHALL COUNTY COMMISSION
42481 | Permanently Closed | 1999-03-19 | 1975-01-01 | 1999-03-19 | Petroleum | Unleaded gasoline | Unleaded gasoline | Local government | Steel | Steel |  |  |  |  | 1901-01-01 | [5 empty] | Manual Tank Gauging (only tanks 1000 gal. or less and 48” or 64” in diameter) | [8 empty] | UST Currently In Use: 0; UST Temp Close: 0; AST Currently In Use: 0; AST Temp Closed: 0 | 0 | 0 | 3 | 17309-095-015642 | MARSHALL COUNTY COMMISSION
42482 | Permanently Closed | 1996-12-16 | 1965-01-01 | 1996-12-16 | Petroleum | On road diesel | On road diesel | State/Federal Government | Steel | Steel |  | Painted or None | Steel |  | 1901-01-01 | [14 empty] | UST Currently In Use: 0; UST Temp Close: 0; AST Currently In Use: 0; AST Temp Closed: 0 | 0 | 0 | 1 | 19774-015-015677 | FEMA SYLVIA WARREN
42483 | Permanently Closed | 1996-05-14 | 1964-01-01 |  | Petroleum | On road diesel | On road diesel | State/Federal Government | Steel | Steel |  | Painted or None | Steel |  | 1901-01-01 | [14 empty] | UST Currently In Use: 0; UST Temp Close: 0; AST Currently In Use: 0; AST Temp Closed: 0 | 0 | 0 | 1 | 19774-043-015678 | FEMA SYLVIA WARREN
42486 | Permanently Closed | 1998-12-09 | 1979-07-02 | 1998-12-09 | Petroleum | On road diesel | On road diesel | Emergency power generator | Steel | Steel |  | Painted or None | Steel |  | 1901-01-01 | [14 empty] | UST Currently In Use: 0; UST Temp Close: 0; AST Currently In Use: 1; AST Temp Closed: 0 | 0 | 0 | 1 | 19660-055-015680 | GADSDEN BROADCAST CORP
42487 | Permanently Closed | 1988-08-08 | 1965-01-01 | 1988-08-08 | Petroleum | On road diesel | On road diesel | Emergency Power Generator | Steel | Steel |  | Painted or None | Steel |  | 1901-01-01 | [14 empty] | UST Currently In Use: 0; UST Temp Close: 0; AST Currently In Use: 0; AST Temp Closed: 0 | 0 | 0 | 1 | 19774-097-015681 | FEMA SYLVIA WARREN
42488 | Retired | 1985-01-01 | 1964-01-01 |  | Petroleum | On road diesel | On road diesel | State/Federal Government | Steel | Steel |  | Painted or None | Steel |  | 1901-01-01 | [14 empty] | UST Currently In Use: 0; UST Temp Close: 0; AST Currently In Use: 0; AST Temp Closed: 0 | 0 | 0 | 0 | 11818-101-015682 | FEDERAL COMMUNICATIONS COMMISSION
42489 | Permanently Closed | 1994-10-01 | 1969-01-01 | 1994-10-01 | Petroleum | On road diesel | On road diesel | State/Federal Government | Steel | Steel |  | Painted or None | Steel |  | 1901-01-01 | [14 empty] | UST Currently In Use: 0; UST Temp Close: 0; AST Currently In Use: 0; AST Temp Closed: 0 | 0 | 0 | 1 | 19774-101-015683 | FEMA SYLVIA WARREN
42490 | Permanently Closed | 1994-10-01 | 1969-01-01 | 1994-10-01 | Petroleum | On road diesel | On road diesel | State/Federal Government | Steel | Steel |  | Painted or None | Steel |  | 1901-01-01 | [14 empty] | UST Currently In Use: 0; UST Temp Close: 0; AST Currently In Use: 0; AST Temp Closed: 0 | 0 | 0 | 1 | 19774-101-015684 | FEMA SYLVIA WARREN
42491 | Permanently Closed | 1993-07-30 | 1968-01-01 | 1993-07-30 | Petroleum | On road diesel | On road diesel | State/Federal Government | Steel | Steel |  | Painted or None | Steel |  | 1901-01-01 | [14 empty] | UST Currently In Use: 0; UST Temp Close: 0; AST Currently In Use: 0; AST Temp Closed: 0 | 0 | 0 | 1 | 11818-033-015685 | FEDERAL COMMUNICATIONS COMMISSION
42492 | Permanently Closed | 1993-07-30 | 1980-01-01 | 1993-07-30 | Petroleum | On road diesel | On road diesel | Emergency Power Generator | Steel | Steel |  | Painted or None | Steel |  | 1901-01-01 | [14 empty] | UST Currently In Use: 0; UST Temp Close: 0; AST Currently In Use: 0; AST Temp Closed: 0 | 0 | 0 | 1 | 11818-033-015686 | FEDERAL COMMUNICATIONS COMMISSION
42493 | Temporary Closed | 2012-10-10 | 1991-01-01 |  | Petroleum | Unleaded gasoline | Unleaded gasoline | Retail | Steel | Steel | Coated & cathodic protection (sti-P3) |  | Fiberglass reinforced plastic |  |  | Catchment Basin | Flow Rest 90% Full | Flow Rest 90% Full |  |  | Continuous Automatic Tank Gauge |  | Containment Sump | Automatic flow restrictor (MLLD) | Interstitial Monitoring within Secondary Containment |  |  |  |  | UST Currently In Use: 0; UST Temp Close: 3; AST Currently In Use: 0; AST Temp Closed: 0 | 0 | 3 | 0 | 25683-083-015643 | PEEBLES PROPERTIES LLC
42495 | Temporary Closed | 2012-10-10 | 1991-01-01 |  | Petroleum | Mid-grade gasoline | Mid-grade gasoline | Retail | Steel | Steel | Coated & cathodic protection (sti-P3) |  | Fiberglass reinforced plastic |  |  | Catchment Basin | Flow Rest 90% Full | Flow Rest 90% Full |  |  | Continuous Automatic Tank Gauge |  | Automatic flow restrictor (MLLD) | Automatic flow restrictor (MLLD) | Interstitial Monitoring within Secondary Containment |  |  |  |  | UST Currently In Use: 0; UST Temp Close: 3; AST Currently In Use: 0; AST Temp Closed: 0 | 0 | 3 | 0 | 25683-083-015643 | PEEBLES PROPERTIES LLC
42496 | Temporary Closed | 2012-10-10 | 1991-01-01 |  | Petroleum | Premium gasoline | Premium gasoline | Retail | Steel | Steel | Coated & cathodic protection (sti-P3) |  | Fiberglass reinforced plastic |  |  | Catchment Basin | Flow Rest 90% Full | Flow Rest 90% Full |  |  | Continuous Automatic Tank Gauge |  | Containment Sump | Automatic flow restrictor (MLLD) | Interstitial Monitoring within Secondary Containment |  |  |  |  | UST Currently In Use: 0; UST Temp Close: 3; AST Currently In Use: 0; AST Temp Closed: 0 | 0 | 3 | 0 | 25683-083-015643 | PEEBLES PROPERTIES LLC
42497 | Permanently Closed | 1998-10-09 | 1984-01-01 | 2001-10-09 | Petroleum | Unleaded gasoline | Unleaded gasoline |  | Steel | Steel | Coated & cathodic protection (sti-P3) |  | Steel |  | 1901-01-01 | Catchment Basin | Automatic shutoff device At 95% full | Automatic shutoff device At 95% full | Interstitial Monitoring within Secondary Containment | [10 empty] | UST Currently In Use: 0; UST Temp Close: 0; AST Currently In Use: 0; AST Temp Closed: 0 | 0 | 0 | 2 | 21253-049-015644 | LINDA S WELDON
42498 | Permanently Closed | 1998-10-09 | 1984-01-01 | 2001-10-09 | Petroleum | Unleaded gasoline | Unleaded gasoline |  | Steel | Steel | Coated & cathodic protection (sti-P3) |  | Steel |  | 1901-01-01 | Catchment Basin | Automatic shutoff device At 95% full | Automatic shutoff device At 95% full | Interstitial Monitoring within Secondary Containment | [10 empty] | UST Currently In Use: 0; UST Temp Close: 0; AST Currently In Use: 0; AST Temp Closed: 0 | 0 | 0 | 2 | 21253-049-015644 | LINDA S WELDON
42499 | Currently in Use |  | 1991-10-21 |  | Petroleum | Unleaded gasoline | Unleaded gasoline | Retail | 8U,4D | Single Wall | Coated & cathodic protection (sti-P3) |  | Single Wall |  |  | Catchment Basin | Automatic shutoff device At 95% full | Automatic shutoff device At 95% full |  |  | Continuous Automatic Tank Gauge | [8 empty] | UST Currently In Use: 1; UST Temp Close: 0; AST Currently In Use: 1; AST Temp Closed: 0 | 1 | 0 | 3 | 25357-095-000669 | KRUNAL PATEL
42500 | Permanently Closed | 1990-11-29 | 1973-01-01 | 1992-06-19 | Petroleum | Unleaded gasoline | Unleaded gasoline |  | Steel | Steel |  | Painted or None | Steel |  | 1901-01-01 | [14 empty] | UST Currently In Use: 0; UST Temp Close: 0; AST Currently In Use: 0; AST Temp Closed: 0 | 0 | 0 | 3 | 12678-073-008232 | SHAW OIL CO INC
42501 | Permanently Closed | 1991-12-17 | 1971-01-07 | 1991-12-17 | Petroleum | Unleaded gasoline | Unleaded gasoline |  | Steel | Steel |  |  |  |  | 1901-01-01 | [14 empty] | UST Currently In Use: 0; UST Temp Close: 0; AST Currently In Use: 0; AST Temp Closed: 0 | 0 | 0 | 1 | 17549-045-015487 | HENRY S LUCHNER
42502 | Permanently Closed | 1998-12-22 | 1975-11-01 | 2000-03-10 | Petroleum | Unleaded gasoline | Unleaded gasoline | [5 empty] | Steel |  | 1901-01-01 | [5 empty] | Statistical Inventory Reconciliation (SIR) | [5 empty] | Statistical inventory reconciliation (SIR) | Statistical inventory reconciliation (SIR) |  | UST Currently In Use: 0; UST Temp Close: 0; AST Currently In Use: 0; AST Temp Closed: 0 | 0 | 0 | 3 | 16259-121-015490 | JAMES D RUDD
42503 | Permanently Closed | 1998-12-22 | 1981-07-01 | 2000-03-10 | Petroleum | Unleaded gasoline | Unleaded gasoline | [5 empty] | Steel |  | 1901-01-01 | [5 empty] | Statistical Inventory Reconciliation (SIR) | [5 empty] | Statistical inventory reconciliation (SIR) | Statistical inventory reconciliation (SIR) |  | UST Currently In Use: 0; UST Temp Close: 0; AST Currently In Use: 0; AST Temp Closed: 0 | 0 | 0 | 3 | 16259-121-015490 | JAMES D RUDD
42504 | Permanently Closed | 1998-12-22 | 1981-07-01 | 2000-03-10 | Petroleum | Unleaded gasoline | Unleaded gasoline | [5 empty] | Steel |  | 1901-01-01 | [5 empty] | Statistical Inventory Reconciliation (SIR) | [5 empty] | Statistical inventory reconciliation (SIR) | Statistical inventory reconciliation (SIR) |  | UST Currently In Use: 0; UST Temp Close: 0; AST Currently In Use: 0; AST Temp Closed: 0 | 0 | 0 | 3 | 16259-121-015490 | JAMES D RUDD
42505 | Permanently Closed | 1994-08-31 | 1966-01-01 | 1994-08-31 | Petroleum | Unleaded gasoline | Unleaded gasoline |  | Steel | Steel |  | Painted or None | Steel |  | 1901-01-01 | [5 empty] | Other |  | Other | Other |  |  | Other | Other |  | UST Currently In Use: 0; UST Temp Close: 0; AST Currently In Use: 0; AST Temp Closed: 0 | 0 | 0 | 4 | 13652-115-011673 | THE NOLEN CO INC
42506 | Temporary Closed | 2006-03-01 | 1901-01-01 |  | Petroleum | Unleaded gasoline | Unleaded gasoline | Retail | Steel | Steel | Field installed cathodic protection |  | Steel |  |  | Catchment Basin | Flow Rest 90% Full | Flow Rest 90% Full |  |  | Statistical Inventory Reconciliation (SIR) | [8 empty] | UST Currently In Use: 0; UST Temp Close: 2; AST Currently In Use: 0; AST Temp Closed: 0 | 0 | 2 | 0 | 11741-123-009045 | MARY ELLEN PHILLIPS
42507 | Currently in Use |  | 1991-02-26 |  | Petroleum | Unleaded gasoline | Unleaded gasoline | Retail | Steel | Steel | Coated & cathodic protection (sti-P3) |  | Fiberglass reinforced plastic |  |  | Catchment Basin | Automatic shutoff device At 95% full | Automatic shutoff device At 95% full | Interstitial Monitoring within Secondary Containment | MANUAL/VISUAL CHECK | Continuous Automatic Tank Gauge |  | Automatic flow restrictor (MLLD) | Automatic flow restrictor (MLLD) |  |  | Annual line testing | Annual line testing |  | UST Currently In Use: 2; UST Temp Close: 0; AST Currently In Use: 0; AST Temp Closed: 0 | 2 | 0 | 2 | 13929-063-002209 | PRINCE OIL COMPANY, INC.
42508 | Currently in Use |  | 1991-02-26 |  | Petroleum | Unleaded gasoline | Unleaded gasoline | Retail | Steel | Steel | Coated & cathodic protection (sti-P3) |  | Fiberglass reinforced plastic |  |  | Catchment Basin | Automatic shutoff device At 95% full | Automatic shutoff device At 95% full | Interstitial Monitoring within Secondary Containment | MANUAL/VISUAL CHECK | Continuous Automatic Tank Gauge |  | Automatic flow restrictor (MLLD) | Automatic flow restrictor (MLLD) |  |  | Annual line testing | Annual line testing |  | UST Currently In Use: 2; UST Temp Close: 0; AST Currently In Use: 0; AST Temp Closed: 0 | 2 | 0 | 2 | 13929-063-002209 | PRINCE OIL COMPANY, INC.
42509 | Permanently Closed | 2004-08-10 | 1980-01-01 |  | Petroleum | Used oil | Used oil |  | Steel | Steel |  | Painted or None | Steel |  | 1901-01-01 | Other | EXEMPT | Other | [11 empty] | UST Currently In Use: 0; UST Temp Close: 0; AST Currently In Use: 0; AST Temp Closed: 0 | 0 | 0 | 1 | 17592-049-006130 | L D MCREYNOLDS
42510 | Retired | 1988-12-22 | 1976-01-01 |  | Petroleum | On road diesel | On road diesel |  | Steel | Steel |  |  |  |  | 1901-01-01 | [5 empty] | Statistical Inventory Reconciliation (SIR) | [8 empty] | UST Currently In Use: 0; UST Temp Close: 0; AST Currently In Use: 0; AST Temp Closed: 0 | 0 | 0 | 0 | 14493-091-009013 | SOUTHERN OIL COMPANY, INC.
42511 | Currently in Use |  | 1991-12-20 |  | Petroleum | Unleaded gasoline | Unleaded gasoline | Retail | Single Wall | Single Wall | Coated & cathodic protection (sti-P3) |  | Fiberglass reinforced plastic |  |  | Catchment Basin | Flow Rest 90% Full | Flow Rest 90% Full |  |  | Automatic Tank Gauge | Single walled submersible pump containment sump | Containment Sump | Automatic flow restrictor (MLLD) |  |  | Annual line testing | Annual line testing |  | UST Currently In Use: 2; UST Temp Close: 0; AST Currently In Use: 0; AST Temp Closed: 0 | 2 | 0 | 0 | 23789-043-008172 | GARY SELF
42512 | Currently in Use |  | 1991-12-20 |  | Petroleum | Unleaded gasoline | Unleaded gasoline | Retail | Single Wall | Single Wall | Coated & cathodic protection (sti-P3) |  | Fiberglass reinforced plastic |  |  | Catchment Basin | Flow Rest 90% Full | Flow Rest 90% Full |  |  | Automatic Tank Gauge | Single walled submersible pump containment sump | Containment Sump | Automatic flow restrictor (MLLD) |  |  | Annual line testing | Annual line testing |  | UST Currently In Use: 2; UST Temp Close: 0; AST Currently In Use: 0; AST Temp Closed: 0 | 2 | 0 | 0 | 23789-043-008172 | GARY SELF
42513 | Currently in Use |  | 1991-10-15 |  | Petroleum | Unleaded gasoline | Unleaded gasoline | Retail | STORE UST | Single Wall | Coated & cathodic protection (sti-P3) |  | Single Wall |  | 1901-01-01 | Catchment Basin | Flow Rest 90% Full | Flow Rest 90% Full |  |  | Statistical Inventory Reconciliation (SIR) | [8 empty] | UST Currently In Use: 3; UST Temp Close: 0; AST Currently In Use: 0; AST Temp Closed: 0 | 3 | 0 | 3 | 17594-095-000209 | SOUTH SAUTY CREEK RESORT INC
42514 | Currently in Use |  | 1991-10-15 |  | Petroleum | Unleaded gasoline | Unleaded gasoline | Retail | STORE UST | Single Wall | Coated & cathodic protection (sti-P3) |  | Steel |  | 1901-01-01 | Catchment Basin | Flow Rest 90% Full | Flow Rest 90% Full |  |  | Statistical Inventory Reconciliation (SIR) | [8 empty] | UST Currently In Use: 3; UST Temp Close: 0; AST Currently In Use: 0; AST Temp Closed: 0 | 3 | 0 | 3 | 17594-095-000209 | SOUTH SAUTY CREEK RESORT INC
42515 | Permanently Closed | 1996-02-01 | 1972-01-01 | 1997-08-25 | Petroleum | Unleaded gasoline | Unleaded gasoline |  | Steel | Steel |  | Painted or None | Steel |  | 1901-01-01 | [14 empty] | UST Currently In Use: 0; UST Temp Close: 0; AST Currently In Use: 0; AST Temp Closed: 0 | 0 | 0 | 3 | 17496-021-014831 | DANNY LYNN SMITH
42516 | Permanently Closed | 1994-11-08 | 1972-01-01 | 2000-08-22 | Petroleum | Unleaded gasoline | Unleaded gasoline | Local government | Steel | Steel |  |  | Steel |  | 1901-01-01 | [14 empty] | UST Currently In Use: 0; UST Temp Close: 0; AST Currently In Use: 0; AST Temp Closed: 0 | 0 | 0 | 1 | 11715-053-015584 | ESCAMBIA COUNTY COMMISSION
42517 | Permanently Closed | 1998-07-08 | 1985-11-01 | 1998-07-08 | Petroleum | Used oil | Used oil |  | Steel | Steel |  |  | Fiberglass reinforced plastic |  | 1901-01-01 | Other | EXEMPT | Other | [11 empty] | UST Currently In Use: 0; UST Temp Close: 0; AST Currently In Use: 0; AST Temp Closed: 0 | 0 | 0 | 1 | 17653-017-015495 | KING FORD MERCURY CHRYSLER PLYMOUTH
42518 | Permanently Closed | 2000-08-08 | 1989-04-21 | 2000-08-08 | Petroleum | Unleaded gasoline | Unleaded gasoline |  | Steel | Steel | Coated & cathodic protection (sti-P3) |  | Fiberglass reinforced plastic |  | 1901-01-01 | Catchment Basin | Automatic shutoff device At 95% full | Automatic shutoff device At 95% full | [11 empty] | UST Currently In Use: 0; UST Temp Close: 0; AST Currently In Use: 0; AST Temp Closed: 0 | 0 | 0 | 3 | 17587-049-015638 | EDWARD EVANS
42519 | Permanently Closed | 2000-08-08 | 1989-04-21 | 2000-08-08 | Petroleum | Unleaded gasoline | Unleaded gasoline |  | Steel | Steel | Coated & cathodic protection (sti-P3) |  | Fiberglass reinforced plastic |  | 1901-01-01 | Catchment Basin | Automatic shutoff device At 95% full | Automatic shutoff device At 95% full | [11 empty] | UST Currently In Use: 0; UST Temp Close: 0; AST Currently In Use: 0; AST Temp Closed: 0 | 0 | 0 | 3 | 17587-049-015638 | EDWARD EVANS
42520 | Permanently Closed | 2000-08-08 | 1989-04-21 | 2000-08-08 | Petroleum | Unleaded gasoline | Unleaded gasoline |  | Steel | Steel | Coated & cathodic protection (sti-P3) |  | Fiberglass reinforced plastic |  | 1901-01-01 | Catchment Basin | Automatic shutoff device At 95% full | Automatic shutoff device At 95% full | [11 empty] | UST Currently In Use: 0; UST Temp Close: 0; AST Currently In Use: 0; AST Temp Closed: 0 | 0 | 0 | 3 | 17587-049-015638 | EDWARD EVANS
42521 | Temporary Closed | 2021-01-01 | 1991-01-16 |  | Petroleum | Unleaded gasoline | Unleaded gasoline | Retail | Steel | Steel | Coated & cathodic protection (sti-P3) |  | Fiberglass reinforced plastic |  |  | Catchment Basin | Flow Rest 90% Full | Automatic shutoff device At 95% full |  |  | Automatic Tank Gauge |  | Automatic flow restrictor (MLLD) | Automatic flow restrictor (MLLD) |  |  | Annual line testing | Annual line testing |  | UST Currently In Use: 0; UST Temp Close: 3; AST Currently In Use: 0; AST Temp Closed: 0 | 0 | 3 | 2 | 22863-075-012479 | MID SOUTH PETROLEUM CORP
42522 | Temporary Closed | 2013-12-13 | 1991-01-16 |  | Petroleum | Mid-grade gasoline | Mid-grade gasoline | Retail | Steel | Steel | Coated & cathodic protection (sti-P3) |  | Fiberglass reinforced plastic |  |  | Catchment Basin | Automatic shutoff device At 95% full | Automatic shutoff device At 95% full |  |  | Automatic Tank Gauge |  | Containment Sump | Automatic flow restrictor (MLLD) |  |  | Annual line testing | Annual line testing |  | UST Currently In Use: 0; UST Temp Close: 3; AST Currently In Use: 0; AST Temp Closed: 0 | 0 | 3 | 2 | 22863-075-012479 | MID SOUTH PETROLEUM CORP
42524 | Permanently Closed | 1998-10-01 | 1984-01-01 | 1999-12-09 | Petroleum | On road diesel | On road diesel |  | Steel | Steel |  |  | Steel |  | 1901-01-01 | [14 empty] | UST Currently In Use: 0; UST Temp Close: 0; AST Currently In Use: 1; AST Temp Closed: 0 | 0 | 0 | 3 | 21374-067-013181 | KENT WHIDDON
42525 | Permanently Closed | 1998-06-10 | 1980-07-01 | 1998-06-16 | Petroleum | Unleaded gasoline | Unleaded gasoline | Retail | Steel | Steel |  | Painted or None | Steel |  | 1901-01-01 | [11 empty] | Annual line testing | Annual line testing |  | UST Currently In Use: 2; UST Temp Close: 0; AST Currently In Use: 0; AST Temp Closed: 0 | 2 | 0 | 3 | 13526-073-015687 | MOORE OIL COMPANY, INC.
42526 | Permanently Closed | 1998-06-10 | 1980-07-01 | 1998-06-16 | Petroleum | Unleaded gasoline | Unleaded gasoline | Retail | Steel | Steel |  | Painted or None | Steel |  | 1901-01-01 | [14 empty] | UST Currently In Use: 2; UST Temp Close: 0; AST Currently In Use: 0; AST Temp Closed: 0 | 2 | 0 | 3 | 13526-073-015687 | MOORE OIL COMPANY, INC.
42527 | Permanently Closed | 1998-06-10 | 1980-07-01 | 1998-06-16 | Petroleum | Unleaded gasoline | Unleaded gasoline | Retail | Steel | Steel |  | Painted or None | Steel |  | 1901-01-01 | [14 empty] | UST Currently In Use: 2; UST Temp Close: 0; AST Currently In Use: 0; AST Temp Closed: 0 | 2 | 0 | 3 | 13526-073-015687 | MOORE OIL COMPANY, INC.
42528 | Permanently Closed | 1999-09-18 | 1981-08-01 | 1999-09-18 | Petroleum | Premium gasoline | Premium gasoline | Retail | Steel | Steel | Field installed cathodic protection |  | Steel |  | 1901-01-01 | Catchment Basin | Automatic shutoff device At 95% full | Automatic shutoff device At 95% full | [11 empty] | UST Currently In Use: 2; UST Temp Close: 0; AST Currently In Use: 0; AST Temp Closed: 0 | 2 | 0 | 3 | 13526-073-015688 | MOORE OIL COMPANY, INC.
42529 | Permanently Closed | 1999-09-18 | 1981-08-01 | 1999-09-18 | Petroleum | Unleaded gasoline | Unleaded gasoline | Retail | Steel | Steel | Field installed cathodic protection |  | Steel |  | 1901-01-01 | Catchment Basin | Automatic shutoff device At 95% full | Automatic shutoff device At 95% full | [11 empty] | UST Currently In Use: 2; UST Temp Close: 0; AST Currently In Use: 0; AST Temp Closed: 0 | 2 | 0 | 3 | 13526-073-015688 | MOORE OIL COMPANY, INC.
42530 | Permanently Closed | 1999-09-18 | 1981-08-01 | 1999-09-18 | Petroleum | Mid-grade gasoline | Mid-grade gasoline | Retail | Steel | Steel | Field installed cathodic protection |  | Steel |  | 1901-01-01 | Catchment Basin | Automatic shutoff device At 95% full | Automatic shutoff device At 95% full | [11 empty] | UST Currently In Use: 2; UST Temp Close: 0; AST Currently In Use: 0; AST Temp Closed: 0 | 2 | 0 | 3 | 13526-073-015688 | MOORE OIL COMPANY, INC.
42531 | Temporary Closed | 2014-01-03 | 1991-03-01 |  | Petroleum | Unleaded gasoline | Unleaded gasoline | Retail | Single Wall | Single Wall | Field installed cathodic protection |  | Double Wall |  | 1901-01-01 | Catchment Basin | Flow Rest 90% Full | Flow Rest 90% Full |  |  | Automatic Tank Gauge |  | Containment Sump | Automatic flow restrictor (MLLD) |  |  | Annual line testing | Annual line testing |  | UST Currently In Use: 0; UST Temp Close: 2; AST Currently In Use: 0; AST Temp Closed: 0 | 0 | 2 | 4 | 17612-043-014520 | ROBERTSON ENTERPRISES, INC.
42532 | Temporary Closed | 2014-01-03 | 1991-03-01 |  | Petroleum | Unleaded gasoline | Unleaded gasoline | Retail | Single Wall | Single Wall | Field installed cathodic protection |  | Double Wall |  | 1901-01-01 | Catchment Basin | Flow Rest 90% Full | Flow Rest 90% Full |  |  | Automatic Tank Gauge |  | Automatic flow restrictor (MLLD) | Automatic flow restrictor (MLLD) |  |  | Annual line testing | Annual line testing |  | UST Currently In Use: 0; UST Temp Close: 2; AST Currently In Use: 0; AST Temp Closed: 0 | 0 | 2 | 4 | 17612-043-014520 | ROBERTSON ENTERPRISES, INC.
42534 | Permanently Closed | 1996-03-01 | 1987-10-29 | 1996-10-09 | Petroleum | Unleaded gasoline | Unleaded gasoline | Industrial | Steel | Steel | Coated & cathodic protection (sti-P3) |  | Steel |  | 1901-01-01 | [14 empty] | UST Currently In Use: 0; UST Temp Close: 0; AST Currently In Use: 0; AST Temp Closed: 0 | 0 | 0 | 1 | 17907-073-015689 | FUJI TRUCOLOR OF ALABAMA
42535 | Currently in Use |  | 1991-10-23 |  | Petroleum | Unleaded gasoline | Unleaded gasoline | Retail | Steel | Double Wall | Coated & cathodic protection (sti-P3) |  | Double Wall |  |  | Catchment Basin | Automatic shutoff device At 95% full | Automatic shutoff device At 95% full | Interstitial Monitoring within Secondary Containment | SENSOR TO ATG | Continuous Automatic Tank Gauge |  | Automatic flow restrictor (MLLD) | Automatic flow restrictor (MLLD) |  |  | Annual line testing | Annual line testing |  | UST Currently In Use: 3; UST Temp Close: 0; AST Currently In Use: 0; AST Temp Closed: 0 | 3 | 0 | 4 | 13026-003-000629 | SPRIGGS ENTERPRISES INC
42536 | Currently in Use |  | 1991-10-23 |  | Petroleum | Premium gasoline | Premium gasoline | Retail | Steel | Double Wall | Coated & cathodic protection (sti-P3) |  | Double Wall |  |  | Catchment Basin | Automatic shutoff device At 95% full | Automatic shutoff device At 95% full | Interstitial Monitoring within Secondary Containment | SENSOR TO ATG | Continuous Automatic Tank Gauge |  | Automatic flow restrictor (MLLD) | Automatic flow restrictor (MLLD) |  |  | Annual line testing | Annual line testing |  | UST Currently In Use: 3; UST Temp Close: 0; AST Currently In Use: 0; AST Temp Closed: 0 | 3 | 0 | 4 | 13026-003-000629 | SPRIGGS ENTERPRISES INC
42537 | Currently in Use |  | 1991-10-23 |  | Petroleum | On road diesel | On road diesel | Retail | Steel | Double Wall | Coated & cathodic protection (sti-P3) |  | Double Wall |  |  | Catchment Basin | Automatic shutoff device At 95% full | Automatic shutoff device At 95% full | Interstitial Monitoring within Secondary Containment | SENSOR TO ATG | Continuous Automatic Tank Gauge |  | Containment Sump | Automatic flow restrictor (MLLD) |  |  | Annual line testing | Annual line testing |  | UST Currently In Use: 3; UST Temp Close: 0; AST Currently In Use: 0; AST Temp Closed: 0 | 3 | 0 | 4 | 13026-003-000629 | SPRIGGS ENTERPRISES INC
42538 | Currently in Use |  | 1991-07-03 |  | Petroleum | Unleaded gasoline | Unleaded gasoline | Retail | Steel | Steel | Coated & cathodic protection (sti-P3) |  | Fiberglass reinforced plastic |  |  | Catchment Basin | Flow Rest 90% Full | Flow Rest 90% Full |  |  | Automatic Tank Gauge |  | Automatic flow restrictor (MLLD) | Automatic flow restrictor (MLLD) |  |  | Annual line testing | Annual line testing |  | UST Currently In Use: 2; UST Temp Close: 0; AST Currently In Use: 0; AST Temp Closed: 0 | 2 | 0 | 0 | 25480-031-004282 | JAINIL LLC
42539 | Currently in Use |  | 1991-07-03 |  | Petroleum | Premium gasoline | Premium gasoline | Retail | Steel | Steel | Coated & cathodic protection (sti-P3) |  | Fiberglass reinforced plastic |  |  | Catchment Basin | Flow Rest 90% Full | Flow Rest 90% Full |  |  | Automatic Tank Gauge |  | Automatic flow restrictor (MLLD) | Automatic flow restrictor (MLLD) |  |  | Annual line testing | Annual line testing |  | UST Currently In Use: 2; UST Temp Close: 0; AST Currently In Use: 0; AST Temp Closed: 0 | 2 | 0 | 0 | 25480-031-004282 | JAINIL LLC
42540 | Currently in Use |  | 1991-10-01 |  | Petroleum | On road diesel | On road diesel | Industrial | Double Wall | Double Wall |  |  | Fiberglass reinforced plastic |  | 1901-01-01 | Catchment Basin | Automatic shutoff device At 95% full | Automatic shutoff device At 95% full | Interstitial Monitoring within Secondary Containment | SENSOR TO ATG | Continuous Automatic Tank Gauge |  | Containment Sump | Automatic flow restrictor (MLLD) | Interstitial Monitoring within Secondary Containment |  | Annual line testing | Annual line testing |  | UST Currently In Use: 1; UST Temp Close: 0; AST Currently In Use: 0; AST Temp Closed: 0 | 1 | 0 | 0 | 12154-097-015585 | GREYHOUND LINES INC ENVIRO DEPT
42541 | Currently in Use |  | 1991-12-01 |  | Petroleum | Premium gasoline | Premium gasoline | Retail | Steel | Steel | Coated & cathodic protection (sti-P3) |  | Flexible | APT |  | Catchment Basin | Automatic shutoff device At 95% full | Automatic shutoff device At 95% full |  |  | Continuous Automatic Tank Gauge |  | Containment Sump | Automatic shutoff device (AELLD) | [5 empty] | UST Currently In Use: 4; UST Temp Close: 0; AST Currently In Use: 0; AST Temp Closed: 0 | 4 | 0 | 5 | 23413-101-005900 | CIRCLE K STORES, INC.
42542 | Currently in Use |  | 1991-12-01 |  | Petroleum | Unleaded gasoline | Unleaded gasoline | Retail | Steel | Steel | Coated & cathodic protection (sti-P3) |  | APT 1755C | APT |  | Catchment Basin | Automatic shutoff device At 95% full | Automatic shutoff device At 95% full |  |  | Continuous Automatic Tank Gauge |  | Automatic shutoff device (AELLD) | Automatic shutoff device (AELLD) | Interstitial Monitoring within Secondary Containment |  |  |  |  | UST Currently In Use: 4; UST Temp Close: 0; AST Currently In Use: 0; AST Temp Closed: 0 | 4 | 0 | 5 | 23413-101-005900 | CIRCLE K STORES, INC.
42543 | Currently in Use |  | 1991-12-01 |  | Petroleum | Unleaded gasoline | Unleaded gasoline | Retail | Steel | Steel | Coated & cathodic protection (sti-P3) |  | APT 1755C | APT |  | Catchment Basin | Automatic shutoff device At 95% full | Automatic shutoff device At 95% full |  |  | Continuous Automatic Tank Gauge |  | Containment Sump | Containment Sump |  |  | Other | Other |  | UST Currently In Use: 4; UST Temp Close: 0; AST Currently In Use: 0; AST Temp Closed: 0 | 4 | 0 | 5 | 23413-101-005900 | CIRCLE K STORES, INC.
42544 | Currently in Use |  | 1991-12-01 |  | Petroleum | On road diesel | On road diesel | Retail | Steel | Steel | Coated & cathodic protection (sti-P3) |  | APT 1755C | APT |  | Catchment Basin | Automatic shutoff device At 95% full | Automatic shutoff device At 95% full |  |  | Continuous Automatic Tank Gauge |  | Containment Sump | Automatic shutoff device (AELLD) | Interstitial Monitoring within Secondary Containment |  |  |  |  | UST Currently In Use: 4; UST Temp Close: 0; AST Currently In Use: 0; AST Temp Closed: 0 | 4 | 0 | 5 | 23413-101-005900 | CIRCLE K STORES, INC.
42545 | Permanently Closed | 1997-08-11 | 1981-08-01 | 1997-08-11 | Petroleum | Unleaded gasoline | Unleaded gasoline |  | Steel | Steel |  | Painted or None |  |  | 1901-01-01 | [11 empty] | Annual line testing | Annual line testing |  | UST Currently In Use: 2; UST Temp Close: 0; AST Currently In Use: 1; AST Temp Closed: 0 | 2 | 0 | 4 | 10921-015-015507 | CHARLES GIVENS
42546 | Permanently Closed | 1997-08-11 | 1981-08-01 | 1997-08-11 | Petroleum | Unleaded gasoline | Unleaded gasoline |  | Steel | Steel |  | Painted or None |  |  | 1901-01-01 | [11 empty] | Annual line testing | Annual line testing |  | UST Currently In Use: 2; UST Temp Close: 0; AST Currently In Use: 1; AST Temp Closed: 0 | 2 | 0 | 4 | 10921-015-015507 | CHARLES GIVENS
42547 | Permanently Closed | 1997-08-11 | 1981-08-01 | 1997-08-11 | Petroleum | Unleaded gasoline | Unleaded gasoline |  | Steel | Steel |  | Painted or None |  |  | 1901-01-01 | [11 empty] | Annual line testing | Annual line testing |  | UST Currently In Use: 2; UST Temp Close: 0; AST Currently In Use: 1; AST Temp Closed: 0 | 2 | 0 | 4 | 10921-015-015507 | CHARLES GIVENS
42548 | Permanently Closed | 1997-08-11 | 1981-08-01 | 1997-08-11 | Petroleum | On road diesel | On road diesel |  | Steel | Steel |  | Painted or None | Steel |  | 1901-01-01 | [11 empty] | Annual line testing | Annual line testing |  | UST Currently In Use: 2; UST Temp Close: 0; AST Currently In Use: 1; AST Temp Closed: 0 | 2 | 0 | 4 | 10921-015-015507 | CHARLES GIVENS
42549 | Permanently Closed | 2006-05-01 | 1991-11-01 | 2007-09-26 | Petroleum | Unleaded gasoline | Unleaded gasoline | Retail | Steel | Steel | Coated & cathodic protection (sti-P3) |  | Fiberglass reinforced plastic |  | 1901-01-01 | Catchment Basin | Automatic shutoff device At 95% full | Automatic shutoff device At 95% full |  |  | Statistical Inventory Reconciliation (SIR) | [8 empty] | UST Currently In Use: 0; UST Temp Close: 0; AST Currently In Use: 0; AST Temp Closed: 0 | 0 | 0 | 5 | 12979-095-001341 | KNIGHT OIL COMPANY, INC.
42550 | Currently in Use |  | 1991-02-24 |  | Petroleum | Unleaded gasoline | Unleaded gasoline | Retail | Steel | Steel | Coated & cathodic protection (sti-P3) |  | Fiberglass reinforced plastic |  |  | Catchment Basin | Flow Rest 90% Full | Flow Rest 90% Full |  |  | Automatic Tank Gauge |  | Automatic flow restrictor (MLLD) | Automatic flow restrictor (MLLD) |  |  | Annual line testing | Annual line testing |  | UST Currently In Use: 4; UST Temp Close: 0; AST Currently In Use: 0; AST Temp Closed: 0 | 4 | 0 | 3 | 20760-087-010444 | LAKE MARTIN, INC
42553 | Currently in Use |  | 1991-02-24 |  | Petroleum | Premium gasoline | Premium gasoline | Retail | Steel | Steel | Coated & cathodic protection (sti-P3) |  | Fiberglass reinforced plastic |  |  | Catchment Basin | Flow Rest 90% Full | Flow Rest 90% Full |  |  | Automatic Tank Gauge |  | Automatic flow restrictor (MLLD) | Automatic flow restrictor (MLLD) |  |  | Annual line testing | Annual line testing |  | UST Currently In Use: 4; UST Temp Close: 0; AST Currently In Use: 0; AST Temp Closed: 0 | 4 | 0 | 3 | 20760-087-010444 | LAKE MARTIN, INC
42554 | Currently in Use |  | 1991-02-24 |  | Petroleum | Unleaded gasoline | Unleaded gasoline | Retail | Steel | Steel | Coated & cathodic protection (sti-P3) |  | Fiberglass reinforced plastic |  |  | Catchment Basin | Flow Rest 90% Full | Flow Rest 90% Full |  |  | Automatic Tank Gauge |  | Automatic flow restrictor (MLLD) | Automatic flow restrictor (MLLD) |  |  | Annual line testing | Annual line testing |  | UST Currently In Use: 4; UST Temp Close: 0; AST Currently In Use: 0; AST Temp Closed: 0 | 4 | 0 | 3 | 20760-087-010444 | LAKE MARTIN, INC
42555 | Currently in Use |  | 1991-04-09 |  | Petroleum | Kerosene | Kerosene | Retail | Steel | Steel | Coated & cathodic protection (sti-P3) |  | Fiberglass reinforced plastic |  |  | Catchment Basin | Flow Rest 90% Full | Flow Rest 90% Full |  |  | Automatic Tank Gauge | [8 empty] | UST Currently In Use: 4; UST Temp Close: 0; AST Currently In Use: 0; AST Temp Closed: 0 | 4 | 0 | 3 | 20760-087-010444 | LAKE MARTIN, INC
42556 | Permanently Closed | 1997-09-01 | 1901-01-01 | 1997-10-09 | Petroleum | On road diesel | On road diesel | Local government | Steel | Steel |  | Painted or None | Steel |  | 1901-01-01 | [14 empty] | UST Currently In Use: 0; UST Temp Close: 0; AST Currently In Use: 0; AST Temp Closed: 0 | 0 | 0 | 1 | 12713-073-014809 | JEFFERSON COUNTY COMMISSION
42557 | Currently in Use |  | 1991-02-14 |  | Petroleum | Unleaded gasoline | Unleaded gasoline | Local government | Single Wall | Fiberglass reinforced plastic |  |  | Double Wall |  | 1901-01-01 | Catchment Basin | Automatic shutoff device At 95% full | Automatic shutoff device At 95% full |  |  | Automatic Tank Gauge |  | Automatic flow restrictor (MLLD) | Automatic flow restrictor (MLLD) |  |  | Annual line testing | Annual line testing |  | UST Currently In Use: 1; UST Temp Close: 0; AST Currently In Use: 0; AST Temp Closed: 0 | 1 | 0 | 5 | 12713-073-001760 | JEFFERSON COUNTY COMMISSION
42558 | Permanently Closed | 1998-12-28 | 1956-01-10 | 1999-04-13 | Petroleum | Unleaded gasoline | Unleaded gasoline | Retail | Steel | Steel |  | Painted or None | Steel |  | 1901-01-01 | [14 empty] | UST Currently In Use: 0; UST Temp Close: 0; AST Currently In Use: 0; AST Temp Closed: 0 | 0 | 0 | 2 | 17657-027-015513 | A L ALLEN
42559 | Permanently Closed | 1998-12-28 | 1987-04-01 | 1999-04-13 | Petroleum | Unleaded gasoline | Unleaded gasoline | Retail | Steel | Steel |  | Painted or None | Steel |  | 1901-01-01 | [14 empty] | UST Currently In Use: 0; UST Temp Close: 0; AST Currently In Use: 0; AST Temp Closed: 0 | 0 | 0 | 2 | 17657-027-015513 | A L ALLEN
42560 | Currently in Use |  | 1991-07-11 |  | Petroleum | Unleaded gasoline | Unleaded gasoline | Retail | Steel | Steel | Coated & cathodic protection (sti-P3) |  | Fiberglass reinforced plastic |  |  | Catchment Basin | Flow Rest 90% Full | Flow Rest 90% Full |  |  | Automatic Tank Gauge |  | Automatic flow restrictor (MLLD) | Automatic flow restrictor (MLLD) | Interstitial Monitoring within Secondary Containment | MANUAL/VISUAL CHECK |  |  |  | UST Currently In Use: 3; UST Temp Close: 0; AST Currently In Use: 0; AST Temp Closed: 0 | 3 | 0 | 0 | 20759-069-015477 | SOUTHWEST GEORGIA OIL COMPANY
42561 | Currently in Use |  | 1991-07-11 |  | Petroleum | E85 | E85 | Retail | Steel | Steel | Coated & cathodic protection (sti-P3) |  | Fiberglass reinforced plastic |  |  | Catchment Basin | Flow Rest 90% Full | Flow Rest 90% Full |  |  | Automatic Tank Gauge |  | Automatic flow restrictor (MLLD) | Automatic flow restrictor (MLLD) | Interstitial Monitoring within Secondary Containment | MANUAL/VISUAL CHECK |  |  |  | UST Currently In Use: 3; UST Temp Close: 0; AST Currently In Use: 0; AST Temp Closed: 0 | 3 | 0 | 0 | 20759-069-015477 | SOUTHWEST GEORGIA OIL COMPANY
42562 | Currently in Use |  | 1991-07-11 |  | Petroleum | Premium gasoline | Premium gasoline | Retail | Steel | Steel | Coated & cathodic protection (sti-P3) |  | Fiberglass reinforced plastic |  |  | Catchment Basin | Flow Rest 90% Full | Flow Rest 90% Full |  |  | Automatic Tank Gauge |  | Containment Sump | Automatic flow restrictor (MLLD) | Interstitial Monitoring within Secondary Containment | MANUAL/VISUAL CHECK |  |  |  | UST Currently In Use: 3; UST Temp Close: 0; AST Currently In Use: 0; AST Temp Closed: 0 | 3 | 0 | 0 | 20759-069-015477 | SOUTHWEST GEORGIA OIL COMPANY
42563 | Permanently Closed | 2000-04-01 | 1975-01-01 | 2000-04-01 | Petroleum | Unleaded gasoline | Unleaded gasoline |  | Steel | Steel | Coated & cathodic protection (sti-P3) |  | Steel |  | 1901-01-01 |  | Flow Rest 90% Full | Flow Rest 90% Full |  |  | Manual Tank Gauging (only tanks 1000 gal. or less and 48” or 64” in diameter) | [8 empty] | UST Currently In Use: 0; UST Temp Close: 0; AST Currently In Use: 0; AST Temp Closed: 0 | 0 | 0 | 2 | 17541-087-004143 | JAMES A TAUNTON
42564 | Temporary Closed | 2014-02-28 | 1991-06-16 |  | Petroleum | Unleaded gasoline | Unleaded gasoline | Retail | Double Wall | Double Wall |  |  | Double Wall |  | 1901-01-01 | Catchment Basin | Flow Rest 90% Full | Audible high level alarm At 90% full | Interstitial Monitoring within Secondary Containment | SENSOR TO ATG |  |  | Automatic flow restrictor (MLLD) | Automatic flow restrictor (MLLD) |  |  | Annual line testing | Annual line testing |  | UST Currently In Use: 0; UST Temp Close: 4; AST Currently In Use: 0; AST Temp Closed: 0 | 0 | 4 | 3 | 25409-121-000824 | SHEILA GUPTA
42565 | Temporary Closed | 2014-02-28 | 1991-06-01 |  | Petroleum | Mid-grade gasoline | Mid-grade gasoline | Retail | Double Wall | Double Wall |  |  | Fiberglass reinforced plastic |  | 1901-01-01 | Catchment Basin | Flow Rest 90% Full | Audible high level alarm At 90% full | Interstitial Monitoring within Secondary Containment | SENSOR TO ATG |  |  | Automatic flow restrictor (MLLD) | Automatic flow restrictor (MLLD) |  |  | Annual line testing | Annual line testing |  | UST Currently In Use: 0; UST Temp Close: 4; AST Currently In Use: 0; AST Temp Closed: 0 | 0 | 4 | 3 | 25409-121-000824 | SHEILA GUPTA
42566 | Temporary Closed | 2014-02-28 | 1991-06-01 |  | Petroleum | Premium gasoline | Premium gasoline | Retail | Fiberglass reinforced plastic | Double Wall |  |  | Fiberglass reinforced plastic |  | 1901-01-01 | Catchment Basin | Audible high level alarm At 90% full | Audible high level alarm At 90% full | Interstitial Monitoring within Secondary Containment | SENSOR TO ATG |  |  | Automatic flow restrictor (MLLD) | Automatic flow restrictor (MLLD) |  |  | Annual line testing | Annual line testing |  | UST Currently In Use: 0; UST Temp Close: 4; AST Currently In Use: 0; AST Temp Closed: 0 | 0 | 4 | 3 | 25409-121-000824 | SHEILA GUPTA
42567 | Temporary Closed | 2014-11-14 | 1991-06-01 |  | Petroleum | On road diesel | On road diesel | Retail | Double Wall | Double Wall |  |  | Fiberglass reinforced plastic |  | 1901-01-01 | Catchment Basin | Flow Rest 90% Full | Audible high level alarm At 90% full | Interstitial Monitoring within Secondary Containment | SENSOR TO ATG |  |  | Automatic flow restrictor (MLLD) | Automatic flow restrictor (MLLD) |  |  | Annual line testing | Annual line testing |  | UST Currently In Use: 0; UST Temp Close: 4; AST Currently In Use: 0; AST Temp Closed: 0 | 0 | 4 | 3 | 25409-121-000824 | SHEILA GUPTA
42568 | Permanently Closed | 1994-08-25 | 1974-01-01 | 1994-08-25 | Petroleum | On road diesel | On road diesel |  | Steel | Steel |  | Painted or None | Steel |  | 1901-01-01 | [11 empty] | Annual line testing | Annual line testing |  | UST Currently In Use: 0; UST Temp Close: 0; AST Currently In Use: 0; AST Temp Closed: 0 | 0 | 0 | 1 | 17574-015-015690 | PATE MORRISON
42569 | Permanently Closed | 1998-10-08 | 1982-06-01 | 1998-12-03 | Petroleum | Unleaded gasoline | Unleaded gasoline | Retail | Steel | Steel |  | Painted or None | Steel |  | 1901-01-01 | [14 empty] | UST Currently In Use: 0; UST Temp Close: 0; AST Currently In Use: 0; AST Temp Closed: 0 | 0 | 0 | 2 | 13526-073-015691 | MOORE OIL COMPANY, INC.
42570 | Permanently Closed | 1998-10-08 | 1982-06-01 | 1998-12-03 | Petroleum | Unleaded gasoline | Unleaded gasoline | Retail | Steel | Steel |  | Painted or None | Steel |  | 1901-01-01 | [14 empty] | UST Currently In Use: 0; UST Temp Close: 0; AST Currently In Use: 0; AST Temp Closed: 0 | 0 | 0 | 2 | 13526-073-015691 | MOORE OIL COMPANY, INC.
42571 | Permanently Closed | 2004-01-01 | 1987-01-04 | 2017-02-24 | Petroleum | Mid-grade gasoline | Mid-grade gasoline | Local Government | Steel | Steel | Field installed cathodic protection |  | Flexible |  |  | Catchment Basin | Automatic shutoff device At 95% full | Automatic shutoff device At 95% full |  |  | Statistical Inventory Reconciliation (SIR) | [5 empty] | Statistical inventory reconciliation (SIR) | Statistical inventory reconciliation (SIR) |  | UST Currently In Use: 0; UST Temp Close: 0; AST Currently In Use: 0; AST Temp Closed: 0 | 0 | 0 | 4 | 24547-099-010189 | TOWN OF BEATRICE
42572 | Permanently Closed | 2004-01-01 | 1980-01-01 | 2017-02-24 | Petroleum | Unleaded gasoline | Unleaded gasoline | Retail | Steel | Steel | Field installed cathodic protection |  | Flexible |  |  | Catchment Basin | Automatic shutoff device At 95% full | Automatic shutoff device At 95% full |  |  | Statistical Inventory Reconciliation (SIR) | [5 empty] | Statistical inventory reconciliation (SIR) | Statistical inventory reconciliation (SIR) |  | UST Currently In Use: 0; UST Temp Close: 0; AST Currently In Use: 0; AST Temp Closed: 0 | 0 | 0 | 4 | 24547-099-010189 | TOWN OF BEATRICE
42573 | Permanently Closed | 2004-01-01 | 1980-01-01 | 2017-02-24 | Petroleum | Premium gasoline | Premium gasoline | Retail | Steel | Steel | Field installed cathodic protection |  | Flexible |  |  | Catchment Basin | Automatic shutoff device At 95% full | Automatic shutoff device At 95% full |  |  | Statistical Inventory Reconciliation (SIR) | [5 empty] | Statistical inventory reconciliation (SIR) | Statistical inventory reconciliation (SIR) |  | UST Currently In Use: 0; UST Temp Close: 0; AST Currently In Use: 0; AST Temp Closed: 0 | 0 | 0 | 4 | 24547-099-010189 | TOWN OF BEATRICE
42574 | Currently in Use |  | 1991-09-05 |  | Petroleum | Unleaded gasoline | Unleaded gasoline | Retail | Steel | Steel | Coated & cathodic protection (sti-P3) |  | Fiberglass reinforced plastic |  |  | Catchment Basin | Flow Rest 90% Full | Flow Rest 90% Full |  |  | Automatic Tank Gauge |  | Automatic flow restrictor (MLLD) | Automatic flow restrictor (MLLD) |  |  | MIDG TEMPO | Annual line testing |  | UST Currently In Use: 2; UST Temp Close: 0; AST Currently In Use: 0; AST Temp Closed: 0 | 2 | 0 | 0 | 17677-091-015586 | REGINALD WILLIAMS
42575 | Currently in Use |  | 1991-09-05 |  | Petroleum | Premium gasoline | Premium gasoline | Retail | Steel | Steel | Coated & cathodic protection (sti-P3) |  | Fiberglass reinforced plastic |  |  | Catchment Basin | Flow Rest 90% Full | Flow Rest 90% Full |  |  | Automatic Tank Gauge |  | Automatic flow restrictor (MLLD) | Automatic flow restrictor (MLLD) |  |  | Annual line testing | Annual line testing |  | UST Currently In Use: 2; UST Temp Close: 0; AST Currently In Use: 0; AST Temp Closed: 0 | 2 | 0 | 0 | 17677-091-015586 | REGINALD WILLIAMS
42576 | Permanently Closed | 1993-12-01 | 1981-05-01 | 1993-12-01 | Petroleum | Unleaded gasoline | Unleaded gasoline | Local government | Steel | Steel |  |  | Steel |  | 1901-01-01 | [14 empty] | UST Currently In Use: 0; UST Temp Close: 0; AST Currently In Use: 0; AST Temp Closed: 0 | 0 | 0 | 1 | 17678-097-015587 | TOWN OF CREOLA
42577 | Permanently Closed | 1996-02-16 | 1980-05-01 | 1996-02-16 | Petroleum | Unleaded gasoline | Unleaded gasoline |  | Steel | Steel |  |  | Steel |  | 1901-01-01 | [11 empty] | Annual line testing | Annual line testing |  | UST Currently In Use: 0; UST Temp Close: 0; AST Currently In Use: 0; AST Temp Closed: 0 | 0 | 0 | 3 | 17679-003-015588 | SAFE HARBOR MARINA
42578 | Permanently Closed | 1996-02-16 | 1980-05-01 | 1996-02-16 | Petroleum | Unleaded gasoline | Unleaded gasoline |  | Steel | Steel |  |  | Steel |  | 1901-01-01 | [14 empty] | UST Currently In Use: 0; UST Temp Close: 0; AST Currently In Use: 0; AST Temp Closed: 0 | 0 | 0 | 3 | 17679-003-015588 | SAFE HARBOR MARINA
42579 | Permanently Closed | 1987-12-01 | 1980-05-01 | 1992-10-07 | Petroleum | Unleaded gasoline | Unleaded gasoline |  | Steel | Steel |  |  | Steel |  | 1901-01-01 | [14 empty] | UST Currently In Use: 0; UST Temp Close: 0; AST Currently In Use: 0; AST Temp Closed: 0 | 0 | 0 | 3 | 17679-003-015588 | SAFE HARBOR MARINA
42580 | Permanently Closed | 1995-03-01 | 1986-02-01 | 1995-03-01 | Petroleum | On road diesel | On road diesel | Emergency power generator | Steel | Steel | Interior lined (not allowed as a standalone method of corrosion protection) | Painted or None | Steel |  | 1901-01-01 | [14 empty] | UST Currently In Use: 0; UST Temp Close: 0; AST Currently In Use: 0; AST Temp Closed: 0 | 0 | 0 | 1 | 17680-003-015589 | PHOENIX II OWNERS ASSOCIATION
42581 | Currently in Use |  | 1990-01-01 |  | Petroleum | On road diesel | On road diesel | Bulk facility | Steel | Steel | Coated & cathodic protection (sti-P3) |  | Fiberglass reinforced plastic |  |  | Catchment Basin | Flow Rest 90% Full | Automatic shutoff device At 95% full |  |  | Continuous Automatic Tank Gauge |  | Automatic flow restrictor (MLLD) | Automatic flow restrictor (MLLD) |  |  | Annual line testing | Annual line testing |  | UST Currently In Use: 4; UST Temp Close: 0; AST Currently In Use: 2; AST Temp Closed: 0 | 4 | 0 | 7 | 12554-041-008156 | J BRYCE SMITH OIL CO INC
42582 | Currently in Use |  | 1991-10-01 |  | Petroleum | Unleaded gasoline | Unleaded gasoline | Bulk facility | Steel | Steel | Coated & cathodic protection (sti-P3) |  | Fiberglass reinforced plastic |  |  | Catchment Basin | Flow Rest 90% Full | Flow Rest 90% Full |  |  | Continuous Automatic Tank Gauge |  | Automatic flow restrictor (MLLD) | Automatic flow restrictor (MLLD) |  |  | Annual line testing | Annual line testing |  | UST Currently In Use: 4; UST Temp Close: 0; AST Currently In Use: 2; AST Temp Closed: 0 | 4 | 0 | 7 | 12554-041-008156 | J BRYCE SMITH OIL CO INC
42583 | Currently in Use |  | 1991-10-01 |  | Petroleum | Premium gasoline | Premium gasoline | Bulk facility | Steel | Steel | Coated & cathodic protection (sti-P3) |  | Fiberglass reinforced plastic |  |  | Catchment Basin | Flow Rest 90% Full | Flow Rest 90% Full |  |  | Continuous Automatic Tank Gauge |  | Automatic flow restrictor (MLLD) | Automatic flow restrictor (MLLD) |  |  | Annual line testing | Annual line testing |  | UST Currently In Use: 4; UST Temp Close: 0; AST Currently In Use: 2; AST Temp Closed: 0 | 4 | 0 | 7 | 12554-041-008156 | J BRYCE SMITH OIL CO INC
42584 | Permanently Closed | 1993-12-01 | 1990-01-01 | 1993-12-01 | Petroleum | On road diesel | On road diesel | Retail | Steel | Steel | Coated & cathodic protection (sti-P3) |  | Fiberglass reinforced plastic |  | 1901-01-01 | Catchment Basin | Flow Rest 90% Full | Flow Rest 90% Full | [8 empty] | Annual line testing | Annual line testing |  | UST Currently In Use: 4; UST Temp Close: 0; AST Currently In Use: 2; AST Temp Closed: 0 | 4 | 0 | 7 | 12554-041-008156 | J BRYCE SMITH OIL CO INC
42585 | Currently in Use |  | 1991-11-07 |  | Petroleum | Unleaded gasoline | Unleaded gasoline | Retail | Steel | Steel | Coated & cathodic protection (sti-P3) |  | Fiberglass reinforced plastic |  |  | Catchment Basin | Flow Rest 90% Full | Flow Rest 90% Full |  |  | Statistical Inventory Reconciliation (SIR) |  | Automatic flow restrictor (MLLD) | Automatic flow restrictor (MLLD) |  |  | Statistical inventory reconciliation (SIR) | Annual line testing |  | UST Currently In Use: 5; UST Temp Close: 0; AST Currently In Use: 0; AST Temp Closed: 0 | 5 | 0 | 5 | 25315-097-010429 | NEZAM RAMDEEN
42586 | Currently in Use |  | 1991-11-07 |  | Petroleum | On road diesel | On road diesel | Retail | Steel | Steel | Coated & cathodic protection (sti-P3) |  | Fiberglass reinforced plastic |  |  | Catchment Basin | Flow Rest 90% Full | Flow Rest 90% Full |  |  | Statistical Inventory Reconciliation (SIR) | [8 empty] | UST Currently In Use: 5; UST Temp Close: 0; AST Currently In Use: 0; AST Temp Closed: 0 | 5 | 0 | 5 | 25315-097-010429 | NEZAM RAMDEEN
42587 | Currently in Use |  | 1991-11-07 |  | Petroleum | Premium gasoline | Premium gasoline | Retail | Steel | Steel | Coated & cathodic protection (sti-P3) |  | Fiberglass reinforced plastic |  |  | Catchment Basin | Flow Rest 90% Full | Flow Rest 90% Full |  |  | Statistical Inventory Reconciliation (SIR) |  | Automatic flow restrictor (MLLD) | Automatic flow restrictor (MLLD) |  |  | Statistical inventory reconciliation (SIR) | Annual line testing |  | UST Currently In Use: 5; UST Temp Close: 0; AST Currently In Use: 0; AST Temp Closed: 0 | 5 | 0 | 5 | 25315-097-010429 | NEZAM RAMDEEN
42588 | Currently in Use |  | 1991-11-07 |  | Petroleum | On road diesel | On road diesel | Retail | Steel | Steel | Coated & cathodic protection (sti-P3) |  | Fiberglass reinforced plastic |  |  | Catchment Basin | Automatic shutoff device At 95% full | Automatic shutoff device At 95% full |  |  | Automatic Tank Gauge | [8 empty] | UST Currently In Use: 5; UST Temp Close: 0; AST Currently In Use: 0; AST Temp Closed: 0 | 5 | 0 | 5 | 25315-097-010429 | NEZAM RAMDEEN
42589 | Currently in Use |  | 1987-06-07 |  | Petroleum | Unleaded gasoline | Unleaded gasoline | Retail | Single Wall | Single Wall | Coated & cathodic protection (sti-P3) |  | Single Wall |  |  | Catchment Basin | Automatic shutoff device At 95% full | Automatic shutoff device At 95% full |  |  | Statistical Inventory Reconciliation (SIR) |  | Automatic flow restrictor (MLLD) | Automatic flow restrictor (MLLD) |  |  | Statistical inventory reconciliation (SIR) | Statistical inventory reconciliation (SIR) |  | UST Currently In Use: 3; UST Temp Close: 0; AST Currently In Use: 0; AST Temp Closed: 0 | 3 | 0 | 0 | 21565-111-015483 | J S LLC
42590 | Currently in Use |  | 1987-06-07 |  | Petroleum | Unleaded gasoline | Unleaded gasoline | Retail | Single Wall | Single Wall | Coated & cathodic protection (sti-P3) |  | Single Wall |  |  | Catchment Basin | Automatic shutoff device At 95% full | Automatic shutoff device At 95% full |  |  | Statistical Inventory Reconciliation (SIR) |  | Automatic flow restrictor (MLLD) | Automatic flow restrictor (MLLD) |  |  | Statistical inventory reconciliation (SIR) | Statistical inventory reconciliation (SIR) |  | UST Currently In Use: 3; UST Temp Close: 0; AST Currently In Use: 0; AST Temp Closed: 0 | 3 | 0 | 0 | 21565-111-015483 | J S LLC
42591 | Currently in Use |  | 1987-06-07 |  | Petroleum | On road diesel | On road diesel | Retail | Steel | Single Wall | Coated & cathodic protection (sti-P3) |  | Fiberglass reinforced plastic |  |  | Catchment Basin | Automatic shutoff device At 95% full | Automatic shutoff device At 95% full |  |  | Statistical Inventory Reconciliation (SIR) |  | Automatic flow restrictor (MLLD) | Automatic flow restrictor (MLLD) |  |  | Statistical inventory reconciliation (SIR) | Statistical inventory reconciliation (SIR) |  | UST Currently In Use: 3; UST Temp Close: 0; AST Currently In Use: 0; AST Temp Closed: 0 | 3 | 0 | 0 | 21565-111-015483 | J S LLC
42592 | Currently in Use |  | 1991-08-16 |  | Petroleum | Unleaded gasoline | Unleaded gasoline | Retail | Steel | Steel | Coated & cathodic protection (sti-P3) |  | Fiberglass reinforced plastic |  |  | Catchment Basin | Flow Rest 90% Full | Automatic shutoff device At 95% full |  |  | Continuous Automatic Tank Gauge |  | Automatic flow restrictor (MLLD) | Automatic flow restrictor (MLLD) |  |  | Annual line testing | Annual line testing |  | UST Currently In Use: 4; UST Temp Close: 0; AST Currently In Use: 0; AST Temp Closed: 0 | 4 | 0 | 1 | 17153-113-015515 | B W CAPPS & SON
42593 | Currently in Use |  | 1991-08-16 |  | Petroleum | Premium gasoline | Premium gasoline | Retail | Steel | Steel | Coated & cathodic protection (sti-P3) |  | Fiberglass reinforced plastic |  |  | Catchment Basin | Automatic shutoff device At 95% full | Automatic shutoff device At 95% full |  |  | Continuous Automatic Tank Gauge |  | Automatic flow restrictor (MLLD) | Automatic flow restrictor (MLLD) |  |  | Annual line testing | Annual line testing |  | UST Currently In Use: 4; UST Temp Close: 0; AST Currently In Use: 0; AST Temp Closed: 0 | 4 | 0 | 1 | 17153-113-015515 | B W CAPPS & SON
42594 | Currently in Use |  | 1991-08-16 |  | Petroleum | Unleaded gasoline | Unleaded gasoline | Retail | Steel | Steel | Coated & cathodic protection (sti-P3) |  | Fiberglass reinforced plastic |  |  | Catchment Basin | Flow Rest 90% Full | Automatic shutoff device At 95% full |  |  | Continuous Automatic Tank Gauge |  | Automatic flow restrictor (MLLD) | Automatic flow restrictor (MLLD) |  |  | Annual line testing | Annual line testing |  | UST Currently In Use: 4; UST Temp Close: 0; AST Currently In Use: 0; AST Temp Closed: 0 | 4 | 0 | 1 | 17153-113-015515 | B W CAPPS & SON
42595 | Currently in Use |  | 1991-08-16 |  | Petroleum | On road diesel | On road diesel | Retail | Steel | Steel | Coated & cathodic protection (sti-P3) |  | Fiberglass reinforced plastic |  |  | Catchment Basin | Automatic shutoff device At 95% full | Automatic shutoff device At 95% full |  |  | Continuous Automatic Tank Gauge |  | Automatic flow restrictor (MLLD) | Automatic flow restrictor (MLLD) |  |  | Annual line testing | Annual line testing |  | UST Currently In Use: 4; UST Temp Close: 0; AST Currently In Use: 0; AST Temp Closed: 0 | 4 | 0 | 1 | 17153-113-015515 | B W CAPPS & SON
42596 | Permanently Closed | 1996-05-03 | 1991-08-16 | 1996-05-03 | Petroleum | Kerosene | Kerosene | Retail | Steel | Steel | Coated & cathodic protection (sti-P3) |  | Fiberglass reinforced plastic |  | 1901-01-01 | Catchment Basin | Flow Rest 90% Full | Flow Rest 90% Full | [11 empty] | UST Currently In Use: 4; UST Temp Close: 0; AST Currently In Use: 0; AST Temp Closed: 0 | 4 | 0 | 1 | 17153-113-015515 | B W CAPPS & SON
42597 | Currently in Use |  | 1991-04-10 |  | Petroleum | Unleaded gasoline | Unleaded gasoline | Retail | Steel | Single Wall | Coated & cathodic protection (sti-P3) |  | Double Wall |  |  | Catchment Basin | Flow Rest 90% Full | Flow Rest 90% Full |  |  | Automatic Tank Gauge |  | Automatic flow restrictor (MLLD) | Automatic flow restrictor (MLLD) |  |  | Annual line testing | Annual line testing |  | UST Currently In Use: 3; UST Temp Close: 0; AST Currently In Use: 0; AST Temp Closed: 0 | 3 | 0 | 4 | 25402-121-005826 | NAVJOT KAUR & AMANDEEP SINGH
42598 | Currently in Use |  | 1991-04-10 |  | Petroleum | Mid-grade gasoline | Mid-grade gasoline | Retail | Single Wall | Single Wall | Coated & cathodic protection (sti-P3) |  | Fiberglass reinforced plastic |  |  | Catchment Basin | Flow Rest 90% Full | Flow Rest 90% Full |  |  | Automatic Tank Gauge |  | Automatic flow restrictor (MLLD) | Automatic flow restrictor (MLLD) |  |  | Annual line testing | Annual line testing |  | UST Currently In Use: 3; UST Temp Close: 0; AST Currently In Use: 0; AST Temp Closed: 0 | 3 | 0 | 4 | 25402-121-005826 | NAVJOT KAUR & AMANDEEP SINGH
42599 | Currently in Use |  | 1991-04-10 |  | Petroleum | Premium gasoline | Premium gasoline | Retail | Single Wall | Single Wall | Coated & cathodic protection (sti-P3) |  | Fiberglass reinforced plastic |  |  | Catchment Basin | Flow Rest 90% Full | Flow Rest 90% Full |  |  | Automatic Tank Gauge |  | Automatic flow restrictor (MLLD) | Automatic flow restrictor (MLLD) |  |  | Annual line testing | Annual line testing |  | UST Currently In Use: 3; UST Temp Close: 0; AST Currently In Use: 0; AST Temp Closed: 0 | 3 | 0 | 4 | 25402-121-005826 | NAVJOT KAUR & AMANDEEP SINGH
42600 | Permanently Closed | 2008-01-25 | 1987-01-01 | 2008-01-25 | Petroleum | Unleaded gasoline | Unleaded gasoline | State/federal government | Fiberglass reinforced plastic | Fiberglass reinforced plastic |  |  | Fiberglass reinforced plastic |  | 1901-01-01 | Catchment Basin | Automatic shutoff device At 95% full | Automatic shutoff device At 95% full |  |  | Statistical Inventory Reconciliation (SIR) | [5 empty] | Statistical inventory reconciliation (SIR) | Statistical inventory reconciliation (SIR) |  | UST Currently In Use: 0; UST Temp Close: 0; AST Currently In Use: 0; AST Temp Closed: 0 | 0 | 0 | 3 | 17659-113-015516 | FT MITCHELL NATIONAL CEMETERY
42601 | Permanently Closed | 2008-01-25 | 1987-01-01 | 2008-01-25 | Petroleum | On road diesel | On road diesel | State/federal government | Fiberglass reinforced plastic | Fiberglass reinforced plastic |  |  | Fiberglass reinforced plastic |  | 1901-01-01 | Catchment Basin | Automatic shutoff device At 95% full | Automatic shutoff device At 95% full |  |  | Statistical Inventory Reconciliation (SIR) | [5 empty] | Statistical inventory reconciliation (SIR) | Statistical inventory reconciliation (SIR) |  | UST Currently In Use: 0; UST Temp Close: 0; AST Currently In Use: 0; AST Temp Closed: 0 | 0 | 0 | 3 | 17659-113-015516 | FT MITCHELL NATIONAL CEMETERY
42602 | Permanently Closed | 2008-01-25 | 1987-01-01 | 2008-01-25 | Petroleum | Unleaded gasoline | Unleaded gasoline | State/federal government | Fiberglass reinforced plastic | Fiberglass reinforced plastic |  |  | Fiberglass reinforced plastic |  | 1901-01-01 | Catchment Basin | Automatic shutoff device At 95% full | Automatic shutoff device At 95% full |  |  | Statistical Inventory Reconciliation (SIR) | [8 empty] | UST Currently In Use: 0; UST Temp Close: 0; AST Currently In Use: 0; AST Temp Closed: 0 | 0 | 0 | 3 | 17659-113-015516 | FT MITCHELL NATIONAL CEMETERY
42603 | Permanently Closed | 1996-07-01 | 1976-01-01 | 1996-07-08 | Petroleum | Unleaded gasoline | Unleaded gasoline | Retail | Steel | Steel |  |  | Steel | [16 empty] | UST Currently In Use: 3; UST Temp Close: 0; AST Currently In Use: 0; AST Temp Closed: 0 | 3 | 0 | 3 | 23470-069-005758 | TERRY ODOM
42604 | Temporary Closed | 2010-01-31 | 1990-08-01 |  | Petroleum | Unleaded gasoline | Unleaded gasoline | Retail | Steel | Single Wall | Coated & cathodic protection (sti-P3) |  | Fiberglass reinforced plastic |  |  | Catchment Basin | Flow Rest 90% Full | Flow Rest 90% Full |  |  | Statistical Inventory Reconciliation (SIR) |  | Automatic flow restrictor (MLLD) | Automatic flow restrictor (MLLD) |  |  | Statistical inventory reconciliation (SIR) | Statistical inventory reconciliation (SIR) |  | UST Currently In Use: 0; UST Temp Close: 5; AST Currently In Use: 0; AST Temp Closed: 0 | 0 | 5 | 5 | 10825-089-001623 | CAMPBELL AND SONS OIL COMPANY, INC.
42605 | Temporary Closed | 2010-01-31 | 1990-08-01 |  | Petroleum | Mid-grade gasoline | Mid-grade gasoline | Retail | Single Wall | Single Wall | Coated & cathodic protection (sti-P3) |  | Fiberglass reinforced plastic |  |  | Catchment Basin | Flow Rest 90% Full | Flow Rest 90% Full |  |  | Statistical Inventory Reconciliation (SIR) |  | Automatic flow restrictor (MLLD) | Automatic flow restrictor (MLLD) |  |  | Statistical inventory reconciliation (SIR) | Statistical inventory reconciliation (SIR) |  | UST Currently In Use: 0; UST Temp Close: 5; AST Currently In Use: 0; AST Temp Closed: 0 | 0 | 5 | 5 | 10825-089-001623 | CAMPBELL AND SONS OIL COMPANY, INC.
42606 | Temporary Closed | 2010-01-31 | 1990-08-01 |  | Petroleum | Premium gasoline | Premium gasoline | Retail | Single Wall | Single Wall | Coated & cathodic protection (sti-P3) |  | Fiberglass reinforced plastic |  |  | Catchment Basin | Flow Rest 90% Full | Flow Rest 90% Full |  |  | Statistical Inventory Reconciliation (SIR) |  | Automatic flow restrictor (MLLD) | Automatic flow restrictor (MLLD) |  |  | Statistical inventory reconciliation (SIR) | Statistical inventory reconciliation (SIR) |  | UST Currently In Use: 0; UST Temp Close: 5; AST Currently In Use: 0; AST Temp Closed: 0 | 0 | 5 | 5 | 10825-089-001623 | CAMPBELL AND SONS OIL COMPANY, INC.
42607 | Temporary Closed | 2010-01-31 | 1990-08-01 |  | Petroleum | On road diesel | On road diesel | Retail | Single Wall | Single Wall | Coated & cathodic protection (sti-P3) |  | Fiberglass reinforced plastic |  |  | Catchment Basin | Flow Rest 90% Full | Flow Rest 90% Full |  |  | Statistical Inventory Reconciliation (SIR) |  | Automatic flow restrictor (MLLD) | Automatic flow restrictor (MLLD) |  |  | Statistical inventory reconciliation (SIR) | Statistical inventory reconciliation (SIR) |  | UST Currently In Use: 0; UST Temp Close: 5; AST Currently In Use: 0; AST Temp Closed: 0 | 0 | 5 | 5 | 10825-089-001623 | CAMPBELL AND SONS OIL COMPANY, INC.
42608 | Temporary Closed | 2010-01-31 | 1990-08-01 |  | Petroleum | Kerosene | Kerosene | Retail | Steel | Single Wall | Coated & cathodic protection (sti-P3) |  | Double Wall |  |  | Catchment Basin | Flow Rest 90% Full | Flow Rest 90% Full |  |  | Statistical Inventory Reconciliation (SIR) |  | Automatic flow restrictor (MLLD) | Automatic flow restrictor (MLLD) |  |  | Statistical inventory reconciliation (SIR) | Statistical inventory reconciliation (SIR) |  | UST Currently In Use: 0; UST Temp Close: 5; AST Currently In Use: 0; AST Temp Closed: 0 | 0 | 5 | 5 | 10825-089-001623 | CAMPBELL AND SONS OIL COMPANY, INC.
42609 | Currently in Use |  | 1990-07-01 |  | Petroleum | Unleaded gasoline | Unleaded gasoline | Retail | Steel | Single Wall | Coated & cathodic protection (sti-P3) |  | Double Wall |  | 1901-01-01 | Catchment Basin | Flow Rest 90% Full | Flow Rest 90% Full |  |  | Continuous Automatic Tank Gauge |  | SLAVE | Automatic shutoff device (AELLD) | [5 empty] | UST Currently In Use: 5; UST Temp Close: 0; AST Currently In Use: 0; AST Temp Closed: 0 | 5 | 0 | 3 | 25265-089-001625 | LGWS/CROSS AMERICA PARTNERS
42610 | Currently in Use |  | 1990-07-01 |  | Petroleum | Unleaded gasoline | Unleaded gasoline | Retail | Single Wall | Single Wall | Coated & cathodic protection (sti-P3) |  | Double Wall |  | 1901-01-01 | Catchment Basin | Flow Rest 90% Full | Flow Rest 90% Full |  |  | Continuous Automatic Tank Gauge |  | Automatic shutoff device (AELLD) | Automatic shutoff device (AELLD) | [5 empty] | UST Currently In Use: 5; UST Temp Close: 0; AST Currently In Use: 0; AST Temp Closed: 0 | 5 | 0 | 3 | 25265-089-001625 | LGWS/CROSS AMERICA PARTNERS
42611 | Currently in Use |  | 1990-07-01 |  | Petroleum | Premium gasoline | Premium gasoline | Retail | Single Wall | Single Wall | Coated & cathodic protection (sti-P3) |  | Fiberglass reinforced plastic |  | 1901-01-01 | Catchment Basin | Flow Rest 90% Full | Flow Rest 90% Full |  |  | Continuous Automatic Tank Gauge |  | Automatic shutoff device (AELLD) | Automatic shutoff device (AELLD) | [5 empty] | UST Currently In Use: 5; UST Temp Close: 0; AST Currently In Use: 0; AST Temp Closed: 0 | 5 | 0 | 3 | 25265-089-001625 | LGWS/CROSS AMERICA PARTNERS
42612 | Currently in Use |  | 1990-07-01 |  | Petroleum | On road diesel | On road diesel | Retail | Single Wall | Single Wall | Coated & cathodic protection (sti-P3) |  | Double Wall |  | 1901-01-01 | Catchment Basin | Flow Rest 90% Full | Flow Rest 90% Full |  |  | Continuous Automatic Tank Gauge |  | Containment Sump | Automatic shutoff device (AELLD) | [5 empty] | UST Currently In Use: 5; UST Temp Close: 0; AST Currently In Use: 0; AST Temp Closed: 0 | 5 | 0 | 3 | 25265-089-001625 | LGWS/CROSS AMERICA PARTNERS
42613 | Currently in Use |  | 1990-07-01 |  | Petroleum | On road diesel | On road diesel | Retail | Single Wall | Single Wall | Coated & cathodic protection (sti-P3) |  | Fiberglass reinforced plastic |  | 1901-01-01 | Catchment Basin | Flow Rest 90% Full | Flow Rest 90% Full |  |  | Continuous Automatic Tank Gauge |  | Automatic shutoff device (AELLD) | Automatic shutoff device (AELLD) | [5 empty] | UST Currently In Use: 5; UST Temp Close: 0; AST Currently In Use: 0; AST Temp Closed: 0 | 5 | 0 | 3 | 25265-089-001625 | LGWS/CROSS AMERICA PARTNERS
42616 | Temporary Closed | 2014-01-01 | 1991-12-02 |  | Petroleum | Unleaded gasoline | Unleaded gasoline | Industrial | Fiberglass reinforced plastic | Fiberglass reinforced plastic |  |  | Fiberglass reinforced plastic |  | 1901-01-01 | Catchment Basin | Audible high level alarm At 90% full | Audible high level alarm At 90% full |  |  | Continuous Automatic Tank Gauge | [8 empty] | UST Currently In Use: 2; UST Temp Close: 1; AST Currently In Use: 0; AST Temp Closed: 0 | 2 | 1 | 6 | 10702-073-002690 | BROWNING FERRIS INDUSTRIES
42617 | Currently in Use |  | 1991-12-02 |  | Petroleum | On road diesel | On road diesel | Industrial | Double Wall | Double Wall |  |  | 2 PIECES |  | 1901-01-01 | Catchment Basin | Audible high level alarm At 90% full | Audible high level alarm At 90% full |  |  | Continuous Automatic Tank Gauge |  | Containment Sump | Automatic flow restrictor (MLLD) |  |  | Annual line testing | Annual line testing |  | UST Currently In Use: 2; UST Temp Close: 1; AST Currently In Use: 0; AST Temp Closed: 0 | 2 | 1 | 6 | 10702-073-002690 | BROWNING FERRIS INDUSTRIES
42618 | Currently in Use |  | 1991-12-02 |  | Petroleum | On road diesel | On road diesel | Industrial | Double Wall | Double Wall | Other |  | Fiberglass reinforced plastic |  | 1901-01-01 | Catchment Basin | Audible high level alarm At 90% full | Audible high level alarm At 90% full |  |  | Continuous Automatic Tank Gauge |  | Containment Sump | Automatic flow restrictor (MLLD) |  |  | Annual line testing | Annual line testing |  | UST Currently In Use: 2; UST Temp Close: 1; AST Currently In Use: 0; AST Temp Closed: 0 | 2 | 1 | 6 | 10702-073-002690 | BROWNING FERRIS INDUSTRIES
42619 | Permanently Closed | 2001-09-12 | 1987-09-01 | 2004-01-08 | Petroleum | On road diesel | On road diesel |  | Steel | Steel |  | Painted or None | Steel |  | 1901-01-01 | [14 empty] | UST Currently In Use: 0; UST Temp Close: 0; AST Currently In Use: 0; AST Temp Closed: 0 | 0 | 0 | 3 | 13672-123-008372 | NORTH ALABAMA EXPRESS INC
42620 | Currently in Use |  | 1991-09-15 |  | Petroleum | Unleaded gasoline | Unleaded gasoline | Retail | Steel | Steel | Coated & cathodic protection (sti-P3) |  | Double Wall |  |  | Catchment Basin | Flow Rest 90% Full | Flow Rest 90% Full |  |  | Automatic Tank Gauge |  | Automatic flow restrictor (MLLD) | Automatic flow restrictor (MLLD) |  |  | Annual line testing | Annual line testing |  | UST Currently In Use: 3; UST Temp Close: 1; AST Currently In Use: 0; AST Temp Closed: 0 | 3 | 1 | 0 | 13338-119-015590 | MCBRIDE OIL COMPANY, INC.
42621 | Temporary Closed | 2014-12-17 | 1991-09-15 |  | Petroleum | Mid-grade gasoline | Mid-grade gasoline | Retail | Steel | Steel | Coated & cathodic protection (sti-P3) |  | Fiberglass reinforced plastic |  |  | Catchment Basin | Flow Rest 90% Full | Flow Rest 90% Full |  |  |  |  | Automatic flow restrictor (MLLD) | Automatic flow restrictor (MLLD) |  |  | Annual line testing | Annual line testing |  | UST Currently In Use: 3; UST Temp Close: 1; AST Currently In Use: 0; AST Temp Closed: 0 | 3 | 1 | 0 | 13338-119-015590 | MCBRIDE OIL COMPANY, INC.
42622 | Currently in Use |  | 1991-09-15 |  | Petroleum | Premium gasoline | Premium gasoline | Retail | Steel | Steel | Coated & cathodic protection (sti-P3) |  | Fiberglass reinforced plastic |  |  | Catchment Basin | Flow Rest 90% Full | Flow Rest 90% Full |  |  | Automatic Tank Gauge |  | Automatic flow restrictor (MLLD) | Automatic flow restrictor (MLLD) |  |  | Annual line testing | Annual line testing |  | UST Currently In Use: 3; UST Temp Close: 1; AST Currently In Use: 0; AST Temp Closed: 0 | 3 | 1 | 0 | 13338-119-015590 | MCBRIDE OIL COMPANY, INC.
42623 | Currently in Use |  | 1991-10-03 |  | Petroleum | On road diesel | On road diesel | Retail | Steel | Steel | Coated & cathodic protection (sti-P3) |  | Fiberglass reinforced plastic |  |  | Catchment Basin | Flow Rest 90% Full | Flow Rest 90% Full |  |  | Automatic Tank Gauge |  | Containment Sump | Automatic flow restrictor (MLLD) |  |  | Annual line testing | Annual line testing |  | UST Currently In Use: 3; UST Temp Close: 1; AST Currently In Use: 0; AST Temp Closed: 0 | 3 | 1 | 0 | 13338-119-015590 | MCBRIDE OIL COMPANY, INC.
42624 | Currently in Use |  | 1991-10-23 |  | Petroleum | Unleaded gasoline | Unleaded gasoline | Retail | Single Wall | Single Wall | Coated & cathodic protection (sti-P3) |  | Fiberglass reinforced plastic |  |  | Catchment Basin | Flow Rest 90% Full | Flow Rest 90% Full |  |  | Automatic Tank Gauge | Single walled submersible pump containment sump | Automatic flow restrictor (MLLD) | Automatic flow restrictor (MLLD) |  | SENSOR TO ATG | Annual line testing | Annual line testing |  | UST Currently In Use: 2; UST Temp Close: 0; AST Currently In Use: 0; AST Temp Closed: 0 | 2 | 0 | 3 | 14281-103-008351 | JAMES WEAVER
42625 | Currently in Use |  | 1991-04-10 |  | Petroleum | Unleaded gasoline | Unleaded gasoline | Retail | Steel | Single Wall | Coated & cathodic protection (sti-P3) |  | Single Wall |  |  | Catchment Basin | Automatic shutoff device At 95% full | Automatic shutoff device At 95% full |  |  | Statistical Inventory Reconciliation (SIR) | [8 empty] | UST Currently In Use: 4; UST Temp Close: 0; AST Currently In Use: 0; AST Temp Closed: 0 | 4 | 0 | 3 | 13284-093-006865 | H.L. MARTIN DISTRIBUTING CO.
42626 | Currently in Use |  | 1991-04-10 |  | Petroleum | Unleaded gasoline | Unleaded gasoline | Retail | Steel | Single Wall | Coated & cathodic protection (sti-P3) |  | Single Wall |  |  | Catchment Basin | Automatic shutoff device At 95% full | Automatic shutoff device At 95% full |  |  | Statistical Inventory Reconciliation (SIR) | [8 empty] | UST Currently In Use: 4; UST Temp Close: 0; AST Currently In Use: 0; AST Temp Closed: 0 | 4 | 0 | 3 | 13284-093-006865 | H.L. MARTIN DISTRIBUTING CO.
42627 | Currently in Use |  | 1991-04-10 |  | Petroleum | Unleaded gasoline | Unleaded gasoline | Retail | Steel | Single Wall | Coated & cathodic protection (sti-P3) |  | Single Wall |  |  | Catchment Basin | Automatic shutoff device At 95% full | Automatic shutoff device At 95% full |  |  | Statistical Inventory Reconciliation (SIR) | [8 empty] | UST Currently In Use: 4; UST Temp Close: 0; AST Currently In Use: 0; AST Temp Closed: 0 | 4 | 0 | 3 | 13284-093-006865 | H.L. MARTIN DISTRIBUTING CO.
42628 | Permanently Closed | 2022-11-12 | 1989-07-19 | 2024-01-17 | Petroleum | Unleaded gasoline | Unleaded gasoline | Local government | Fiberglass reinforced plastic | Fiberglass reinforced plastic |  |  | Fiberglass reinforced plastic |  | 1901-01-01 | Catchment Basin | Flow Rest 90% Full | Flow Rest 90% Full | Interstitial Monitoring within Secondary Containment | SENSOR TO ATG | Continuous Automatic Tank Gauge |  | Automatic flow restrictor (MLLD) | Automatic flow restrictor (MLLD) |  |  | Annual line testing | Annual line testing |  | UST Currently In Use: 0; UST Temp Close: 0; AST Currently In Use: 0; AST Temp Closed: 0 | 0 | 0 | 1 | 11054-097-015591 | CITY OF MOBILE
42630 | Permanently Closed | 1993-12-20 | 1980-01-01 | 1995-12-20 | Petroleum | Unleaded gasoline | Unleaded gasoline | Retail | Steel | Steel |  |  | Steel |  | 1901-01-01 | [5 empty] | Other |  | INV RECORD | Other |  |  | INV RECORD | Other |  | UST Currently In Use: 0; UST Temp Close: 0; AST Currently In Use: 0; AST Temp Closed: 0 | 0 | 0 | 3 | 17663-121-015517 | RUTH Y WALTON
42631 | Permanently Closed | 1993-12-20 | 1980-01-01 | 1995-12-20 | Petroleum | Unleaded gasoline | Unleaded gasoline | Retail | Steel | Steel |  |  | Steel |  | 1901-01-01 | [5 empty] | Other |  | INV RECORD | Other |  |  | INV RECORD | Other |  | UST Currently In Use: 0; UST Temp Close: 0; AST Currently In Use: 0; AST Temp Closed: 0 | 0 | 0 | 3 | 17663-121-015517 | RUTH Y WALTON
42632 | Permanently Closed | 1993-12-20 | 1980-01-01 | 1995-12-20 | Petroleum | Unleaded gasoline | Unleaded gasoline | Retail | Steel | Steel |  |  | Steel |  | 1901-01-01 | [5 empty] | Other |  | Other | Other |  |  | Other | Other |  | UST Currently In Use: 0; UST Temp Close: 0; AST Currently In Use: 0; AST Temp Closed: 0 | 0 | 0 | 3 | 17663-121-015517 | RUTH Y WALTON
42633 | Permanently Closed | 2010-06-01 | 1991-09-27 | 2012-10-31 | Petroleum | Unleaded gasoline | Unleaded gasoline | Retail | Steel | Steel | Coated & cathodic protection (sti-P3) |  | Fiberglass reinforced plastic |  |  | Catchment Basin | Flow Rest 90% Full | Flow Rest 90% Full |  |  | Continuous Automatic Tank Gauge |  | Automatic shutoff device (AELLD) | Automatic shutoff device (AELLD) | [5 empty] | UST Currently In Use: 0; UST Temp Close: 0; AST Currently In Use: 0; AST Temp Closed: 0 | 0 | 0 | 4 | 23879-051-015110 | 2579 COBBS FORD LLC
42634 | Permanently Closed | 2010-06-01 | 1991-09-27 | 2012-10-31 | Petroleum | Unleaded gasoline | Unleaded gasoline | Retail | Steel | Steel | Coated & cathodic protection (sti-P3) |  | Fiberglass reinforced plastic |  |  | Catchment Basin | Flow Rest 90% Full | Flow Rest 90% Full |  |  | Continuous Automatic Tank Gauge |  | Automatic shutoff device (AELLD) | Automatic shutoff device (AELLD) | [5 empty] | UST Currently In Use: 0; UST Temp Close: 0; AST Currently In Use: 0; AST Temp Closed: 0 | 0 | 0 | 4 | 23879-051-015110 | 2579 COBBS FORD LLC
42635 | Permanently Closed | 2010-06-01 | 1991-09-27 | 2012-10-31 | Petroleum | Premium gasoline | Premium gasoline | Retail | Steel | Steel | Coated & cathodic protection (sti-P3) |  | Fiberglass reinforced plastic |  |  | Catchment Basin | Flow Rest 90% Full | Flow Rest 90% Full |  |  | Continuous Automatic Tank Gauge |  | Automatic shutoff device (AELLD) | Automatic shutoff device (AELLD) | [5 empty] | UST Currently In Use: 0; UST Temp Close: 0; AST Currently In Use: 0; AST Temp Closed: 0 | 0 | 0 | 4 | 23879-051-015110 | 2579 COBBS FORD LLC
42636 | Permanently Closed | 2010-06-01 | 1991-09-27 | 2012-10-31 | Petroleum | On road diesel | On road diesel | Retail | Steel | Steel | Coated & cathodic protection (sti-P3) |  | Fiberglass reinforced plastic |  |  | Catchment Basin | Flow Rest 90% Full | Flow Rest 90% Full |  |  | Continuous Automatic Tank Gauge |  | Automatic shutoff device (AELLD) | Automatic shutoff device (AELLD) | [5 empty] | UST Currently In Use: 0; UST Temp Close: 0; AST Currently In Use: 0; AST Temp Closed: 0 | 0 | 0 | 4 | 23879-051-015110 | 2579 COBBS FORD LLC
42637 | Temporary Closed | 2007-09-01 | 1990-10-06 |  | Petroleum | Unleaded gasoline | Unleaded gasoline | Retail | Steel | Steel | Coated & cathodic protection (sti-P3) |  | Fiberglass reinforced plastic |  |  | Catchment Basin | Automatic shutoff device At 95% full | Automatic shutoff device At 95% full |  |  | Continuous Automatic Tank Gauge | [8 empty] | UST Currently In Use: 0; UST Temp Close: 2; AST Currently In Use: 0; AST Temp Closed: 0 | 0 | 2 | 0 | 25911-121-015518 | MATHEW & SCOTTILYN MCCLELLAN
42638 | Temporary Closed | 2007-09-01 | 1990-09-15 |  | Petroleum | Premium gasoline | Premium gasoline |  | Steel | Steel | Coated & cathodic protection (sti-P3) |  | Fiberglass reinforced plastic |  |  | Catchment Basin | Automatic shutoff device At 95% full | Audible high level alarm At 90% full |  |  | Continuous Automatic Tank Gauge | [8 empty] | UST Currently In Use: 0; UST Temp Close: 2; AST Currently In Use: 0; AST Temp Closed: 0 | 0 | 2 | 0 | 25911-121-015518 | MATHEW & SCOTTILYN MCCLELLAN
42639 | Permanently Closed | 2008-01-01 | 1991-09-24 | 2008-04-02 | Petroleum | Unleaded gasoline | Unleaded gasoline | Retail | Steel | Steel | Coated & cathodic protection (sti-P3) |  | Fiberglass reinforced plastic |  | 1901-01-01 | Catchment Basin | Flow Rest 90% Full | Flow Rest 90% Full | [8 empty] | Annual line testing | Annual line testing |  | UST Currently In Use: 0; UST Temp Close: 0; AST Currently In Use: 0; AST Temp Closed: 0 | 0 | 0 | 6 | 22982-109-003141 | FIRST BAPTIST CHURCH OF TROY
42640 | Permanently Closed | 2002-05-07 | 1990-12-23 | 2003-01-17 | Petroleum | Unleaded gasoline | Unleaded gasoline | Retail | Steel | Steel | Coated & cathodic protection (sti-P3) |  | Fiberglass reinforced plastic |  | 1901-01-01 | Catchment Basin | Automatic shutoff device At 95% full | Automatic shutoff device At 95% full | [11 empty] | UST Currently In Use: 0; UST Temp Close: 0; AST Currently In Use: 0; AST Temp Closed: 0 | 0 | 0 | 2 | 10361-045-010932 | AUTO LEASING INC
42641 | Currently in Use |  | 1991-04-20 |  | Petroleum | Unleaded gasoline | Unleaded gasoline | Retail | Steel | Steel | Coated & cathodic protection (sti-P3) |  | Fiberglass reinforced plastic |  |  | Catchment Basin | Flow Rest 90% Full | Flow Rest 90% Full | Interstitial Monitoring within Secondary Containment |  | Automatic Tank Gauge |  | Automatic flow restrictor (MLLD) | Automatic flow restrictor (MLLD) | Interstitial Monitoring within Secondary Containment |  | Continuous alarm system | Continuous alarm system |  | UST Currently In Use: 3; UST Temp Close: 0; AST Currently In Use: 0; AST Temp Closed: 0 | 3 | 0 | 0 | 25823-021-015090 | REU9 LLC
42642 | Currently in Use |  | 1991-04-20 |  | Petroleum | On road diesel | On road diesel | Retail | Steel | Steel | Coated & cathodic protection (sti-P3) |  | Fiberglass reinforced plastic |  |  | Catchment Basin | Flow Rest 90% Full | Flow Rest 90% Full | Interstitial Monitoring within Secondary Containment |  | Automatic Tank Gauge |  | Automatic flow restrictor (MLLD) | Automatic flow restrictor (MLLD) | Interstitial Monitoring within Secondary Containment |  | Continuous alarm system | Continuous alarm system |  | UST Currently In Use: 3; UST Temp Close: 0; AST Currently In Use: 0; AST Temp Closed: 0 | 3 | 0 | 0 | 25823-021-015090 | REU9 LLC
42643 | Currently in Use |  | 1991-04-20 |  | Petroleum | Premium gasoline | Premium gasoline | Retail | Steel | Steel | Coated & cathodic protection (sti-P3) |  | Fiberglass reinforced plastic |  |  | Catchment Basin | Flow Rest 90% Full | Flow Rest 90% Full | Interstitial Monitoring within Secondary Containment |  | Automatic Tank Gauge |  | Automatic flow restrictor (MLLD) | Automatic flow restrictor (MLLD) | Interstitial Monitoring within Secondary Containment |  | Continuous alarm system | Continuous alarm system |  | UST Currently In Use: 3; UST Temp Close: 0; AST Currently In Use: 0; AST Temp Closed: 0 | 3 | 0 | 0 | 25823-021-015090 | REU9 LLC
42644 | Currently in Use |  | 1981-11-18 |  | Petroleum | On road diesel | On road diesel | Emergency power generator | Single Wall | Single Wall | Field installed cathodic protection |  | Single Wall |  |  | Catchment Basin | Automatic shutoff device At 95% full | Automatic shutoff device At 95% full |  |  | Continuous Automatic Tank Gauge | [8 empty] | UST Currently In Use: 1; UST Temp Close: 0; AST Currently In Use: 0; AST Temp Closed: 0 | 1 | 0 | 0 | 22665-073-015692 | HIGHPOINT OFFICE CTR C/O ARCIS INC
42645 | Temporary Closed | 2017-01-01 | 1969-05-07 |  | Petroleum | Unleaded gasoline | Unleaded gasoline | Retail | Steel | Steel | Field installed cathodic protection |  | Steel |  |  | Catchment Basin | Automatic shutoff device At 95% full | Automatic shutoff device At 95% full |  |  | Statistical Inventory Reconciliation (SIR) |  | Automatic flow restrictor (MLLD) | Automatic flow restrictor (MLLD) |  |  | Statistical inventory reconciliation (SIR) | Statistical inventory reconciliation (SIR) |  | UST Currently In Use: 0; UST Temp Close: 3; AST Currently In Use: 0; AST Temp Closed: 0 | 0 | 3 | 0 | 25281-107-015111 | DANIEL LACKEY
42646 | Temporary Closed | 2017-01-01 | 1969-05-07 |  | Petroleum | Other, CONV | Other | Retail | Steel | Steel | Field installed cathodic protection |  | Steel |  |  | Catchment Basin | Automatic shutoff device At 95% full | Automatic shutoff device At 95% full |  |  | Statistical Inventory Reconciliation (SIR) |  | Automatic flow restrictor (MLLD) | Automatic flow restrictor (MLLD) |  |  | Statistical inventory reconciliation (SIR) | Statistical inventory reconciliation (SIR) |  | UST Currently In Use: 0; UST Temp Close: 3; AST Currently In Use: 0; AST Temp Closed: 0 | 0 | 3 | 0 | 25281-107-015111 | DANIEL LACKEY
42647 | Permanently Closed | 1993-01-11 | 1901-01-01 | 1993-01-11 | Petroleum | On road diesel | On road diesel |  | Steel | Steel |  | Painted or None | Steel |  | 1901-01-01 | Catchment Basin |  |  |  |  | Other | [8 empty] | UST Currently In Use: 0; UST Temp Close: 0; AST Currently In Use: 0; AST Temp Closed: 0 | 0 | 0 | 7 | 21415-073-009647 | TED PROPERTIES LLC
42648 | Permanently Closed | 1998-03-30 | 1991-09-05 | 1998-03-30 | Petroleum | Unleaded gasoline | Unleaded gasoline | Retail | Fiberglass reinforced plastic | Fiberglass reinforced plastic |  |  | Fiberglass reinforced plastic |  | 1901-01-01 | Catchment Basin | Audible high level alarm At 90% full | Audible high level alarm At 90% full |  |  | Automatic Tank Gauge | [5 empty] | Annual line testing | Annual line testing |  | UST Currently In Use: 2; UST Temp Close: 0; AST Currently In Use: 0; AST Temp Closed: 0 | 2 | 0 | 4 | 20072-125-000826 | A & M OIL CO LLC
42649 | Currently in Use |  | 1991-09-05 |  | Petroleum | Unleaded gasoline | Unleaded gasoline | Retail | Fiberglass reinforced plastic | Fiberglass reinforced plastic |  |  | Fiberglass reinforced plastic |  | 1901-01-01 | Catchment Basin | Flow Rest 90% Full | Flow Rest 90% Full |  |  | Continuous Automatic Tank Gauge |  | Automatic shutoff device (AELLD) | Automatic shutoff device (AELLD) | [5 empty] | UST Currently In Use: 2; UST Temp Close: 0; AST Currently In Use: 0; AST Temp Closed: 0 | 2 | 0 | 4 | 20072-125-000826 | A & M OIL CO LLC
42650 | Currently in Use |  | 1991-09-05 |  | Petroleum | Premium gasoline | Premium gasoline | Retail | Fiberglass reinforced plastic | Fiberglass reinforced plastic |  |  | Fiberglass reinforced plastic |  | 1901-01-01 | Catchment Basin | Flow Rest 90% Full | Flow Rest 90% Full |  |  | Continuous Automatic Tank Gauge |  | Automatic shutoff device (AELLD) | Automatic shutoff device (AELLD) | [5 empty] | UST Currently In Use: 2; UST Temp Close: 0; AST Currently In Use: 0; AST Temp Closed: 0 | 2 | 0 | 4 | 20072-125-000826 | A & M OIL CO LLC
42651 | Permanently Closed | 1991-12-04 | 1973-01-01 | 1991-12-04 | Petroleum | Unleaded gasoline | Unleaded gasoline |  | Steel | Steel |  | Painted or None |  |  | 1901-01-01 | [14 empty] | UST Currently In Use: 0; UST Temp Close: 0; AST Currently In Use: 0; AST Temp Closed: 0 | 0 | 0 | 3 | 13579-089-000146 | MURPHY OIL USA, INC.
42653 | Permanently Closed | 1991-12-04 | 1973-01-01 | 1991-12-04 | Petroleum | Unleaded gasoline | Unleaded gasoline |  | Steel | Steel |  | Painted or None |  |  | 1901-01-01 | [14 empty] | UST Currently In Use: 0; UST Temp Close: 0; AST Currently In Use: 0; AST Temp Closed: 0 | 0 | 0 | 3 | 13579-089-000146 | MURPHY OIL USA, INC.
42654 | Currently in Use |  | 1991-11-09 |  | Petroleum | On road diesel | On road diesel | Retail | Steel | Steel | Coated & cathodic protection (sti-P3) |  | Double Wall |  |  | Catchment Basin | Flow Rest 90% Full | Flow Rest 90% Full |  |  | Continuous Automatic Tank Gauge |  | Automatic flow restrictor (MLLD) | Automatic flow restrictor (MLLD) |  |  | Annual line testing | Annual line testing |  | UST Currently In Use: 3; UST Temp Close: 0; AST Currently In Use: 0; AST Temp Closed: 0 | 3 | 0 | 0 | 17603-071-006180 | C WS PIT STOP
42655 | Currently in Use |  | 1991-11-09 |  | Petroleum | Unleaded gasoline | Unleaded gasoline | Retail | Steel | Steel | Coated & cathodic protection (sti-P3) |  | Double Wall |  |  | Catchment Basin | Flow Rest 90% Full | Flow Rest 90% Full |  |  | Continuous Automatic Tank Gauge |  | Automatic flow restrictor (MLLD) | Automatic flow restrictor (MLLD) |  |  | Annual line testing | Annual line testing |  | UST Currently In Use: 3; UST Temp Close: 0; AST Currently In Use: 0; AST Temp Closed: 0 | 3 | 0 | 0 | 17603-071-006180 | C WS PIT STOP
42658 | Permanently Closed | 1994-01-03 | 1985-06-01 | 1994-01-03 | Petroleum | Used oil | Used oil |  | Steel | Steel |  | Painted or None | Steel |  | 1901-01-01 | [11 empty] | Annual line testing | Annual line testing |  | UST Currently In Use: 0; UST Temp Close: 0; AST Currently In Use: 3; AST Temp Closed: 0 | 0 | 0 | 3 | 14262-043-007343 | Ryder System Inc.
42659 | Permanently Closed | 1994-01-11 | 1985-06-01 | 1994-01-11 | Petroleum | Other, NEW OIL | Other |  | Steel | Steel |  | Painted or None | Steel |  | 1901-01-01 | [14 empty] | UST Currently In Use: 0; UST Temp Close: 0; AST Currently In Use: 3; AST Temp Closed: 0 | 0 | 0 | 3 | 14262-043-007343 | Ryder System Inc.
42660 | Permanently Closed | 2004-01-23 | 1986-01-01 | 2004-01-23 | Petroleum | Unleaded gasoline | Unleaded gasoline | Retail | Steel | Steel | Field installed cathodic protection |  | Steel |  | 1901-01-01 | Catchment Basin | Automatic shutoff device At 95% full | Automatic shutoff device At 95% full |  |  | Statistical Inventory Reconciliation (SIR) | [8 empty] | UST Currently In Use: 0; UST Temp Close: 0; AST Currently In Use: 0; AST Temp Closed: 0 | 0 | 0 | 2 | 20055-121-015514 | JOANN JONES
42661 | Permanently Closed | 2004-01-23 | 1986-01-01 | 2004-01-23 | Petroleum | Premium gasoline | Premium gasoline | Retail | Steel | Steel | Field installed cathodic protection |  | Steel |  | 1901-01-01 | Catchment Basin | Automatic shutoff device At 95% full | Automatic shutoff device At 95% full |  |  | Statistical Inventory Reconciliation (SIR) | [8 empty] | UST Currently In Use: 0; UST Temp Close: 0; AST Currently In Use: 0; AST Temp Closed: 0 | 0 | 0 | 2 | 20055-121-015514 | JOANN JONES
42662 | Currently in Use |  | 1991-10-02 |  | Petroleum | Unleaded gasoline | Unleaded gasoline | Retail | Steel | Steel | Coated & cathodic protection (sti-P3) |  | Fiberglass reinforced plastic |  |  | Catchment Basin | Automatic shutoff device At 95% full | Automatic shutoff device At 95% full |  |  | Continuous Automatic Tank Gauge |  | Automatic shutoff device (AELLD) | Automatic shutoff device (AELLD) | [5 empty] | UST Currently In Use: 4; UST Temp Close: 0; AST Currently In Use: 0; AST Temp Closed: 0 | 4 | 0 | 3 | 15201-117-007090 | VULCAN OIL COMPANY INC.
42663 | Currently in Use |  | 1991-10-02 |  | Petroleum | Mid-grade gasoline | Mid-grade gasoline | Retail | Steel | Steel | Coated & cathodic protection (sti-P3) |  | Fiberglass reinforced plastic |  |  | Catchment Basin | Automatic shutoff device At 95% full | Automatic shutoff device At 95% full |  |  | Continuous Automatic Tank Gauge |  | Automatic shutoff device (AELLD) | Automatic shutoff device (AELLD) | [5 empty] | UST Currently In Use: 4; UST Temp Close: 0; AST Currently In Use: 0; AST Temp Closed: 0 | 4 | 0 | 3 | 15201-117-007090 | VULCAN OIL COMPANY INC.
42664 | Currently in Use |  | 1991-10-02 |  | Petroleum | Premium gasoline | Premium gasoline | Retail | Steel | Steel | Coated & cathodic protection (sti-P3) |  | Fiberglass reinforced plastic |  |  | Catchment Basin | Automatic shutoff device At 95% full | Automatic shutoff device At 95% full |  |  | Continuous Automatic Tank Gauge |  | Automatic shutoff device (AELLD) | Automatic shutoff device (AELLD) | [5 empty] | UST Currently In Use: 4; UST Temp Close: 0; AST Currently In Use: 0; AST Temp Closed: 0 | 4 | 0 | 3 | 15201-117-007090 | VULCAN OIL COMPANY INC.
42665 | Currently in Use |  | 1991-10-02 |  | Petroleum | On road diesel | On road diesel | Retail | Steel | Steel | Coated & cathodic protection (sti-P3) |  | Fiberglass reinforced plastic |  |  | Catchment Basin | Automatic shutoff device At 95% full | Automatic shutoff device At 95% full |  |  | Continuous Automatic Tank Gauge |  | Automatic shutoff device (AELLD) | Automatic shutoff device (AELLD) | [5 empty] | UST Currently In Use: 4; UST Temp Close: 0; AST Currently In Use: 0; AST Temp Closed: 0 | 4 | 0 | 3 | 15201-117-007090 | VULCAN OIL COMPANY INC.
42666 | Permanently Closed | 1998-11-01 | 1986-01-01 | 1999-11-01 | Petroleum | On road diesel | On road diesel |  | Steel | Steel |  | Painted or None | Steel |  | 1901-01-01 | [14 empty] | UST Currently In Use: 0; UST Temp Close: 0; AST Currently In Use: 0; AST Temp Closed: 0 | 0 | 0 | 3 | 17918-073-010401 | JEFF CO RACING ASSOCIATION
42667 | Permanently Closed | 1998-11-01 | 1986-01-01 | 1999-11-01 | Petroleum | Unleaded gasoline | Unleaded gasoline |  | Steel | Steel |  | Painted or None | Steel |  | 1901-01-01 | [14 empty] | UST Currently In Use: 0; UST Temp Close: 0; AST Currently In Use: 0; AST Temp Closed: 0 | 0 | 0 | 3 | 17918-073-010401 | JEFF CO RACING ASSOCIATION
42668 | Currently in Use |  | 1991-11-15 |  | Petroleum | Unleaded gasoline | Unleaded gasoline | Retail | Single Wall | Single Wall | Coated & cathodic protection (sti-P3) |  | Double Wall |  |  | Catchment Basin | Flow Rest 90% Full | Flow Rest 90% Full | Interstitial Monitoring within Secondary Containment |  | Continuous Automatic Tank Gauge |  | Automatic flow restrictor (MLLD) | Automatic flow restrictor (MLLD) |  |  | Continuous alarm system | Annual line testing |  | UST Currently In Use: 3; UST Temp Close: 0; AST Currently In Use: 0; AST Temp Closed: 0 | 3 | 0 | 0 | 22176-117-015693 | CIRCLE K
42669 | Currently in Use |  | 1991-11-15 |  | Petroleum | Mid-grade gasoline | Mid-grade gasoline | Retail | Single Wall | Single Wall | Coated & cathodic protection (sti-P3) |  | Double Wall |  |  | Catchment Basin | Flow Rest 90% Full | Flow Rest 90% Full | Interstitial Monitoring within Secondary Containment |  | Continuous Automatic Tank Gauge |  | Automatic flow restrictor (MLLD) | Automatic flow restrictor (MLLD) |  |  | Annual line testing | Annual line testing |  | UST Currently In Use: 3; UST Temp Close: 0; AST Currently In Use: 0; AST Temp Closed: 0 | 3 | 0 | 0 | 22176-117-015693 | CIRCLE K
42670 | Currently in Use |  | 1991-11-15 |  | Petroleum | Premium gasoline | Premium gasoline | Retail | Single Wall | Single Wall | Coated & cathodic protection (sti-P3) |  | Flexible |  |  | Catchment Basin | Flow Rest 90% Full | Flow Rest 90% Full | Interstitial Monitoring within Secondary Containment |  | Continuous Automatic Tank Gauge |  | Containment Sump | Automatic flow restrictor (MLLD) |  |  | Annual line testing | Annual line testing |  | UST Currently In Use: 3; UST Temp Close: 0; AST Currently In Use: 0; AST Temp Closed: 0 | 3 | 0 | 0 | 22176-117-015693 | CIRCLE K
42671 | Currently in Use |  | 1991-12-17 |  | Petroleum | Used oil | Used oil | Industrial | DBL WALL | Double Wall | Coated & cathodic protection (sti-P3) |  | NONE |  |  | Catchment Basin | Audible high level alarm At 90% full | Audible high level alarm At 90% full | Interstitial Monitoring within Secondary Containment | MANUAL/VISUAL CHECK | [9 empty] | UST Currently In Use: 5; UST Temp Close: 0; AST Currently In Use: 8; AST Temp Closed: 0 | 5 | 0 | 34 | 14817-097-011471 | CONTINENTAL MOTORS, INC.
42672 | Permanently Closed | 2005-10-01 | 1991-12-19 | 2014-03-25 | Petroleum | Used oil | Used oil | Industrial | Steel | Double Wall | Coated & cathodic protection (sti-P3) |  | Fiberglass reinforced plastic |  |  | Catchment Basin | Audible high level alarm At 90% full | Audible high level alarm At 90% full | Interstitial Monitoring within Secondary Containment | MANUAL/VISUAL CHECK | [9 empty] | UST Currently In Use: 5; UST Temp Close: 0; AST Currently In Use: 8; AST Temp Closed: 0 | 5 | 0 | 34 | 14817-097-011471 | CONTINENTAL MOTORS, INC.
42675 | Permanently Closed | 1994-09-24 | 1981-06-01 | 1994-11-29 | Petroleum | Used oil | Used oil | State/federal government |  |  |  |  | Steel |  | 1901-01-01 | [11 empty] | Annual line testing | Annual line testing |  | UST Currently In Use: 0; UST Temp Close: 0; AST Currently In Use: 21; AST Temp Closed: 0 | 0 | 0 | 33 | 15048-101-002892 | U S AIR FORCE
42676 | Permanently Closed | 1993-07-31 | 1970-02-12 | 1993-12-02 | Petroleum | Used oil | Used oil | State/federal government | Steel | Steel |  |  | N/A |  | 1901-01-01 | [14 empty] | UST Currently In Use: 0; UST Temp Close: 0; AST Currently In Use: 21; AST Temp Closed: 0 | 0 | 0 | 33 | 15048-101-002892 | U S AIR FORCE
42678 | Permanently Closed | 2000-07-26 | 1991-09-10 | 2000-07-26 | Petroleum | On road diesel | On road diesel | State/Federal Government | Fiberglass reinforced plastic | Fiberglass reinforced plastic |  |  | Steel |  | 1901-01-01 | Catchment Basin | Audible high level alarm At 90% full | Audible high level alarm At 90% full | Interstitial Monitoring within Secondary Containment |  | Other | [8 empty] | UST Currently In Use: 0; UST Temp Close: 0; AST Currently In Use: 0; AST Temp Closed: 0 | 0 | 0 | 1 | 11252-125-015112 | CORPS OF ENGINEERS
42679 | Currently in Use |  | 1991-06-20 |  | Petroleum | Unleaded gasoline | Unleaded gasoline | Retail | Single Wall | Fiberglass reinforced plastic |  |  | Double Wall |  |  | Catchment Basin | Flow Rest 90% Full | Flow Rest 90% Full |  |  | Continuous Automatic Tank Gauge | Single walled submersible pump containment sump | Automatic shutoff device (AELLD) | Automatic shutoff device (AELLD) | [5 empty] | UST Currently In Use: 2; UST Temp Close: 0; AST Currently In Use: 0; AST Temp Closed: 0 | 2 | 0 | 3 | 13529-093-006539 | MOORE PETROLEUM COMPANY, INC.
42680 | Currently in Use |  | 1991-06-20 |  | Petroleum | Premium gasoline | Premium gasoline | Retail | Fiberglass reinforced plastic | Fiberglass reinforced plastic |  |  | Fiberglass reinforced plastic |  |  | Catchment Basin | Flow Rest 90% Full | Flow Rest 90% Full |  |  | Continuous Automatic Tank Gauge | Single walled submersible pump containment sump | Containment Sump | Automatic shutoff device (AELLD) | [5 empty] | UST Currently In Use: 2; UST Temp Close: 0; AST Currently In Use: 0; AST Temp Closed: 0 | 2 | 0 | 3 | 13529-093-006539 | MOORE PETROLEUM COMPANY, INC.
42681 | Permanently Closed | 1993-10-10 | 1977-10-01 | 1993-10-10 | Petroleum | Unleaded gasoline | Unleaded gasoline | [7 empty] | 1901-01-01 | [14 empty] | UST Currently In Use: 0; UST Temp Close: 0; AST Currently In Use: 0; AST Temp Closed: 0 | 0 | 0 | 1 | 17693-097-015592 | DIMENSIONAL PRODUCTS
42682 | Currently in Use |  | 1991-10-15 |  | Petroleum | Unleaded gasoline | Unleaded gasoline | Retail | Steel | Steel | Coated & cathodic protection (sti-P3) |  | Fiberglass reinforced plastic |  |  | Catchment Basin | Flow Rest 90% Full | Flow Rest 90% Full |  |  | Statistical Inventory Reconciliation (SIR) | [8 empty] | UST Currently In Use: 1; UST Temp Close: 0; AST Currently In Use: 0; AST Temp Closed: 0 | 1 | 0 | 3 | 24866-051-003654 | PINAKIN, LLC
42683 | Temporary Closed | 2018-05-03 | 1991-11-06 |  | Petroleum | Unleaded gasoline | Unleaded gasoline | Industrial | Single Wall | Single Wall | Coated & cathodic protection (sti-P3) |  | Fiberglass reinforced plastic |  |  | Catchment Basin | Flow Rest 90% Full | Flow Rest 90% Full |  |  | Automatic Tank Gauge | [8 empty] | UST Currently In Use: 0; UST Temp Close: 1; AST Currently In Use: 0; AST Temp Closed: 0 | 0 | 1 | 0 | 25370-089-015646 | MCG GLOBAL DBA EAGLE AUTOMOTIVE
42684 | Currently in Use |  | 1987-07-10 |  | Petroleum | Unleaded gasoline | Unleaded gasoline | Retail | Single Wall | Single Wall | Coated & cathodic protection (sti-P3) |  | Single Wall |  |  | Catchment Basin | Flow Rest 90% Full | Flow Rest 90% Full |  |  | Statistical Inventory Reconciliation (SIR) | [8 empty] | UST Currently In Use: 3; UST Temp Close: 0; AST Currently In Use: 0; AST Temp Closed: 0 | 3 | 0 | 1 | 25679-089-015647 | UMANG PUROHIT
42685 | Currently in Use |  | 1987-07-10 |  | Petroleum | On road diesel | On road diesel | Retail | Single Wall | Single Wall | Coated & cathodic protection (sti-P3) |  | Single Wall |  |  | Catchment Basin | Flow Rest 90% Full | Flow Rest 90% Full |  |  | Statistical Inventory Reconciliation (SIR) | [8 empty] | UST Currently In Use: 3; UST Temp Close: 0; AST Currently In Use: 0; AST Temp Closed: 0 | 3 | 0 | 1 | 25679-089-015647 | UMANG PUROHIT
42686 | Currently in Use |  | 1987-07-10 |  | Petroleum | Unleaded gasoline | Unleaded gasoline | Retail | Single Wall | Single Wall | Coated & cathodic protection (sti-P3) |  | Fiberglass reinforced plastic |  |  | Catchment Basin | Flow Rest 90% Full | Flow Rest 90% Full |  |  | Statistical Inventory Reconciliation (SIR) | [8 empty] | UST Currently In Use: 3; UST Temp Close: 0; AST Currently In Use: 0; AST Temp Closed: 0 | 3 | 0 | 1 | 25679-089-015647 | UMANG PUROHIT
42687 | Permanently Closed | 1997-04-08 | 1987-07-10 | 1997-04-08 | Petroleum | Kerosene | Kerosene | Retail | Steel | Steel | Coated & cathodic protection (sti-P3) |  | Steel |  | 1901-01-01 | Catchment Basin | Flow Rest 90% Full | Flow Rest 90% Full | [11 empty] | UST Currently In Use: 3; UST Temp Close: 0; AST Currently In Use: 0; AST Temp Closed: 0 | 3 | 0 | 1 | 25679-089-015647 | UMANG PUROHIT
42688 | Permanently Closed | 1998-10-27 | 1991-12-01 | 1998-10-27 | Petroleum | Unleaded gasoline | Unleaded gasoline |  | Steel | Steel | Coated & cathodic protection (sti-P3) |  | Fiberglass reinforced plastic |  | 1901-01-01 | Catchment Basin | Flow Rest 90% Full | Flow Rest 90% Full |  |  | Statistical Inventory Reconciliation (SIR) | [5 empty] | Annual line testing | Annual line testing |  | UST Currently In Use: 0; UST Temp Close: 0; AST Currently In Use: 0; AST Temp Closed: 0 | 0 | 0 | 3 | 15201-089-015648 | VULCAN OIL COMPANY INC.
42689 | Permanently Closed | 1998-10-27 | 1991-12-01 | 1998-10-27 | Petroleum | Unleaded gasoline | Unleaded gasoline |  | Steel | Steel | Coated & cathodic protection (sti-P3) |  | Fiberglass reinforced plastic |  | 1901-01-01 | Catchment Basin | Flow Rest 90% Full | Flow Rest 90% Full | [8 empty] | Statistical inventory reconciliation (SIR) | Annual line testing |  | UST Currently In Use: 0; UST Temp Close: 0; AST Currently In Use: 0; AST Temp Closed: 0 | 0 | 0 | 3 | 15201-089-015648 | VULCAN OIL COMPANY INC.
42690 | Permanently Closed | 1998-10-27 | 1991-12-01 | 1998-10-27 | Petroleum | Unleaded gasoline | Unleaded gasoline |  | Steel | Steel | Coated & cathodic protection (sti-P3) |  | Fiberglass reinforced plastic |  | 1901-01-01 | Catchment Basin | Flow Rest 90% Full | Flow Rest 90% Full | [8 empty] | Statistical inventory reconciliation (SIR) | Annual line testing |  | UST Currently In Use: 0; UST Temp Close: 0; AST Currently In Use: 0; AST Temp Closed: 0 | 0 | 0 | 3 | 15201-089-015648 | VULCAN OIL COMPANY INC.
42691 | Permanently Closed | 1998-12-22 | 1961-01-01 | 1999-05-19 | Petroleum | Unleaded gasoline | Unleaded gasoline |  | Steel | Steel |  | Painted or None | Steel |  | 1901-01-01 | [11 empty] | Annual line testing | Annual line testing |  | UST Currently In Use: 2; UST Temp Close: 0; AST Currently In Use: 0; AST Temp Closed: 0 | 2 | 0 | 7 | 25961-101-015113 | PREM SUN NEIL LLC
42692 | Permanently Closed | 1998-12-22 | 1961-01-01 | 1999-05-19 | Petroleum | Unleaded gasoline | Unleaded gasoline |  | Steel | Steel |  | Painted or None | Steel |  | 1901-01-01 | [11 empty] | Annual line testing | Annual line testing |  | UST Currently In Use: 2; UST Temp Close: 0; AST Currently In Use: 0; AST Temp Closed: 0 | 2 | 0 | 7 | 25961-101-015113 | PREM SUN NEIL LLC
42693 | Permanently Closed | 1998-12-22 | 1961-01-01 | 1999-05-19 | Petroleum | Unleaded gasoline | Unleaded gasoline |  | Steel | Steel |  | Painted or None | Steel |  | 1901-01-01 | [11 empty] | Annual line testing | Annual line testing |  | UST Currently In Use: 2; UST Temp Close: 0; AST Currently In Use: 0; AST Temp Closed: 0 | 2 | 0 | 7 | 25961-101-015113 | PREM SUN NEIL LLC
42694 | Permanently Closed | 1998-12-22 | 1961-01-01 | 1999-05-19 | Petroleum | Unleaded gasoline | Unleaded gasoline |  | Steel | Steel |  | Painted or None | Steel |  | 1901-01-01 | [11 empty] | Annual line testing | Annual line testing |  | UST Currently In Use: 2; UST Temp Close: 0; AST Currently In Use: 0; AST Temp Closed: 0 | 2 | 0 | 7 | 25961-101-015113 | PREM SUN NEIL LLC
42695 | Permanently Closed | 1998-12-22 | 1961-01-01 | 1999-05-19 | Petroleum | Mid-grade gasoline | Mid-grade gasoline |  | Steel | Steel |  | Painted or None | Steel |  | 1901-01-01 | [11 empty] | Annual line testing | Annual line testing |  | UST Currently In Use: 2; UST Temp Close: 0; AST Currently In Use: 0; AST Temp Closed: 0 | 2 | 0 | 7 | 25961-101-015113 | PREM SUN NEIL LLC
42696 | Currently in Use |  | 1991-03-14 |  | Petroleum | Premium gasoline | Premium gasoline | Retail | Single Wall | Single Wall | Coated & cathodic protection (sti-P3) |  | Fiberglass reinforced plastic |  |  | Catchment Basin | Automatic shutoff device At 95% full | Automatic shutoff device At 95% full |  |  | Statistical Inventory Reconciliation (SIR) | [8 empty] | UST Currently In Use: 2; UST Temp Close: 0; AST Currently In Use: 0; AST Temp Closed: 0 | 2 | 0 | 0 | 24451-049-014072 | MS. JAMIE GODWIN
42697 | Permanently Closed | 1998-12-22 | 1985-01-01 | 1999-05-19 | Petroleum | Premium gasoline | Premium gasoline |  | Steel | Steel |  | Painted or None | Steel |  | 1901-01-01 | [11 empty] | Annual line testing | Annual line testing |  | UST Currently In Use: 2; UST Temp Close: 0; AST Currently In Use: 0; AST Temp Closed: 0 | 2 | 0 | 7 | 25961-101-015113 | PREM SUN NEIL LLC
42698 | Permanently Closed | 1998-12-22 | 1985-01-01 | 1999-05-19 | Petroleum | On road diesel | On road diesel |  | Steel | Steel |  | Painted or None | Steel |  | 1901-01-01 | [11 empty] | Annual line testing | Annual line testing |  | UST Currently In Use: 2; UST Temp Close: 0; AST Currently In Use: 0; AST Temp Closed: 0 | 2 | 0 | 7 | 25961-101-015113 | PREM SUN NEIL LLC
42699 | Permanently Closed | 1998-12-21 | 1992-02-10 | 1999-10-22 | Petroleum | On road diesel | On road diesel |  | Steel | Steel | Coated & cathodic protection (sti-P3) |  | Fiberglass reinforced plastic |  | 1901-01-01 | Catchment Basin | Flow Rest 90% Full | Flow Rest 90% Full | [11 empty] | UST Currently In Use: 0; UST Temp Close: 0; AST Currently In Use: 0; AST Temp Closed: 0 | 0 | 0 | 1 | 15531-083-015649 | HICKS OIL COMPANY INC
42700 | Currently in Use |  | 1990-02-01 |  | Petroleum | Unleaded gasoline | Unleaded gasoline | Retail | Fiberglass reinforced plastic | Fiberglass reinforced plastic |  |  | Fiberglass reinforced plastic |  | 1901-01-01 | Catchment Basin | Flow Rest 90% Full | Flow Rest 90% Full |  |  | Automatic Tank Gauge | [8 empty] | UST Currently In Use: 2; UST Temp Close: 1; AST Currently In Use: 0; AST Temp Closed: 0 | 2 | 1 | 3 | 23371-037-006742 | MARUTI NANDAN INC
42701 | Temporary Closed | 2015-12-01 | 1990-02-01 |  | Petroleum | Premium gasoline | Premium gasoline | Retail | Fiberglass reinforced plastic | Fiberglass reinforced plastic |  |  | Fiberglass reinforced plastic |  | 1901-01-01 | Catchment Basin | Flow Rest 90% Full | Flow Rest 90% Full |  |  | Automatic Tank Gauge | [8 empty] | UST Currently In Use: 2; UST Temp Close: 1; AST Currently In Use: 0; AST Temp Closed: 0 | 2 | 1 | 3 | 23371-037-006742 | MARUTI NANDAN INC
42702 | Temporary Closed | 2007-12-01 | 1991-12-19 |  | Petroleum | Unleaded gasoline | Unleaded gasoline | Retail | Steel | Steel | Coated & cathodic protection (sti-P3) |  | Flexible |  |  | Catchment Basin | Flow Rest 90% Full | Flow Rest 90% Full |  |  | Statistical Inventory Reconciliation (SIR) |  | Automatic flow restrictor (MLLD) | Automatic flow restrictor (MLLD) |  |  | Statistical inventory reconciliation (SIR) | Statistical inventory reconciliation (SIR) |  | UST Currently In Use: 0; UST Temp Close: 3; AST Currently In Use: 0; AST Temp Closed: 0 | 0 | 3 | 0 | 23524-097-015593 | KRISTEN PRY & JACKIE T. PRY, III
42703 | Temporary Closed | 2007-12-01 | 1991-12-19 |  | Petroleum | Premium gasoline | Premium gasoline | Retail | Steel | Steel | Coated & cathodic protection (sti-P3) |  | Flexible |  |  | Catchment Basin | Flow Rest 90% Full | Flow Rest 90% Full |  |  | Statistical Inventory Reconciliation (SIR) |  | Automatic flow restrictor (MLLD) | Automatic flow restrictor (MLLD) |  |  | Statistical inventory reconciliation (SIR) | Statistical inventory reconciliation (SIR) |  | UST Currently In Use: 0; UST Temp Close: 3; AST Currently In Use: 0; AST Temp Closed: 0 | 0 | 3 | 0 | 23524-097-015593 | KRISTEN PRY & JACKIE T. PRY, III
42704 | Temporary Closed | 2018-02-01 | 1978-12-30 |  | Petroleum | Unleaded gasoline | Unleaded gasoline | Retail | Fiberglass reinforced plastic | Fiberglass reinforced plastic |  |  | Fiberglass reinforced plastic |  | 1901-01-01 | Catchment Basin | Flow Rest 90% Full | Flow Rest 90% Full |  |  | Statistical Inventory Reconciliation (SIR) |  | Automatic flow restrictor (MLLD) | Automatic flow restrictor (MLLD) |  |  | Annual line testing | Annual line testing |  | UST Currently In Use: 0; UST Temp Close: 4; AST Currently In Use: 0; AST Temp Closed: 0 | 0 | 4 | 0 | 25412-003-015594 | FLOWERWOOD NURSERY INC
42705 | Temporary Closed | 2018-02-01 | 1978-12-30 |  | Petroleum | Mid-grade gasoline | Mid-grade gasoline | Retail | Fiberglass reinforced plastic | Fiberglass reinforced plastic |  |  | Fiberglass reinforced plastic |  | 1901-01-01 | Catchment Basin | Flow Rest 90% Full | Flow Rest 90% Full |  |  | Statistical Inventory Reconciliation (SIR) |  | Automatic flow restrictor (MLLD) | Automatic flow restrictor (MLLD) |  |  | Statistical inventory reconciliation (SIR) | Annual line testing |  | UST Currently In Use: 0; UST Temp Close: 4; AST Currently In Use: 0; AST Temp Closed: 0 | 0 | 4 | 0 | 25412-003-015594 | FLOWERWOOD NURSERY INC
42706 | Temporary Closed | 2018-02-01 | 1978-12-30 |  | Petroleum | Premium gasoline | Premium gasoline | Retail | Fiberglass reinforced plastic | Fiberglass reinforced plastic |  |  | Fiberglass reinforced plastic |  | 1901-01-01 | Catchment Basin | Flow Rest 90% Full | Flow Rest 90% Full |  |  | Statistical Inventory Reconciliation (SIR) |  | Automatic flow restrictor (MLLD) | Automatic flow restrictor (MLLD) |  |  | Annual line testing | Annual line testing |  | UST Currently In Use: 0; UST Temp Close: 4; AST Currently In Use: 0; AST Temp Closed: 0 | 0 | 4 | 0 | 25412-003-015594 | FLOWERWOOD NURSERY INC
42707 | Temporary Closed | 2018-02-01 | 1978-12-30 |  | Petroleum | On road diesel | On road diesel | Retail | Fiberglass reinforced plastic | Fiberglass reinforced plastic |  |  | Fiberglass reinforced plastic |  | 1901-01-01 | Catchment Basin | Flow Rest 90% Full | Flow Rest 90% Full |  |  | Statistical Inventory Reconciliation (SIR) |  | Automatic flow restrictor (MLLD) | Automatic flow restrictor (MLLD) |  |  | Annual line testing | Annual line testing |  | UST Currently In Use: 0; UST Temp Close: 4; AST Currently In Use: 0; AST Temp Closed: 0 | 0 | 4 | 0 | 25412-003-015594 | FLOWERWOOD NURSERY INC
42708 | Cannot Locate or abandoned | 2003-02-01 | 1991-02-01 |  | Petroleum | Unleaded gasoline | Unleaded gasoline | Retail | Steel | Steel | Coated & cathodic protection (sti-P3) |  | Fiberglass reinforced plastic |  | 1901-01-01 | Catchment Basin | Automatic shutoff device At 95% full | Automatic shutoff device At 95% full | [11 empty] | UST Currently In Use: 0; UST Temp Close: 0; AST Currently In Use: 0; AST Temp Closed: 0 | 0 | 0 | 4 | 20276-079-006597 | SHIRLEY HAMPTON
42709 | Cannot Locate or abandoned | 2003-02-01 | 1991-02-01 |  | Petroleum | Unleaded gasoline | Unleaded gasoline | Retail | Steel | Steel | Coated & cathodic protection (sti-P3) |  | Fiberglass reinforced plastic |  | 1901-01-01 | Catchment Basin | Automatic shutoff device At 95% full | Automatic shutoff device At 95% full | [11 empty] | UST Currently In Use: 0; UST Temp Close: 0; AST Currently In Use: 0; AST Temp Closed: 0 | 0 | 0 | 4 | 20276-079-006597 | SHIRLEY HAMPTON
42710 | Cannot Locate or abandoned | 2003-02-01 | 1991-02-01 |  | Petroleum | Unleaded gasoline | Unleaded gasoline | Retail | Steel | Steel | Coated & cathodic protection (sti-P3) |  | Fiberglass reinforced plastic |  | 1901-01-01 | Catchment Basin | Automatic shutoff device At 95% full | Automatic shutoff device At 95% full | [11 empty] | UST Currently In Use: 0; UST Temp Close: 0; AST Currently In Use: 0; AST Temp Closed: 0 | 0 | 0 | 4 | 20276-079-006597 | SHIRLEY HAMPTON
42711 | Permanently Closed | 1995-07-12 | 1985-01-01 | 1995-07-12 | Petroleum | On road diesel | On road diesel |  | Steel | Steel |  | Painted or None | Steel |  | 1901-01-01 | [14 empty] | UST Currently In Use: 0; UST Temp Close: 0; AST Currently In Use: 2; AST Temp Closed: 0 | 0 | 0 | 3 | 10909-089-002657 | CHARLES A CALDWELL
42712 | Currently in Use |  | 1992-02-01 |  | Petroleum | Unleaded gasoline | Unleaded gasoline | Retail | Fiberglass reinforced plastic | Fiberglass reinforced plastic |  |  | Fiberglass reinforced plastic |  | 1901-01-01 | Catchment Basin | Audible high level alarm At 90% full | Audible high level alarm At 90% full |  |  | Automatic Tank Gauge |  | Automatic flow restrictor (MLLD) | Automatic flow restrictor (MLLD) |  |  | Annual line testing | Annual line testing |  | UST Currently In Use: 3; UST Temp Close: 1; AST Currently In Use: 0; AST Temp Closed: 0 | 3 | 1 | 4 | 15021-051-011029 | TURNER OIL INC
42713 | Temporary Closed | 2021-01-26 | 1992-02-01 |  | Petroleum | Mid-grade gasoline | Mid-grade gasoline | Retail | Fiberglass reinforced plastic | Fiberglass reinforced plastic |  |  | Fiberglass reinforced plastic |  | 1901-01-01 | Catchment Basin | Audible high level alarm At 90% full | Audible high level alarm At 90% full |  |  | Automatic Tank Gauge |  | Automatic flow restrictor (MLLD) | Automatic flow restrictor (MLLD) |  |  | Annual line testing | Annual line testing |  | UST Currently In Use: 3; UST Temp Close: 1; AST Currently In Use: 0; AST Temp Closed: 0 | 3 | 1 | 4 | 15021-051-011029 | TURNER OIL INC
42714 | Currently in Use |  | 1992-02-01 |  | Petroleum | Premium gasoline | Premium gasoline | Retail | Fiberglass reinforced plastic | Fiberglass reinforced plastic |  |  | Fiberglass reinforced plastic |  | 1901-01-01 | Catchment Basin | Flow Rest 90% Full | Audible high level alarm At 90% full |  |  | Automatic Tank Gauge |  | Automatic flow restrictor (MLLD) | Automatic flow restrictor (MLLD) |  |  | Annual line testing | Annual line testing |  | UST Currently In Use: 3; UST Temp Close: 1; AST Currently In Use: 0; AST Temp Closed: 0 | 3 | 1 | 4 | 15021-051-011029 | TURNER OIL INC
42715 | Currently in Use |  | 1992-02-01 |  | Petroleum | On road diesel | On road diesel | Retail | Fiberglass reinforced plastic | Fiberglass reinforced plastic |  |  | Fiberglass reinforced plastic |  | 1901-01-01 | Catchment Basin | Audible high level alarm At 90% full | Audible high level alarm At 90% full |  |  | Automatic Tank Gauge |  | Automatic flow restrictor (MLLD) | Automatic flow restrictor (MLLD) |  |  | Annual line testing | Annual line testing |  | UST Currently In Use: 3; UST Temp Close: 1; AST Currently In Use: 0; AST Temp Closed: 0 | 3 | 1 | 4 | 15021-051-011029 | TURNER OIL INC
42716 | Permanently Closed | 2003-11-26 | 1991-03-14 | 2004-01-29 | Petroleum | Unleaded gasoline | Unleaded gasoline | Local government | Steel | Steel | Coated & cathodic protection (sti-P3) |  | Fiberglass reinforced plastic |  | 1901-01-01 | Catchment Basin | Flow Rest 90% Full | Flow Rest 90% Full | [11 empty] | UST Currently In Use: 0; UST Temp Close: 0; AST Currently In Use: 0; AST Temp Closed: 0 | 0 | 0 | 2 | 11056-101-015092 | CITY OF MONTGOMERY
42717 | Permanently Closed | 2003-11-26 | 1991-03-14 | 2004-01-29 | Petroleum | On road diesel | On road diesel | Local government | Steel | Steel | Coated & cathodic protection (sti-P3) |  | Fiberglass reinforced plastic |  | 1901-01-01 | Catchment Basin | Flow Rest 90% Full | Flow Rest 90% Full | [11 empty] | UST Currently In Use: 0; UST Temp Close: 0; AST Currently In Use: 0; AST Temp Closed: 0 | 0 | 0 | 2 | 11056-101-015092 | CITY OF MONTGOMERY
42718 | Currently in Use |  | 1992-01-01 |  | Petroleum | Unleaded gasoline | Unleaded gasoline | Retail | Steel | Steel | Field installed cathodic protection |  | Fiberglass reinforced plastic |  |  | Catchment Basin | Flow Rest 90% Full | Flow Rest 90% Full |  |  | Continuous Automatic Tank Gauge |  | Automatic flow restrictor (MLLD) | Automatic flow restrictor (MLLD) |  |  | Annual line testing | Annual line testing |  | UST Currently In Use: 2; UST Temp Close: 0; AST Currently In Use: 0; AST Temp Closed: 0 | 2 | 0 | 0 | 22841-089-015750 | ADLS CORPORATION
42719 | Currently in Use |  | 1992-01-01 |  | Petroleum | Mid-grade gasoline | Mid-grade gasoline | Retail | Steel | Steel | Coated & cathodic protection (sti-P3) |  | Fiberglass reinforced plastic |  |  | Catchment Basin | Flow Rest 90% Full | Flow Rest 90% Full |  |  | Continuous Automatic Tank Gauge |  | Automatic flow restrictor (MLLD) | Automatic flow restrictor (MLLD) |  |  | Annual line testing | Annual line testing |  | UST Currently In Use: 2; UST Temp Close: 0; AST Currently In Use: 0; AST Temp Closed: 0 | 2 | 0 | 0 | 22841-089-015750 | ADLS CORPORATION
42720 | Temporary Closed | 2007-08-31 | 1991-05-27 |  | Petroleum | Unleaded gasoline | Unleaded gasoline | Retail | Steel | Steel | Coated & cathodic protection (sti-P3) |  | Fiberglass reinforced plastic |  |  | Catchment Basin | Automatic shutoff device At 95% full | Automatic shutoff device At 95% full |  |  | Statistical Inventory Reconciliation (SIR) | [8 empty] | UST Currently In Use: 0; UST Temp Close: 4; AST Currently In Use: 0; AST Temp Closed: 0 | 0 | 4 | 0 | 21702-127-003423 | LLOYD RAY GUTHRIE
42721 | Temporary Closed | 2007-08-31 | 1991-05-27 |  | Petroleum | Unleaded gasoline | Unleaded gasoline | Retail | Steel | Steel | Coated & cathodic protection (sti-P3) |  | Fiberglass reinforced plastic |  |  | Catchment Basin | Automatic shutoff device At 95% full | Automatic shutoff device At 95% full |  |  | Statistical Inventory Reconciliation (SIR) | [5 empty] | Annual line testing | Annual line testing |  | UST Currently In Use: 0; UST Temp Close: 4; AST Currently In Use: 0; AST Temp Closed: 0 | 0 | 4 | 0 | 21702-127-003423 | LLOYD RAY GUTHRIE
42722 | Temporary Closed | 2007-08-31 | 1991-05-27 |  | Petroleum | Unleaded gasoline | Unleaded gasoline | Retail | Steel | Steel | Coated & cathodic protection (sti-P3) |  | Fiberglass reinforced plastic |  |  | Catchment Basin | Automatic shutoff device At 95% full | Automatic shutoff device At 95% full |  |  | Statistical Inventory Reconciliation (SIR) | [5 empty] | Annual line testing | Annual line testing |  | UST Currently In Use: 0; UST Temp Close: 4; AST Currently In Use: 0; AST Temp Closed: 0 | 0 | 4 | 0 | 21702-127-003423 | LLOYD RAY GUTHRIE
42723 | Temporary Closed | 2007-08-31 | 1991-05-27 |  | Petroleum | Unleaded gasoline | Unleaded gasoline | Retail | Steel | Steel | Coated & cathodic protection (sti-P3) |  | Fiberglass reinforced plastic |  |  | Catchment Basin | Automatic shutoff device At 95% full | Automatic shutoff device At 95% full |  |  | Statistical Inventory Reconciliation (SIR) | [5 empty] | Annual line testing | Annual line testing |  | UST Currently In Use: 0; UST Temp Close: 4; AST Currently In Use: 0; AST Temp Closed: 0 | 0 | 4 | 0 | 21702-127-003423 | LLOYD RAY GUTHRIE
42724 | Permanently Closed | 2001-10-19 | 1991-08-01 | 2001-10-19 | Petroleum | On road diesel | On road diesel |  | Steel | Steel | Coated & cathodic protection (sti-P3) |  | Fiberglass reinforced plastic |  | 1901-01-01 | Catchment Basin | Flow Rest 90% Full | Flow Rest 90% Full |  |  | Automatic Tank Gauge | [5 empty] | Annual line testing | Annual line testing |  | UST Currently In Use: 0; UST Temp Close: 0; AST Currently In Use: 0; AST Temp Closed: 0 | 0 | 0 | 2 | 13617-101-014917 | SOUTHERN NATIONAL LEASE INC
42725 | Currently in Use |  | 1991-07-17 |  | Petroleum | Unleaded gasoline | Unleaded gasoline | Retail | Fiberglass reinforced plastic | Fiberglass reinforced plastic |  |  | Fiberglass reinforced plastic |  | 1901-01-01 | Catchment Basin | Flow Rest 90% Full | Flow Rest 90% Full |  |  | Continuous Automatic Tank Gauge |  | Automatic flow restrictor (MLLD) | Automatic flow restrictor (MLLD) |  |  | Annual line testing | Annual line testing |  | UST Currently In Use: 3; UST Temp Close: 0; AST Currently In Use: 0; AST Temp Closed: 0 | 3 | 0 | 5 | 13526-021-008005 | MOORE OIL COMPANY, INC.
42726 | Currently in Use |  | 1991-07-17 |  | Petroleum | Premium gasoline | Premium gasoline | Retail | Fiberglass reinforced plastic | Fiberglass reinforced plastic |  |  | Fiberglass reinforced plastic |  | 1901-01-01 | Catchment Basin | Flow Rest 90% Full | Flow Rest 90% Full |  |  | Continuous Automatic Tank Gauge |  | Automatic flow restrictor (MLLD) | Automatic flow restrictor (MLLD) |  |  | Annual line testing | Annual line testing |  | UST Currently In Use: 3; UST Temp Close: 0; AST Currently In Use: 0; AST Temp Closed: 0 | 3 | 0 | 5 | 13526-021-008005 | MOORE OIL COMPANY, INC.
42727 | Currently in Use |  | 1991-07-17 |  | Petroleum | On road diesel | On road diesel | Retail | Fiberglass reinforced plastic | Fiberglass reinforced plastic |  |  | Fiberglass reinforced plastic |  | 1901-01-01 | Catchment Basin | Flow Rest 90% Full | Flow Rest 90% Full |  |  | Continuous Automatic Tank Gauge |  | Automatic flow restrictor (MLLD) | Automatic flow restrictor (MLLD) |  |  | Annual line testing | Annual line testing |  | UST Currently In Use: 3; UST Temp Close: 0; AST Currently In Use: 0; AST Temp Closed: 0 | 3 | 0 | 5 | 13526-021-008005 | MOORE OIL COMPANY, INC.
42728 | Permanently Closed | 1996-01-01 | 1991-06-18 | 1996-01-26 | Petroleum | On road diesel | On road diesel | Bulk facility | Steel | Steel | Coated & cathodic protection (sti-P3) |  | Fiberglass reinforced plastic |  | 1901-01-01 | Catchment Basin | Flow Rest 90% Full | Flow Rest 90% Full | [11 empty] | UST Currently In Use: 0; UST Temp Close: 0; AST Currently In Use: 0; AST Temp Closed: 0 | 0 | 0 | 2 | 17498-101-015102 | ALABAMA CROWN DISTIRBUTING CO
42729 | Permanently Closed | 1996-01-01 | 1991-06-18 | 1996-01-26 | Petroleum | Unleaded gasoline | Unleaded gasoline | Bulk facility | Steel | Steel | Coated & cathodic protection (sti-P3) |  | Fiberglass reinforced plastic |  | 1901-01-01 | Catchment Basin | Flow Rest 90% Full | Flow Rest 90% Full | [11 empty] | UST Currently In Use: 0; UST Temp Close: 0; AST Currently In Use: 0; AST Temp Closed: 0 | 0 | 0 | 2 | 17498-101-015102 | ALABAMA CROWN DISTIRBUTING CO
42730 | Permanently Closed | 1998-12-18 | 1972-01-01 | 1998-12-18 | Petroleum | On road diesel | On road diesel | Local government | Steel | Steel |  |  | Steel |  | 1901-01-01 | [11 empty] | Annual line testing | Annual line testing |  | UST Currently In Use: 0; UST Temp Close: 0; AST Currently In Use: 0; AST Temp Closed: 0 | 0 | 0 | 3 | 11043-025-001154 | CITY OF JACKSON
42731 | Currently in Use |  | 1991-10-21 |  | Petroleum | On road diesel | On road diesel | Industrial | Steel | Steel | Coated & cathodic protection (sti-P3) |  | Fiberglass reinforced plastic |  |  | Catchment Basin | Automatic shutoff device At 95% full | Automatic shutoff device At 95% full | Interstitial Monitoring within Secondary Containment |  | Continuous Automatic Tank Gauge |  | Automatic flow restrictor (MLLD) | Automatic flow restrictor (MLLD) |  |  | Annual line testing | Annual line testing |  | UST Currently In Use: 1; UST Temp Close: 0; AST Currently In Use: 0; AST Temp Closed: 0 | 1 | 0 | 0 | 22614-085-015114 | KOCH FOODS OF ALABAMA LLC
42732 | Currently in Use |  | 1991-08-19 |  | Petroleum | Unleaded gasoline | Unleaded gasoline | Industrial | Fiberglass reinforced plastic | Double Wall |  |  | Fiberglass reinforced plastic |  |  | Catchment Basin | Automatic shutoff device At 95% full | Automatic shutoff device At 95% full | Interstitial Monitoring within Secondary Containment | SENSOR TO ATG | Automatic Tank Gauge | Single walled submersible pump containment sump | Containment Sump | Automatic flow restrictor (MLLD) |  | SENSOR TO ATG | Annual line testing | Annual line testing |  | UST Currently In Use: 1; UST Temp Close: 0; AST Currently In Use: 0; AST Temp Closed: 0 | 1 | 0 | 2 | 15094-093-002654 | UNITED PARCEL SERVICE
42734 | Temporary Closed | 2011-01-01 | 1992-03-05 |  | Petroleum | Unleaded gasoline | Unleaded gasoline | Retail | Steel | Single Wall | Coated & cathodic protection (sti-P3) |  | Fiberglass reinforced plastic |  |  | Catchment Basin | Flow Rest 90% Full | Automatic shutoff device At 95% full |  |  | Continuous Automatic Tank Gauge |  | Automatic shutoff device (AELLD) | Automatic shutoff device (AELLD) | [5 empty] | UST Currently In Use: 0; UST Temp Close: 3; AST Currently In Use: 0; AST Temp Closed: 0 | 0 | 3 | 2 | 15420-015-003251 | MAPCO EXPRESS, INC.
42735 | Temporary Closed | 2011-01-01 | 1992-03-05 |  | Petroleum | Mid-grade gasoline | Mid-grade gasoline | Retail | Single Wall | Single Wall | Coated & cathodic protection (sti-P3) |  | Fiberglass reinforced plastic |  |  | Catchment Basin | Automatic shutoff device At 95% full | Automatic shutoff device At 95% full |  |  | Continuous Automatic Tank Gauge |  | Automatic shutoff device (AELLD) | Automatic shutoff device (AELLD) | [5 empty] | UST Currently In Use: 0; UST Temp Close: 3; AST Currently In Use: 0; AST Temp Closed: 0 | 0 | 3 | 2 | 15420-015-003251 | MAPCO EXPRESS, INC.
42736 | Temporary Closed | 2011-01-01 | 1992-03-05 |  | Petroleum | Premium gasoline | Premium gasoline | Retail | Steel | Single Wall | Coated & cathodic protection (sti-P3) |  | Double Wall |  |  | Catchment Basin | Automatic shutoff device At 95% full | Automatic shutoff device At 95% full |  |  | Continuous Automatic Tank Gauge |  | Automatic shutoff device (AELLD) | Automatic shutoff device (AELLD) | [5 empty] | UST Currently In Use: 0; UST Temp Close: 3; AST Currently In Use: 0; AST Temp Closed: 0 | 0 | 3 | 2 | 15420-015-003251 | MAPCO EXPRESS, INC.
42737 | Currently in Use |  | 1992-01-23 |  | Petroleum | On road diesel | On road diesel | Industrial | Double Wall | Double Wall |  |  | Single Wall | SA&TCI | 1901-01-01 | Catchment Basin | Automatic shutoff device At 95% full | Automatic shutoff device At 95% full | Interstitial Monitoring within Secondary Containment |  | Continuous Automatic Tank Gauge |  | Automatic shutoff device (AELLD) | Automatic shutoff device (AELLD) |  |  | Continuous alarm system | Continuous alarm system |  | UST Currently In Use: 2; UST Temp Close: 0; AST Currently In Use: 0; AST Temp Closed: 0 | 2 | 0 | 2 | 10146-073-010995 | ALABAMA POWER COMPANY
42738 | Permanently Closed | 1995-10-16 | 1984-01-01 | 1995-10-16 | Petroleum | On road diesel | On road diesel |  | Steel | Steel |  | Painted or None | Steel |  | 1901-01-01 | [11 empty] | Annual line testing | Annual line testing |  | UST Currently In Use: 0; UST Temp Close: 0; AST Currently In Use: 0; AST Temp Closed: 0 | 0 | 0 | 4 | 17606-089-015751 | WILSON LUMBER COMPANY
42739 | Permanently Closed | 1993-02-02 | 1976-01-01 | 1993-02-02 | Petroleum | Kerosene | Kerosene |  | Steel | Steel |  | Painted or None | Steel |  | 1901-01-01 | [14 empty] | UST Currently In Use: 0; UST Temp Close: 0; AST Currently In Use: 0; AST Temp Closed: 0 | 0 | 0 | 4 | 17606-089-015751 | WILSON LUMBER COMPANY
42740 | Permanently Closed | 1995-10-16 | 1983-01-01 | 1995-10-16 | Petroleum | Unleaded gasoline | Unleaded gasoline |  | Steel | Steel |  | Painted or None | Steel |  | 1901-01-01 | [11 empty] | Annual line testing | Annual line testing |  | UST Currently In Use: 0; UST Temp Close: 0; AST Currently In Use: 0; AST Temp Closed: 0 | 0 | 0 | 4 | 17606-089-015751 | WILSON LUMBER COMPANY
42741 | Permanently Closed | 1995-10-16 | 1982-01-01 | 1995-10-16 | Petroleum | Used oil | Used oil |  | Steel | Steel |  | Painted or None | Steel |  | 1901-01-01 | [11 empty] | Annual line testing | Annual line testing |  | UST Currently In Use: 0; UST Temp Close: 0; AST Currently In Use: 0; AST Temp Closed: 0 | 0 | 0 | 4 | 17606-089-015751 | WILSON LUMBER COMPANY
42742 | Currently in Use |  | 1991-03-21 |  | Petroleum | Unleaded gasoline | Unleaded gasoline | Local government | Fiberglass reinforced plastic | Fiberglass reinforced plastic |  |  | Fiberglass reinforced plastic |  | 1901-01-01 | Catchment Basin | Automatic shutoff device At 95% full | Automatic shutoff device At 95% full |  |  | Continuous Automatic Tank Gauge | [8 empty] | UST Currently In Use: 3; UST Temp Close: 0; AST Currently In Use: 0; AST Temp Closed: 0 | 3 | 0 | 0 | 11044-015-015694 | CITY OF JACKSONVILLE
42743 | Currently in Use |  | 1991-03-21 |  | Petroleum | Unleaded gasoline | Unleaded gasoline | Local government | Fiberglass reinforced plastic | Fiberglass reinforced plastic |  |  | Fiberglass reinforced plastic |  | 1901-01-01 | Catchment Basin | Automatic shutoff device At 95% full | Automatic shutoff device At 95% full |  |  | Continuous Automatic Tank Gauge | [8 empty] | UST Currently In Use: 3; UST Temp Close: 0; AST Currently In Use: 0; AST Temp Closed: 0 | 3 | 0 | 0 | 11044-015-015694 | CITY OF JACKSONVILLE
42744 | Currently in Use |  | 1991-03-21 |  | Petroleum | On road diesel | On road diesel | Local government | Fiberglass reinforced plastic | Fiberglass reinforced plastic |  |  | Fiberglass reinforced plastic |  | 1901-01-01 | Catchment Basin | Automatic shutoff device At 95% full | Automatic shutoff device At 95% full |  |  | Continuous Automatic Tank Gauge | [8 empty] | UST Currently In Use: 3; UST Temp Close: 0; AST Currently In Use: 0; AST Temp Closed: 0 | 3 | 0 | 0 | 11044-015-015694 | CITY OF JACKSONVILLE
42745 | Permanently Closed | 1999-01-07 | 1991-08-10 | 1999-01-07 | Petroleum | Unleaded gasoline | Unleaded gasoline |  | Steel | Steel | Coated & cathodic protection (sti-P3) |  | Fiberglass reinforced plastic |  | 1901-01-01 | Catchment Basin | Automatic shutoff device At 95% full | Automatic shutoff device At 95% full | [11 empty] | UST Currently In Use: 0; UST Temp Close: 0; AST Currently In Use: 0; AST Temp Closed: 0 | 0 | 0 | 1 | 13284-133-015115 | H.L. MARTIN DISTRIBUTING CO.
42746 | Currently in Use |  | 1990-11-04 |  | Petroleum | Aviation fuel (JP-4; etc.) | Aviation fuel (JP-4; etc.) | State/federal government | Steel | Steel | Coated & cathodic protection (sti-P3) |  | Fiberglass reinforced plastic |  |  | Catchment Basin | Automatic shutoff device At 95% full | Automatic shutoff device At 95% full |  |  | Automatic Tank Gauge | [8 empty] | UST Currently In Use: 1; UST Temp Close: 0; AST Currently In Use: 0; AST Temp Closed: 0 | 1 | 0 | 1 | 15048-101-009347 | U S AIR FORCE
42747 | Permanently Closed | 1988-11-01 | 1977-10-02 | 1988-11-01 | Petroleum | Unleaded gasoline | Unleaded gasoline | Bulk facility | Steel | Steel |  | Painted or None | Steel |  | 1901-01-01 | [14 empty] | UST Currently In Use: 0; UST Temp Close: 0; AST Currently In Use: 0; AST Temp Closed: 0 | 0 | 0 | 2 | 14462-101-015116 | BELLSOUTH TELECOMM. DBA AT&T ALA.
42748 | Permanently Closed | 1993-04-22 | 1988-11-07 | 1993-04-22 | Petroleum | Unleaded gasoline | Unleaded gasoline | Bulk facility | Fiberglass coated steel | Fiberglass coated steel |  |  | Other |  | 1901-01-01 | Catchment Basin | Audible high level alarm At 90% full | Audible high level alarm At 90% full |  |  | Automatic Tank Gauge | [8 empty] | UST Currently In Use: 0; UST Temp Close: 0; AST Currently In Use: 0; AST Temp Closed: 0 | 0 | 0 | 2 | 14462-101-015116 | BELLSOUTH TELECOMM. DBA AT&T ALA.
42749 | Permanently Closed | 1993-05-10 | 1988-03-08 | 1993-05-10 | Petroleum | Unleaded gasoline | Unleaded gasoline | Bulk facility | Fiberglass coated steel | Fiberglass coated steel |  |  | COPPER |  | 1901-01-01 | Catchment Basin | Audible high level alarm At 90% full | Audible high level alarm At 90% full |  |  | Automatic Tank Gauge | [8 empty] | UST Currently In Use: 0; UST Temp Close: 0; AST Currently In Use: 0; AST Temp Closed: 0 | 0 | 0 | 2 | 14462-127-015117 | BELLSOUTH TELECOMM. DBA AT&T ALA.
42750 | Currently in Use |  | 1992-02-19 |  | Petroleum | Unleaded gasoline | Unleaded gasoline | Retail | Steel | Steel | Coated & cathodic protection (sti-P3) |  | Fiberglass reinforced plastic |  |  | Catchment Basin | Automatic shutoff device At 95% full | Automatic shutoff device At 95% full |  |  | Automatic Tank Gauge | [8 empty] | UST Currently In Use: 2; UST Temp Close: 0; AST Currently In Use: 0; AST Temp Closed: 0 | 2 | 0 | 5 | 22399-075-000481 | CRAIG LOLLAR
42752 | Currently in Use |  | 1992-02-19 |  | Petroleum | Premium gasoline | Premium gasoline | Retail | Steel | Steel | Coated & cathodic protection (sti-P3) |  | Fiberglass reinforced plastic |  |  | Catchment Basin | Automatic shutoff device At 95% full | Automatic shutoff device At 95% full |  |  | Automatic Tank Gauge | [8 empty] | UST Currently In Use: 2; UST Temp Close: 0; AST Currently In Use: 0; AST Temp Closed: 0 | 2 | 0 | 5 | 22399-075-000481 | CRAIG LOLLAR
42753 | Temporary Closed | 2004-12-01 | 1991-09-08 |  | Petroleum | Unleaded gasoline | Unleaded gasoline | Retail | Steel | Steel | Coated & cathodic protection (sti-P3) |  | Fiberglass reinforced plastic |  |  | Catchment Basin | Flow Rest 90% Full | Flow Rest 90% Full |  |  | Automatic Tank Gauge | [8 empty] | UST Currently In Use: 0; UST Temp Close: 1; AST Currently In Use: 0; AST Temp Closed: 0 | 0 | 1 | 0 | 24362-051-004616 | STUART FORSYTH
42754 | Temporary Closed | 2009-04-01 | 1991-09-05 |  | Petroleum | Unleaded gasoline | Unleaded gasoline | Retail | Steel | Steel | Coated & cathodic protection (sti-P3) |  | Fiberglass reinforced plastic |  | 1901-01-01 | Catchment Basin | Flow Rest 90% Full | Flow Rest 90% Full |  |  | Statistical Inventory Reconciliation (SIR) | [8 empty] | UST Currently In Use: 0; UST Temp Close: 1; AST Currently In Use: 0; AST Temp Closed: 0 | 0 | 1 | 0 | 25653-051-015118 | LYLE WILLTS
42755 | Permanently Closed | 2007-05-04 | 1985-06-01 | 2007-06-04 | Petroleum | Unleaded gasoline | Unleaded gasoline | Local government | Steel | Steel | Coated & cathodic protection (sti-P3) |  | Steel |  | 1901-01-01 | Catchment Basin | Automatic shutoff device At 95% full | Automatic shutoff device At 95% full |  |  | Statistical Inventory Reconciliation (SIR) | [8 empty] | UST Currently In Use: 0; UST Temp Close: 0; AST Currently In Use: 0; AST Temp Closed: 0 | 0 | 0 | 1 | 17698-097-015595 | CITY OF BAYOU LA BATRE
42756 | Permanently Closed | 1998-12-16 | 1986-09-01 | 1998-12-16 | Petroleum | On road diesel | On road diesel |  | Steel | Steel | Coated & cathodic protection (sti-P3) |  | Steel |  | 1901-01-01 | [14 empty] | UST Currently In Use: 0; UST Temp Close: 0; AST Currently In Use: 0; AST Temp Closed: 0 | 0 | 0 | 3 | 11673-091-007247 | ELK FOOD CENTERS INC
42757 | Permanently Closed | 2002-01-29 | 1991-06-25 | 2002-01-29 | Petroleum | On road diesel | On road diesel | Emergency power generator | Steel | Steel | Coated & cathodic protection (sti-P3) |  | Fiberglass reinforced plastic |  | 1901-01-01 | [14 empty] | UST Currently In Use: 0; UST Temp Close: 0; AST Currently In Use: 0; AST Temp Closed: 0 | 0 | 0 | 1 | 17608-089-015752 | HUNTSVILLE SUMMIT APTS
42758 | Permanently Closed | 1993-10-28 | 1992-02-07 | 1998-10-28 | Petroleum | Unleaded gasoline | Unleaded gasoline | State/federal government | Fiberglass reinforced plastic | Fiberglass reinforced plastic |  |  | Fiberglass reinforced plastic |  | 1901-01-01 | Catchment Basin | Automatic shutoff device At 95% full | Automatic shutoff device At 95% full |  |  | Automatic Tank Gauge |  |  |  | Interstitial Monitoring within Secondary Containment |  |  |  |  | UST Currently In Use: 0; UST Temp Close: 0; AST Currently In Use: 0; AST Temp Closed: 0 | 0 | 0 | 10 | 15107-073-011119 | UNITED STATES POSTAL SERVICE
42759 | Permanently Closed | 1993-10-28 | 1992-02-07 | 1998-10-28 | Petroleum | On road diesel | On road diesel | State/federal government | Fiberglass reinforced plastic | Fiberglass reinforced plastic |  |  | Fiberglass reinforced plastic |  | 1901-01-01 | Catchment Basin | Automatic shutoff device At 95% full | Automatic shutoff device At 95% full |  |  | Automatic Tank Gauge |  |  |  | Interstitial Monitoring within Secondary Containment |  |  |  |  | UST Currently In Use: 0; UST Temp Close: 0; AST Currently In Use: 0; AST Temp Closed: 0 | 0 | 0 | 10 | 15107-073-011119 | UNITED STATES POSTAL SERVICE
42760 | Permanently Closed | 1993-10-28 | 1992-02-07 | 1998-10-28 | Petroleum | Other, NEW OIL | Other | State/federal government | Fiberglass reinforced plastic | Fiberglass reinforced plastic |  |  | Fiberglass reinforced plastic |  | 1901-01-01 | Catchment Basin | Automatic shutoff device At 95% full | Automatic shutoff device At 95% full |  |  | Automatic Tank Gauge |  |  |  | Interstitial Monitoring within Secondary Containment |  |  |  |  | UST Currently In Use: 0; UST Temp Close: 0; AST Currently In Use: 0; AST Temp Closed: 0 | 0 | 0 | 10 | 15107-073-011119 | UNITED STATES POSTAL SERVICE
42761 | Permanently Closed | 1993-10-28 | 1992-02-07 | 1998-10-28 | Petroleum | Used oil | Used oil | State/federal government | Fiberglass reinforced plastic | Fiberglass reinforced plastic |  |  | Fiberglass reinforced plastic |  | 1901-01-01 | Catchment Basin | Automatic shutoff device At 95% full | Automatic shutoff device At 95% full |  |  | Automatic Tank Gauge | [8 empty] | UST Currently In Use: 0; UST Temp Close: 0; AST Currently In Use: 0; AST Temp Closed: 0 | 0 | 0 | 10 | 15107-073-011119 | UNITED STATES POSTAL SERVICE
42762 | Permanently Closed | 2000-07-01 | 1991-07-01 | 2006-03-17 | Petroleum | On road diesel | On road diesel | Local government | Steel | Steel | Coated & cathodic protection (sti-P3) |  | Fiberglass reinforced plastic |  | 1901-01-01 | Catchment Basin | Automatic shutoff device At 95% full | Automatic shutoff device At 95% full |  |  | Statistical Inventory Reconciliation (SIR) | [8 empty] | UST Currently In Use: 0; UST Temp Close: 0; AST Currently In Use: 0; AST Temp Closed: 0 | 0 | 0 | 1 | 22377-073-015695 | JEFFERSON COUNTY EIDA
42763 | Currently in Use |  | 1992-01-20 |  | Petroleum | Unleaded gasoline | Unleaded gasoline | Retail | Steel | Steel | Coated & cathodic protection (sti-P3) |  | Fiberglass reinforced plastic |  |  | Catchment Basin | Flow Rest 90% Full | Flow Rest 90% Full |  |  | Statistical Inventory Reconciliation (SIR) | [8 empty] | UST Currently In Use: 1; UST Temp Close: 0; AST Currently In Use: 1; AST Temp Closed: 0 | 1 | 0 | 1 | 21513-041-004571 | ANNETTE FAULK MCNEIL
42764 | Currently in Use |  | 1991-12-11 |  | Petroleum | On road diesel | On road diesel |  | Fiberglass coated steel | Fiberglass coated steel |  |  | Fiberglass reinforced plastic |  | 1901-01-01 | Catchment Basin | Automatic shutoff device At 95% full | Automatic shutoff device At 95% full |  |  | Automatic Tank Gauge | [8 empty] | UST Currently In Use: 1; UST Temp Close: 0; AST Currently In Use: 0; AST Temp Closed: 0 | 1 | 0 | 1 | 14296-101-000378 | SAIA MOTOR FREIGHT LINE INC
42765 | Temporary Closed | 2022-06-30 | 1992-03-01 |  | Petroleum | Unleaded gasoline | Unleaded gasoline | Industrial | Steel | Double Wall | Coated & cathodic protection (sti-P3) |  | Fiberglass reinforced plastic |  |  | Catchment Basin | Flow Rest 90% Full | Automatic shutoff device At 95% full |  |  | Continuous Automatic Tank Gauge |  | Automatic shutoff device (AELLD) | Automatic shutoff device (AELLD) | [5 empty] | UST Currently In Use: 2; UST Temp Close: 1; AST Currently In Use: 0; AST Temp Closed: 0 | 2 | 1 | 4 | 10146-125-011569 | ALABAMA POWER COMPANY
42766 | Currently in Use |  | 1992-03-01 |  | Petroleum | On road diesel | On road diesel | Industrial | Double Wall | Double Wall | Coated & cathodic protection (sti-P3) |  | Double Wall |  |  | Catchment Basin | Flow Rest 90% Full | Automatic shutoff device At 95% full |  |  | Continuous Automatic Tank Gauge |  | Automatic shutoff device (AELLD) | Automatic shutoff device (AELLD) | [5 empty] | UST Currently In Use: 2; UST Temp Close: 1; AST Currently In Use: 0; AST Temp Closed: 0 | 2 | 1 | 4 | 10146-125-011569 | ALABAMA POWER COMPANY
42767 | Currently in Use |  | 1992-01-27 |  | Petroleum | Used oil | Used oil | Industrial | Fiberglass reinforced plastic | Fiberglass reinforced plastic |  |  | Fiberglass reinforced plastic |  |  | Catchment Basin | Audible high level alarm At 90% full | Audible high level alarm At 90% full | Interstitial Monitoring within Secondary Containment | [10 empty] | UST Currently In Use: 2; UST Temp Close: 1; AST Currently In Use: 0; AST Temp Closed: 0 | 2 | 1 | 4 | 10146-125-011569 | ALABAMA POWER COMPANY
42768 | Currently in Use |  | 1991-12-01 |  | Petroleum | Unleaded gasoline | Unleaded gasoline | Retail | Steel | Steel | Coated & cathodic protection (sti-P3) |  | Fiberglass reinforced plastic |  |  | Catchment Basin | Audible high level alarm At 90% full | Audible high level alarm At 90% full |  |  | Automatic Tank Gauge |  | Automatic flow restrictor (MLLD) | Automatic flow restrictor (MLLD) |  |  | Annual line testing | Annual line testing |  | UST Currently In Use: 2; UST Temp Close: 0; AST Currently In Use: 0; AST Temp Closed: 0 | 2 | 0 | 0 | 25816-081-015519 | PRIME CORNER PROPERTY LLC
42769 | Currently in Use |  | 1991-12-01 |  | Petroleum | Premium gasoline | Premium gasoline | Retail | Steel | Steel | Coated & cathodic protection (sti-P3) |  | Fiberglass reinforced plastic |  |  | Catchment Basin | Audible high level alarm At 90% full | Audible high level alarm At 90% full |  |  | Automatic Tank Gauge |  | Automatic flow restrictor (MLLD) | Automatic flow restrictor (MLLD) |  |  | Annual line testing | Annual line testing |  | UST Currently In Use: 2; UST Temp Close: 0; AST Currently In Use: 0; AST Temp Closed: 0 | 2 | 0 | 0 | 25816-081-015519 | PRIME CORNER PROPERTY LLC
42770 | Currently in Use |  | 1991-12-17 |  | Petroleum | Unleaded gasoline | Unleaded gasoline | Local government | Single Wall | Fiberglass reinforced plastic |  |  | Double Wall |  | 1901-01-01 | Catchment Basin | Flow Rest 90% Full | Flow Rest 90% Full |  |  | Automatic Tank Gauge |  | Containment Sump | Automatic flow restrictor (MLLD) |  |  | Annual line testing | Annual line testing |  | UST Currently In Use: 2; UST Temp Close: 0; AST Currently In Use: 0; AST Temp Closed: 0 | 2 | 0 | 3 | 11422-049-001024 | DEKALB COUNTY ROAD DEPT
42771 | Currently in Use |  | 1991-12-17 |  | Petroleum | On road diesel | On road diesel | Local government | Single Wall | Fiberglass reinforced plastic |  |  | Fiberglass reinforced plastic |  | 1901-01-01 | Catchment Basin | Flow Rest 90% Full | Flow Rest 90% Full |  |  | Automatic Tank Gauge |  | Containment Sump | Automatic flow restrictor (MLLD) |  |  | Annual line testing | Annual line testing |  | UST Currently In Use: 2; UST Temp Close: 0; AST Currently In Use: 0; AST Temp Closed: 0 | 2 | 0 | 3 | 11422-049-001024 | DEKALB COUNTY ROAD DEPT
42773 | Permanently Closed | 1998-12-01 | 1992-02-06 | 2000-06-10 | Petroleum | Unleaded gasoline | Unleaded gasoline | Retail | Steel | Steel | Coated & cathodic protection (sti-P3) |  | Fiberglass reinforced plastic |  | 1901-01-01 | Catchment Basin | Audible high level alarm At 90% full | Audible high level alarm At 90% full | Interstitial Monitoring within Secondary Containment |  | Continuous Automatic Tank Gauge | [5 empty] | Annual line testing | Annual line testing |  | UST Currently In Use: 0; UST Temp Close: 0; AST Currently In Use: 0; AST Temp Closed: 0 | 0 | 0 | 2 | 10094-033-015753 | ALABAMA OIL CO. OF SHEFFIELD, INC.
42774 | Permanently Closed | 1998-12-01 | 1992-02-06 | 2000-06-10 | Petroleum | Unleaded gasoline | Unleaded gasoline | Retail | Steel | Steel | Coated & cathodic protection (sti-P3) |  | Fiberglass reinforced plastic |  | 1901-01-01 | Catchment Basin | Audible high level alarm At 90% full | Audible high level alarm At 90% full | Interstitial Monitoring within Secondary Containment |  | Continuous Automatic Tank Gauge | [5 empty] | Annual line testing | Annual line testing |  | UST Currently In Use: 0; UST Temp Close: 0; AST Currently In Use: 0; AST Temp Closed: 0 | 0 | 0 | 2 | 10094-033-015753 | ALABAMA OIL CO. OF SHEFFIELD, INC.
42775 |  | 1990-01-01 | 1975-01-01 |  | Petroleum | Other, EMPTY | Other | [7 empty] | 1901-01-01 | [14 empty] | UST Currently In Use: 0; UST Temp Close: 0; AST Currently In Use: 0; AST Temp Closed: 0 | 0 | 0 | 0 | 17611-089-015754 | MID SOUTHERN EQUIPMENT CORP
42776 | Cannot Locate or abandoned | 1998-12-21 | 1988-09-08 |  | Petroleum | On road diesel | On road diesel |  | Steel | Steel | Coated & cathodic protection (sti-P3) |  | Fiberglass reinforced plastic |  | 1901-01-01 | [14 empty] | UST Currently In Use: 0; UST Temp Close: 0; AST Currently In Use: 0; AST Temp Closed: 0 | 0 | 0 | 0 | 17725-013-015596 | PINKARD OIL COMPANY
42777 | Permanently Closed | 2011-12-09 | 1992-02-14 | 2023-09-26 | Petroleum | Unleaded gasoline | Unleaded gasoline | Local government | Fiberglass reinforced plastic | Fiberglass reinforced plastic |  |  | Fiberglass reinforced plastic |  | 1901-01-01 | Catchment Basin | Flow Rest 90% Full | Flow Rest 90% Full |  |  | Automatic Tank Gauge | [8 empty] | UST Currently In Use: 0; UST Temp Close: 0; AST Currently In Use: 0; AST Temp Closed: 0 | 0 | 0 | 4 | 11045-017-010039 | CITY OF LAFAYETTE
42778 | Permanently Closed | 2011-12-09 | 1992-02-14 | 2023-09-26 | Petroleum | On road diesel | On road diesel | Local government | Fiberglass reinforced plastic | Fiberglass reinforced plastic |  |  | Fiberglass reinforced plastic |  | 1901-01-01 | Catchment Basin | Flow Rest 90% Full | Flow Rest 90% Full |  |  | Automatic Tank Gauge | [8 empty] | UST Currently In Use: 0; UST Temp Close: 0; AST Currently In Use: 0; AST Temp Closed: 0 | 0 | 0 | 4 | 11045-017-010039 | CITY OF LAFAYETTE
42779 | Permanently Closed | 1997-08-07 | 1986-11-01 | 1997-08-07 | Petroleum | On road diesel | On road diesel | Emergency power generator | Steel | Steel |  | Painted or None | Steel |  | 1901-01-01 |  | Flow Rest 90% Full | Audible high level alarm At 90% full | [11 empty] | UST Currently In Use: 0; UST Temp Close: 0; AST Currently In Use: 0; AST Temp Closed: 0 | 0 | 0 | 1 | 17711-043-015696 | CULLMAN OUTPATIENT CENTER
42780 | Temporary Closed | 2007-10-27 | 1991-09-10 |  | Petroleum | Premium gasoline | Premium gasoline | Local government | Steel | Steel | Coated & cathodic protection (sti-P3) |  | Fiberglass reinforced plastic |  |  | Catchment Basin | Automatic shutoff device At 95% full | Automatic shutoff device At 95% full |  |  | Statistical Inventory Reconciliation (SIR) | [8 empty] | UST Currently In Use: 0; UST Temp Close: 2; AST Currently In Use: 0; AST Temp Closed: 0 | 0 | 2 | 0 | 17712-055-015697 | ETOWAH CO BOARD OF EDUCATION
42781 | Temporary Closed | 2007-10-27 | 1991-09-10 |  | Petroleum | On road diesel | On road diesel | Local government | Steel | Steel | Coated & cathodic protection (sti-P3) |  | Fiberglass reinforced plastic |  |  | Catchment Basin | Automatic shutoff device At 95% full | Automatic shutoff device At 95% full |  |  | Statistical Inventory Reconciliation (SIR) | [8 empty] | UST Currently In Use: 0; UST Temp Close: 2; AST Currently In Use: 0; AST Temp Closed: 0 | 0 | 2 | 0 | 17712-055-015697 | ETOWAH CO BOARD OF EDUCATION
42782 | Currently in Use |  | 1992-02-15 |  | Petroleum | Unleaded gasoline | Unleaded gasoline | Retail | Steel | Steel | Coated & cathodic protection (sti-P3) |  | Fiberglass reinforced plastic |  |  | Catchment Basin | Flow Rest 90% Full | Flow Rest 90% Full |  |  | Automatic Tank Gauge |  | Automatic flow restrictor (MLLD) | Automatic flow restrictor (MLLD) |  |  | Annual line testing | Annual line testing |  | UST Currently In Use: 1; UST Temp Close: 0; AST Currently In Use: 0; AST Temp Closed: 0 | 1 | 0 | 0 | 24262-123-005811 | BILLY RAY SMITH
42783 | Permanently Closed | 2009-11-08 | 1991-12-30 | 2010-11-08 | Petroleum | On road diesel | On road diesel | Retail | Fiberglass reinforced plastic | Fiberglass reinforced plastic |  |  | Fiberglass reinforced plastic |  | 1901-01-01 | Catchment Basin | Audible high level alarm At 90% full | Audible high level alarm At 90% full |  |  | Statistical Inventory Reconciliation (SIR) |  |  |  | Interstitial Monitoring within Secondary Containment |  | Statistical inventory reconciliation (SIR) | Statistical inventory reconciliation (SIR) |  | UST Currently In Use: 0; UST Temp Close: 0; AST Currently In Use: 0; AST Temp Closed: 0 | 0 | 0 | 6 | 19736-077-002832 | O B MILEY II JR
42784 | Permanently Closed | 2009-11-08 | 1991-12-30 | 2010-11-08 | Petroleum | Unleaded gasoline | Unleaded gasoline | Retail | Fiberglass reinforced plastic | Fiberglass reinforced plastic |  |  | Fiberglass reinforced plastic |  | 1901-01-01 | Catchment Basin | Audible high level alarm At 90% full | Audible high level alarm At 90% full |  |  | Statistical Inventory Reconciliation (SIR) |  |  |  | Interstitial Monitoring within Secondary Containment |  | Annual line testing | Annual line testing |  | UST Currently In Use: 0; UST Temp Close: 0; AST Currently In Use: 0; AST Temp Closed: 0 | 0 | 0 | 6 | 19736-077-002832 | O B MILEY II JR
42785 | Permanently Closed | 2017-11-24 | 1992-03-01 | 2018-02-05 | Petroleum | Unleaded gasoline | Unleaded gasoline | Retail | Single Wall | Single Wall | Coated & cathodic protection (sti-P3) |  | Single Wall |  |  | Catchment Basin | Flow Rest 90% Full | Flow Rest 90% Full |  |  | Automatic Tank Gauge | [8 empty] | UST Currently In Use: 0; UST Temp Close: 0; AST Currently In Use: 0; AST Temp Closed: 0 | 0 | 0 | 1 | 25344-083-015755 | CITY OF HUNTSVILLE
42786 | Currently in Use |  | 1990-07-24 |  | Petroleum | Unleaded gasoline | Unleaded gasoline | Retail | Steel | Steel | Coated & cathodic protection (sti-P3) |  | Fiberglass reinforced plastic |  |  | Catchment Basin | Flow Rest 90% Full | Flow Rest 90% Full |  |  | Continuous Automatic Tank Gauge | [8 empty] | UST Currently In Use: 2; UST Temp Close: 0; AST Currently In Use: 0; AST Temp Closed: 0 | 2 | 0 | 0 | 25090-123-015756 | RLM, LLC
42787 | Currently in Use |  | 1990-07-24 |  | Petroleum | Premium gasoline | Premium gasoline | Retail | Steel | Steel | Coated & cathodic protection (sti-P3) |  | Fiberglass reinforced plastic |  |  | Catchment Basin | Flow Rest 90% Full | Flow Rest 90% Full |  |  | Continuous Automatic Tank Gauge | [8 empty] | UST Currently In Use: 2; UST Temp Close: 0; AST Currently In Use: 0; AST Temp Closed: 0 | 2 | 0 | 0 | 25090-123-015756 | RLM, LLC
42788 | Temporary Closed | 2006-12-05 | 1990-09-09 |  | Petroleum | Unleaded gasoline | Unleaded gasoline | Retail | Steel | Steel | Coated & cathodic protection (sti-P3) |  | Fiberglass reinforced plastic |  |  | Catchment Basin | Flow Rest 90% Full | Flow Rest 90% Full |  |  | Statistical Inventory Reconciliation (SIR) |  | Automatic flow restrictor (MLLD) | Automatic flow restrictor (MLLD) |  |  | Statistical inventory reconciliation (SIR) | Statistical inventory reconciliation (SIR) |  | UST Currently In Use: 0; UST Temp Close: 3; AST Currently In Use: 0; AST Temp Closed: 0 | 0 | 3 | 6 | 22471-099-010225 | BRYANT'S ALIGNMENTS
42789 | Temporary Closed | 2004-04-01 | 1990-09-09 |  | Petroleum | Mid-grade gasoline | Mid-grade gasoline | Retail | Steel | Steel | Coated & cathodic protection (sti-P3) |  | Fiberglass reinforced plastic |  |  | Catchment Basin | Flow Rest 90% Full | Flow Rest 90% Full |  |  |  |  | Automatic flow restrictor (MLLD) | Automatic flow restrictor (MLLD) |  |  | Annual line testing | Annual line testing |  | UST Currently In Use: 0; UST Temp Close: 3; AST Currently In Use: 0; AST Temp Closed: 0 | 0 | 3 | 6 | 22471-099-010225 | BRYANT'S ALIGNMENTS
42790 | Temporary Closed | 2004-04-01 | 1990-09-09 |  | Petroleum | Premium gasoline | Premium gasoline | Retail | Steel | Steel | Coated & cathodic protection (sti-P3) |  | Fiberglass reinforced plastic |  |  | Catchment Basin | Flow Rest 90% Full | Flow Rest 90% Full |  |  |  |  | Automatic flow restrictor (MLLD) | Automatic flow restrictor (MLLD) |  |  | Annual line testing | Annual line testing |  | UST Currently In Use: 0; UST Temp Close: 3; AST Currently In Use: 0; AST Temp Closed: 0 | 0 | 3 | 6 | 22471-099-010225 | BRYANT'S ALIGNMENTS
42791 | Permanently Closed | 1994-11-02 | 1985-01-01 | 1994-11-02 | Petroleum | On road diesel | On road diesel |  | Steel | Steel |  | Painted or None | Steel |  | 1901-01-01 | [14 empty] | UST Currently In Use: 0; UST Temp Close: 0; AST Currently In Use: 0; AST Temp Closed: 0 | 0 | 0 | 2 | 17726-097-015597 | DURR MEDICAL CORPORATION
42792 | Permanently Closed | 1994-11-02 | 1975-01-01 | 1994-11-02 | Petroleum | Unleaded gasoline | Unleaded gasoline |  | Steel | Steel |  | Painted or None | Steel |  | 1901-01-01 | [14 empty] | UST Currently In Use: 0; UST Temp Close: 0; AST Currently In Use: 0; AST Temp Closed: 0 | 0 | 0 | 2 | 17726-097-015597 | DURR MEDICAL CORPORATION
42793 | Currently in Use |  | 1992-02-07 |  | Petroleum | Unleaded gasoline | Unleaded gasoline | Retail | Fiberglass reinforced plastic | Fiberglass reinforced plastic |  |  | Fiberglass reinforced plastic |  | 1901-01-01 | Catchment Basin | Flow Rest 90% Full | Flow Rest 90% Full |  |  | Continuous Automatic Tank Gauge | [8 empty] | UST Currently In Use: 3; UST Temp Close: 0; AST Currently In Use: 1; AST Temp Closed: 0 | 3 | 0 | 2 | 24302-077-003169 | MICHAEL OR ANN CHAFIN
42794 | Currently in Use |  | 1992-02-07 |  | Petroleum | On road diesel | On road diesel | Retail | Fiberglass reinforced plastic | Fiberglass reinforced plastic |  |  | Fiberglass reinforced plastic |  | 1901-01-01 | Catchment Basin | Flow Rest 90% Full | Flow Rest 90% Full |  |  | Continuous Automatic Tank Gauge | [8 empty] | UST Currently In Use: 3; UST Temp Close: 0; AST Currently In Use: 1; AST Temp Closed: 0 | 3 | 0 | 2 | 24302-077-003169 | MICHAEL OR ANN CHAFIN
42795 | Currently in Use |  | 1991-03-30 |  | Petroleum | Unleaded gasoline | Unleaded gasoline | Retail | Steel | Single Wall | Coated & cathodic protection (sti-P3) |  | Fiberglass reinforced plastic |  |  | Catchment Basin | Flow Rest 90% Full | Flow Rest 90% Full |  |  | Statistical Inventory Reconciliation (SIR) |  | Automatic flow restrictor (MLLD) | Automatic flow restrictor (MLLD) |  |  | Statistical inventory reconciliation (SIR) | Statistical inventory reconciliation (SIR) |  | UST Currently In Use: 3; UST Temp Close: 0; AST Currently In Use: 0; AST Temp Closed: 0 | 3 | 0 | 2 | 16634-077-012326 | HAROLD L. MARTIN DISTRIBUTING CO INC
42796 | Currently in Use |  | 1991-03-30 |  | Petroleum | Premium gasoline | Premium gasoline | Retail | Single Wall | Single Wall | Coated & cathodic protection (sti-P3) |  | Double Wall |  |  | Catchment Basin | Flow Rest 90% Full | Flow Rest 90% Full |  |  | Statistical Inventory Reconciliation (SIR) |  | Automatic flow restrictor (MLLD) | Automatic flow restrictor (MLLD) |  |  | Statistical inventory reconciliation (SIR) | Statistical inventory reconciliation (SIR) |  | UST Currently In Use: 3; UST Temp Close: 0; AST Currently In Use: 0; AST Temp Closed: 0 | 3 | 0 | 2 | 16634-077-012326 | HAROLD L. MARTIN DISTRIBUTING CO INC
42797 | Currently in Use |  | 1991-03-30 |  | Petroleum | Unleaded gasoline | Unleaded gasoline | Retail | Steel | Single Wall | Coated & cathodic protection (sti-P3) |  | Fiberglass reinforced plastic |  |  | Catchment Basin | Flow Rest 90% Full | Flow Rest 90% Full |  |  | Statistical Inventory Reconciliation (SIR) |  | Automatic flow restrictor (MLLD) | Automatic flow restrictor (MLLD) |  |  | Statistical inventory reconciliation (SIR) | Statistical inventory reconciliation (SIR) |  | UST Currently In Use: 3; UST Temp Close: 0; AST Currently In Use: 0; AST Temp Closed: 0 | 3 | 0 | 2 | 16634-077-012326 | HAROLD L. MARTIN DISTRIBUTING CO INC
42798 | Permanently Closed | 2011-05-01 | 1992-03-12 | 2014-12-04 | Petroleum | Mid-grade gasoline | Mid-grade gasoline | Retail | Single Wall | Single Wall | Coated & cathodic protection (sti-P3) |  | Double Wall |  |  | Catchment Basin | Automatic shutoff device At 95% full | Automatic shutoff device At 95% full |  |  | Statistical Inventory Reconciliation (SIR) |  | COMPUTERIZ | Other |  |  | Statistical inventory reconciliation (SIR) | Statistical inventory reconciliation (SIR) |  | UST Currently In Use: 0; UST Temp Close: 0; AST Currently In Use: 0; AST Temp Closed: 0 | 0 | 0 | 10 | 24559-043-008863 | GERALD TURNER
42799 | Permanently Closed | 2011-05-01 | 1992-03-12 | 2014-12-04 | Petroleum | Kerosene | Kerosene |  | Single Wall | Single Wall | Coated & cathodic protection (sti-P3) |  | Fiberglass reinforced plastic |  |  | Catchment Basin | Flow Rest 90% Full | Flow Rest 90% Full |  |  | Statistical Inventory Reconciliation (SIR) | [8 empty] | UST Currently In Use: 0; UST Temp Close: 0; AST Currently In Use: 0; AST Temp Closed: 0 | 0 | 0 | 10 | 24559-043-008863 | GERALD TURNER
42800 | Permanently Closed | 2011-05-01 | 1992-03-12 | 2014-12-04 | Petroleum | On road diesel | On road diesel | Retail | Steel | Single Wall | Coated & cathodic protection (sti-P3) |  | Fiberglass reinforced plastic |  |  | Catchment Basin | Flow Rest 90% Full | Flow Rest 90% Full |  |  | Statistical Inventory Reconciliation (SIR) |  |  |  | Interstitial Monitoring within Secondary Containment |  | Statistical inventory reconciliation (SIR) | Statistical inventory reconciliation (SIR) |  | UST Currently In Use: 0; UST Temp Close: 0; AST Currently In Use: 0; AST Temp Closed: 0 | 0 | 0 | 10 | 24559-043-008863 | GERALD TURNER
42802 | Permanently Closed | 2016-04-05 | 1992-01-22 | 2016-04-21 | Petroleum | Unleaded gasoline | Unleaded gasoline | Retail | Single Wall | Fiberglass reinforced plastic |  |  | Fiberglass reinforced plastic |  | 1901-01-01 | Catchment Basin | Flow Rest 90% Full | Flow Rest 90% Full |  |  | Statistical Inventory Reconciliation (SIR) |  | Automatic shutoff device (AELLD) | Automatic shutoff device (AELLD) |  |  | Statistical inventory reconciliation (SIR) | Statistical inventory reconciliation (SIR) |  | UST Currently In Use: 0; UST Temp Close: 0; AST Currently In Use: 0; AST Temp Closed: 0 | 0 | 0 | 2 | 23413-073-015698 | CIRCLE K STORES, INC.
42804 | Permanently Closed | 2016-04-05 | 1992-01-22 | 2016-04-21 | Petroleum | Premium gasoline | Premium gasoline | Retail | Fiberglass reinforced plastic | Fiberglass reinforced plastic |  |  | Double Wall |  | 1901-01-01 | Catchment Basin | Flow Rest 90% Full | Flow Rest 90% Full |  |  | Statistical Inventory Reconciliation (SIR) |  | Containment Sump | Containment Sump |  |  | Statistical inventory reconciliation (SIR) | Statistical inventory reconciliation (SIR) |  | UST Currently In Use: 0; UST Temp Close: 0; AST Currently In Use: 0; AST Temp Closed: 0 | 0 | 0 | 2 | 23413-073-015698 | CIRCLE K STORES, INC.
42808 | Currently in Use |  | 1991-12-12 |  | Petroleum | Unleaded gasoline | Unleaded gasoline | Retail | Double Wall | Double Wall |  |  | 2 PIECES |  | 1901-01-01 | Catchment Basin | Audible high level alarm At 90% full | Audible high level alarm At 90% full |  |  | Continuous Automatic Tank Gauge |  | Automatic shutoff device (AELLD) | Automatic shutoff device (AELLD) | [5 empty] | UST Currently In Use: 3; UST Temp Close: 0; AST Currently In Use: 0; AST Temp Closed: 0 | 3 | 0 | 0 | 25216-073-015700 | G&M UNITED LLC
42809 | Currently in Use |  | 1991-12-12 |  | Petroleum | Premium gasoline | Premium gasoline | Retail | Double Wall | Double Wall |  |  | Fiberglass reinforced plastic |  | 1901-01-01 | Catchment Basin | Audible high level alarm At 90% full | Audible high level alarm At 90% full |  |  | Continuous Automatic Tank Gauge |  | Automatic shutoff device (AELLD) | Automatic shutoff device (AELLD) | [5 empty] | UST Currently In Use: 3; UST Temp Close: 0; AST Currently In Use: 0; AST Temp Closed: 0 | 3 | 0 | 0 | 25216-073-015700 | G&M UNITED LLC
42810 | Currently in Use |  | 1991-12-12 |  | Petroleum | On road diesel | On road diesel | Retail | Double Wall | Double Wall |  |  | Fiberglass reinforced plastic |  | 1901-01-01 | Catchment Basin | Audible high level alarm At 90% full | Audible high level alarm At 90% full |  |  | Continuous Automatic Tank Gauge |  | Automatic shutoff device (AELLD) | Automatic shutoff device (AELLD) | [5 empty] | UST Currently In Use: 3; UST Temp Close: 0; AST Currently In Use: 0; AST Temp Closed: 0 | 3 | 0 | 0 | 25216-073-015700 | G&M UNITED LLC
42811 | Temporary Closed | 1999-01-01 | 1991-11-15 |  | Petroleum | Unleaded gasoline | Unleaded gasoline | Retail | Steel | Single Wall | Coated & cathodic protection (sti-P3) |  | TOTAL CONT |  |  | Catchment Basin | Flow Rest 90% Full | Flow Rest 90% Full |  |  |  |  | Containment Sump | Automatic flow restrictor (MLLD) | Interstitial Monitoring within Secondary Containment | INTERSTITIAL BARRIER |  |  |  | UST Currently In Use: 0; UST Temp Close: 2; AST Currently In Use: 0; AST Temp Closed: 0 | 0 | 2 | 3 | 20814-079-014850 | SAINT'S REAL ESTATE LLC
42812 | Temporary Closed | 1999-01-01 | 1991-11-15 |  | Petroleum | Mid-grade gasoline | Mid-grade gasoline | Retail | Single Wall | Single Wall | Coated & cathodic protection (sti-P3) |  | TOTAL CONT |  |  | Catchment Basin | Flow Rest 90% Full | Flow Rest 90% Full |  |  |  |  | Containment Sump | Automatic flow restrictor (MLLD) | Interstitial Monitoring within Secondary Containment | INTERSTITIAL BARRIER |  |  |  | UST Currently In Use: 0; UST Temp Close: 2; AST Currently In Use: 0; AST Temp Closed: 0 | 0 | 2 | 3 | 20814-079-014850 | SAINT'S REAL ESTATE LLC
42813 | Permanently Closed | 1994-03-01 | 1982-03-01 | 1994-03-16 | Petroleum | On road diesel | On road diesel | Local government | Steel | Steel |  | Painted or None | Steel |  | 1901-01-01 | [14 empty] | UST Currently In Use: 2; UST Temp Close: 0; AST Currently In Use: 0; AST Temp Closed: 0 | 2 | 0 | 4 | 17668-017-015521 | CHAMBERS CO COMMISSION
42814 | Permanently Closed | 1994-03-01 | 1982-03-01 | 1994-03-16 | Petroleum | Unleaded gasoline | Unleaded gasoline | Local government | Steel | Steel |  | Painted or None | Steel |  | 1901-01-01 | [14 empty] | UST Currently In Use: 2; UST Temp Close: 0; AST Currently In Use: 0; AST Temp Closed: 0 | 2 | 0 | 4 | 17668-017-015521 | CHAMBERS CO COMMISSION
42815 | Permanently Closed | 1994-03-01 | 1982-03-01 | 1994-03-16 | Petroleum | Unleaded gasoline | Unleaded gasoline | Local government | Steel | Steel |  | Painted or None | Steel |  | 1901-01-01 | [14 empty] | UST Currently In Use: 2; UST Temp Close: 0; AST Currently In Use: 0; AST Temp Closed: 0 | 2 | 0 | 4 | 17668-017-015521 | CHAMBERS CO COMMISSION
42816 | Permanently Closed | 1994-03-01 | 1982-03-01 | 1994-03-16 | Petroleum | Unleaded gasoline | Unleaded gasoline | Local government | Steel | Steel |  | Painted or None | Steel |  | 1901-01-01 | [14 empty] | UST Currently In Use: 2; UST Temp Close: 0; AST Currently In Use: 0; AST Temp Closed: 0 | 2 | 0 | 4 | 17668-017-015521 | CHAMBERS CO COMMISSION
42817 | Permanently Closed | 2004-07-31 | 1992-03-21 | 2004-07-31 | Petroleum | On road diesel | On road diesel | Industrial | Fiberglass reinforced plastic | Fiberglass reinforced plastic |  |  | Fiberglass reinforced plastic |  | 1901-01-01 | Catchment Basin | Automatic shutoff device At 95% full | Automatic shutoff device At 95% full | Interstitial Monitoring within Secondary Containment |  | Automatic Tank Gauge | [5 empty] | Continuous alarm system | Continuous alarm system |  | UST Currently In Use: 0; UST Temp Close: 0; AST Currently In Use: 2; AST Temp Closed: 0 | 0 | 0 | 3 | 19455-121-003565 | BLUE BELL CREAMERIES
42818 | Currently in Use |  | 1992-03-17 |  | Petroleum | Mid-grade gasoline | Mid-grade gasoline | Retail | Single Wall | Single Wall | Coated & cathodic protection (sti-P3) |  | FG COATED |  |  | Catchment Basin | Automatic shutoff device At 95% full | Automatic shutoff device At 95% full |  |  | Continuous Automatic Tank Gauge |  | Automatic shutoff device (AELLD) | Automatic shutoff device (AELLD) | [5 empty] | UST Currently In Use: 3; UST Temp Close: 0; AST Currently In Use: 0; AST Temp Closed: 0 | 3 | 0 | 2 | 15420-015-011289 | MAPCO EXPRESS, INC.
42819 | Currently in Use |  | 1992-03-17 |  | Petroleum | Unleaded gasoline | Unleaded gasoline | Retail | Single Wall | Single Wall | Coated & cathodic protection (sti-P3) |  | FG COATED |  |  | Catchment Basin | Automatic shutoff device At 95% full | Automatic shutoff device At 95% full |  |  | Continuous Automatic Tank Gauge |  | Automatic shutoff device (AELLD) | Automatic shutoff device (AELLD) | [5 empty] | UST Currently In Use: 3; UST Temp Close: 0; AST Currently In Use: 0; AST Temp Closed: 0 | 3 | 0 | 2 | 15420-015-011289 | MAPCO EXPRESS, INC.
42820 | Currently in Use |  | 1992-03-17 |  | Petroleum | Premium gasoline | Premium gasoline | Retail | Steel | Single Wall | Coated & cathodic protection (sti-P3) |  | Double Wall |  |  | Catchment Basin | Flow Rest 90% Full | Automatic shutoff device At 95% full |  |  | Continuous Automatic Tank Gauge |  | Automatic shutoff device (AELLD) | Automatic shutoff device (AELLD) | [5 empty] | UST Currently In Use: 3; UST Temp Close: 0; AST Currently In Use: 0; AST Temp Closed: 0 | 3 | 0 | 2 | 15420-015-011289 | MAPCO EXPRESS, INC.
42821 | Permanently Closed | 1997-04-29 | 1980-10-21 | 1997-04-29 | Hazardous Substance |  |  |  | Steel | Steel |  | Painted or None | Steel |  | 1901-01-01 | [11 empty] | Annual line testing | Annual line testing |  | UST Currently In Use: 0; UST Temp Close: 0; AST Currently In Use: 0; AST Temp Closed: 0 | 0 | 0 | 3 | 17717-055-015701 | LEACH MANUFACTURING CO
42822 | Permanently Closed | 1997-04-29 | 1980-10-21 | 1997-04-29 | Petroleum | On road diesel | On road diesel |  | Steel | Steel |  | Painted or None | Steel |  | 1901-01-01 | [11 empty] | Annual line testing | Annual line testing |  | UST Currently In Use: 0; UST Temp Close: 0; AST Currently In Use: 0; AST Temp Closed: 0 | 0 | 0 | 3 | 17717-055-015701 | LEACH MANUFACTURING CO
42823 | Permanently Closed | 1997-04-29 | 1980-10-21 | 1997-04-29 | Petroleum | Unleaded gasoline | Unleaded gasoline |  | Steel | Steel |  | Painted or None | Steel |  | 1901-01-01 | [11 empty] | Annual line testing | Annual line testing |  | UST Currently In Use: 0; UST Temp Close: 0; AST Currently In Use: 0; AST Temp Closed: 0 | 0 | 0 | 3 | 17717-055-015701 | LEACH MANUFACTURING CO
42824 | Permanently Closed | 2003-10-31 | 1987-10-01 | 2004-06-10 | Petroleum | On road diesel | On road diesel | Industrial | Steel | Steel | Coated & cathodic protection (sti-P3) |  | Fiberglass reinforced plastic |  | 1901-01-01 | Catchment Basin | Automatic shutoff device At 95% full | Automatic shutoff device At 95% full |  |  | Statistical Inventory Reconciliation (SIR) | [8 empty] | UST Currently In Use: 0; UST Temp Close: 0; AST Currently In Use: 0; AST Temp Closed: 0 | 0 | 0 | 2 | 12106-043-015702 | GOLD KIST INC DALE ROBERTS
42825 | Permanently Closed | 2003-10-31 | 1987-10-01 | 2004-06-10 | Petroleum | Unleaded gasoline | Unleaded gasoline | Industrial | Steel | Steel | Coated & cathodic protection (sti-P3) |  | Fiberglass reinforced plastic |  | 1901-01-01 | Catchment Basin | Flow Rest 90% Full | Automatic shutoff device At 95% full |  |  | Statistical Inventory Reconciliation (SIR) | [8 empty] | UST Currently In Use: 0; UST Temp Close: 0; AST Currently In Use: 0; AST Temp Closed: 0 | 0 | 0 | 2 | 12106-043-015702 | GOLD KIST INC DALE ROBERTS
42827 | Currently in Use |  | 1992-03-09 |  | Petroleum | Unleaded gasoline | Unleaded gasoline | State/federal government | Double Wall | Double Wall | Coated & cathodic protection (sti-P3) |  | Fiberglass reinforced plastic |  |  | Catchment Basin | Automatic shutoff device At 95% full | Audible high level alarm At 90% full | Interstitial Monitoring within Secondary Containment | SENSOR TO ATG | Automatic Tank Gauge |  | Containment Sump | Containment Sump | [5 empty] | UST Currently In Use: 16; UST Temp Close: 0; AST Currently In Use: 4; AST Temp Closed: 0 | 16 | 0 | 39 | 10267-015-003643 | DEPT OF ARMY
42828 | Currently in Use |  | 1992-03-09 |  | Petroleum | On road diesel | On road diesel | State/federal government | BLDG-422 | Double Wall | Coated & cathodic protection (sti-P3) |  | Fiberglass reinforced plastic |  |  | Catchment Basin | Automatic shutoff device At 95% full | Audible high level alarm At 90% full | Interstitial Monitoring within Secondary Containment | SENSOR TO ATG | Automatic Tank Gauge |  | Containment Sump | Containment Sump | [5 empty] | UST Currently In Use: 16; UST Temp Close: 0; AST Currently In Use: 4; AST Temp Closed: 0 | 16 | 0 | 39 | 10267-015-003643 | DEPT OF ARMY
42829 | Temporary Closed | 2023-03-31 | 1991-10-29 |  | Petroleum | Premium gasoline | Premium gasoline | Retail | 6P/6D | Double Wall |  |  | Double Wall |  | 1901-01-01 | Catchment Basin | Flow Rest 90% Full | Flow Rest 90% Full |  |  | Continuous Automatic Tank Gauge |  | Automatic shutoff device (AELLD) | Automatic shutoff device (AELLD) | [5 empty] | UST Currently In Use: 0; UST Temp Close: 2; AST Currently In Use: 0; AST Temp Closed: 0 | 0 | 2 | 0 | 25265-073-015703 | LGWS/CROSS AMERICA PARTNERS
42830 | Temporary Closed | 2023-03-31 | 1991-10-29 |  | Petroleum | Unleaded gasoline | Unleaded gasoline | Retail | Fiberglass coated steel | Double Wall |  |  | Fiberglass reinforced plastic |  | 1901-01-01 | Catchment Basin | Flow Rest 90% Full | Flow Rest 90% Full |  |  | Continuous Automatic Tank Gauge |  | Automatic shutoff device (AELLD) | Automatic shutoff device (AELLD) | [5 empty] | UST Currently In Use: 0; UST Temp Close: 2; AST Currently In Use: 0; AST Temp Closed: 0 | 0 | 2 | 0 | 25265-073-015703 | LGWS/CROSS AMERICA PARTNERS
42831 | Currently in Use |  | 1992-02-14 |  | Petroleum | Unleaded gasoline | Unleaded gasoline | Retail | Steel | Steel | Coated & cathodic protection (sti-P3) |  | Fiberglass reinforced plastic |  |  | Catchment Basin | Flow Rest 90% Full | Flow Rest 90% Full |  |  | Continuous Automatic Tank Gauge |  | Automatic shutoff device (AELLD) | Automatic shutoff device (AELLD) |  |  | Annual line testing | Annual line testing |  | UST Currently In Use: 3; UST Temp Close: 0; AST Currently In Use: 0; AST Temp Closed: 0 | 3 | 0 | 6 | 13364-003-005276 | MCKENZIE OIL COMPANY, INC.
42832 | Currently in Use |  | 1992-02-14 |  | Petroleum | On road diesel | On road diesel | Retail | Steel | Steel | Coated & cathodic protection (sti-P3) |  | Fiberglass reinforced plastic |  |  | Catchment Basin | Flow Rest 90% Full | Flow Rest 90% Full |  |  | Continuous Automatic Tank Gauge |  | Automatic shutoff device (AELLD) | Automatic shutoff device (AELLD) |  |  | Annual line testing | Annual line testing |  | UST Currently In Use: 3; UST Temp Close: 0; AST Currently In Use: 0; AST Temp Closed: 0 | 3 | 0 | 6 | 13364-003-005276 | MCKENZIE OIL COMPANY, INC.
42833 | Currently in Use |  | 1992-02-14 |  | Petroleum | Premium gasoline | Premium gasoline | Retail | Steel | Steel | Coated & cathodic protection (sti-P3) |  | Fiberglass reinforced plastic |  |  | Catchment Basin | Flow Rest 90% Full | Flow Rest 90% Full |  |  | Continuous Automatic Tank Gauge |  | Automatic shutoff device (AELLD) | Automatic shutoff device (AELLD) |  |  | Annual line testing | Annual line testing |  | UST Currently In Use: 3; UST Temp Close: 0; AST Currently In Use: 0; AST Temp Closed: 0 | 3 | 0 | 6 | 13364-003-005276 | MCKENZIE OIL COMPANY, INC.
42834 | Permanently Closed | 1992-09-01 | 1901-01-01 | 1992-09-01 | Petroleum | Unleaded gasoline | Unleaded gasoline |  | Steel | Steel |  |  | Steel |  | 1901-01-01 | [14 empty] | UST Currently In Use: 0; UST Temp Close: 0; AST Currently In Use: 0; AST Temp Closed: 0 | 0 | 0 | 5 | 17722-073-015704 | ELTON B STEPHENS
42836 | Permanently Closed | 1992-09-01 | 1901-01-01 | 1992-09-01 | Petroleum | Unleaded gasoline | Unleaded gasoline |  | Steel | Steel |  |  | Steel |  | 1901-01-01 | [14 empty] | UST Currently In Use: 0; UST Temp Close: 0; AST Currently In Use: 0; AST Temp Closed: 0 | 0 | 0 | 5 | 17722-073-015704 | ELTON B STEPHENS
42837 | Permanently Closed | 1992-09-01 | 1901-01-01 | 1992-09-01 | Petroleum | Unleaded gasoline | Unleaded gasoline |  | Steel | Steel |  |  | Steel |  | 1901-01-01 | [14 empty] | UST Currently In Use: 0; UST Temp Close: 0; AST Currently In Use: 0; AST Temp Closed: 0 | 0 | 0 | 5 | 17722-073-015704 | ELTON B STEPHENS
42838 | Permanently Closed | 1992-09-01 | 1901-01-01 | 1992-09-01 | Petroleum | On road diesel | On road diesel |  | Steel | Steel |  |  | Steel |  | 1901-01-01 | [14 empty] | UST Currently In Use: 0; UST Temp Close: 0; AST Currently In Use: 0; AST Temp Closed: 0 | 0 | 0 | 5 | 17722-073-015704 | ELTON B STEPHENS
42839 | Permanently Closed | 1992-09-01 | 1901-01-01 | 1992-09-01 | Petroleum | Used oil | Used oil |  | Steel | Steel |  |  | Steel |  | 1901-01-01 | [14 empty] | UST Currently In Use: 0; UST Temp Close: 0; AST Currently In Use: 0; AST Temp Closed: 0 | 0 | 0 | 5 | 17722-073-015704 | ELTON B STEPHENS
42840 | Currently in Use |  | 1992-01-22 |  | Petroleum | Unleaded gasoline | Unleaded gasoline | Retail | Fiberglass coated steel | Fiberglass coated steel |  |  | Fiberglass reinforced plastic |  | 1901-01-01 | Catchment Basin | Flow Rest 90% Full | Flow Rest 90% Full |  |  | Continuous Automatic Tank Gauge |  | Automatic shutoff device (AELLD) | Automatic shutoff device (AELLD) | [5 empty] | UST Currently In Use: 3; UST Temp Close: 0; AST Currently In Use: 0; AST Temp Closed: 0 | 3 | 0 | 0 | 25265-073-015705 | LGWS/CROSS AMERICA PARTNERS
42841 | Currently in Use |  | 1992-01-22 |  | Petroleum | Premium gasoline | Premium gasoline | Retail | Single Wall | Fiberglass coated steel |  |  | Double Wall |  | 1901-01-01 | Catchment Basin | Flow Rest 90% Full | Flow Rest 90% Full |  |  | Continuous Automatic Tank Gauge |  | Automatic shutoff device (AELLD) | Automatic shutoff device (AELLD) | [5 empty] | UST Currently In Use: 3; UST Temp Close: 0; AST Currently In Use: 0; AST Temp Closed: 0 | 3 | 0 | 0 | 25265-073-015705 | LGWS/CROSS AMERICA PARTNERS
42842 | Currently in Use |  | 1992-01-22 |  | Petroleum | On road diesel | On road diesel | Retail | Fiberglass reinforced plastic | Fiberglass coated steel |  |  | Fiberglass reinforced plastic |  | 1901-01-01 | Catchment Basin | Automatic shutoff device At 95% full | Automatic shutoff device At 95% full |  |  | Continuous Automatic Tank Gauge |  | Automatic shutoff device (AELLD) | Automatic shutoff device (AELLD) | [5 empty] | UST Currently In Use: 3; UST Temp Close: 0; AST Currently In Use: 0; AST Temp Closed: 0 | 3 | 0 | 0 | 25265-073-015705 | LGWS/CROSS AMERICA PARTNERS
42843 | Currently in Use |  | 1992-02-25 |  | Petroleum | Premium gasoline | Premium gasoline | Retail | Steel | Single Wall | Coated & cathodic protection (sti-P3) |  | Steel |  | 1901-01-01 | Catchment Basin | Automatic shutoff device At 95% full | Automatic shutoff device At 95% full |  |  | Statistical Inventory Reconciliation (SIR) | [8 empty] | UST Currently In Use: 4; UST Temp Close: 0; AST Currently In Use: 0; AST Temp Closed: 0 | 4 | 0 | 3 | 14694-089-003859 | STEVENS OIL COMPANY
42844 | Temporary Closed | 2020-11-25 | 1987-07-01 |  | Petroleum | Unleaded gasoline | Unleaded gasoline | Retail | Steel | Steel | Coated & cathodic protection (sti-P3) |  | Steel |  |  | Catchment Basin | Automatic shutoff device At 95% full | Automatic shutoff device At 95% full |  |  | Automatic Tank Gauge | [8 empty] | UST Currently In Use: 0; UST Temp Close: 4; AST Currently In Use: 0; AST Temp Closed: 0 | 0 | 4 | 5 | 23157-111-010063 | SAHIN FEROZ LALANI & SHWETA LALANI
42845 | Temporary Closed | 2020-11-25 | 1987-07-01 |  | Petroleum | Unleaded gasoline | Unleaded gasoline | Retail | Steel | Steel | Coated & cathodic protection (sti-P3) |  | Steel |  |  | Catchment Basin | Automatic shutoff device At 95% full | Automatic shutoff device At 95% full |  |  | Automatic Tank Gauge | [8 empty] | UST Currently In Use: 0; UST Temp Close: 4; AST Currently In Use: 0; AST Temp Closed: 0 | 0 | 4 | 5 | 23157-111-010063 | SAHIN FEROZ LALANI & SHWETA LALANI
42846 | Temporary Closed | 2020-11-25 | 1987-07-01 |  | Petroleum | Other, OFFROAD | Other | Retail | Steel | Steel | Field installed cathodic protection |  | Steel |  |  | Catchment Basin | Automatic shutoff device At 95% full | Automatic shutoff device At 95% full |  |  | Automatic Tank Gauge | [8 empty] | UST Currently In Use: 0; UST Temp Close: 4; AST Currently In Use: 0; AST Temp Closed: 0 | 0 | 4 | 5 | 23157-111-010063 | SAHIN FEROZ LALANI & SHWETA LALANI
42848 | Temporary Closed | 2011-05-01 | 1980-10-20 |  | Petroleum | On road diesel | On road diesel | Retail | Steel | Steel | Field installed cathodic protection |  | Steel |  |  | Catchment Basin | Automatic shutoff device At 95% full | Automatic shutoff device At 95% full |  |  | Automatic Tank Gauge | [8 empty] | UST Currently In Use: 0; UST Temp Close: 4; AST Currently In Use: 0; AST Temp Closed: 0 | 0 | 4 | 5 | 23157-111-010063 | SAHIN FEROZ LALANI & SHWETA LALANI
42850 | Currently in Use |  | 1992-03-20 |  | Petroleum | Unleaded gasoline | Unleaded gasoline | Retail | Steel | Steel | Coated & cathodic protection (sti-P3) |  | Fiberglass reinforced plastic |  |  | Catchment Basin | Flow Rest 90% Full | Flow Rest 90% Full |  |  | Continuous Automatic Tank Gauge | [8 empty] | UST Currently In Use: 1; UST Temp Close: 0; AST Currently In Use: 0; AST Temp Closed: 0 | 1 | 0 | 3 | 25704-097-010427 | CHRISTINE HOLLAND
42851 | Currently in Use |  | 1992-02-14 |  | Petroleum | Unleaded gasoline | Unleaded gasoline | Retail | Single Wall | Single Wall | Coated & cathodic protection (sti-P3) |  | Fiberglass reinforced plastic |  | 1901-01-01 | Catchment Basin | Automatic shutoff device At 95% full | Automatic shutoff device At 95% full | Interstitial Monitoring within Secondary Containment | SENSOR TO ATG | Continuous Automatic Tank Gauge |  | Automatic flow restrictor (MLLD) | Automatic flow restrictor (MLLD) |  |  | Annual line testing | Annual line testing |  | UST Currently In Use: 4; UST Temp Close: 0; AST Currently In Use: 0; AST Temp Closed: 0 | 4 | 0 | 0 | 25437-095-015757 | TILAK RAJ MAKKAR
42852 | Currently in Use |  | 1992-02-14 |  | Petroleum | Premium gasoline | Premium gasoline | Retail | Steel | Single Wall | Coated & cathodic protection (sti-P3) |  | Double Wall |  | 1901-01-01 | Catchment Basin | Automatic shutoff device At 95% full | Automatic shutoff device At 95% full | Interstitial Monitoring within Secondary Containment | SENSOR TO ATG | Continuous Automatic Tank Gauge |  | Automatic flow restrictor (MLLD) | Automatic flow restrictor (MLLD) |  |  | Annual line testing | Annual line testing |  | UST Currently In Use: 4; UST Temp Close: 0; AST Currently In Use: 0; AST Temp Closed: 0 | 4 | 0 | 0 | 25437-095-015757 | TILAK RAJ MAKKAR
42853 | Currently in Use |  | 1992-02-14 |  | Petroleum | On road diesel | On road diesel | Retail | Steel | Single Wall | Coated & cathodic protection (sti-P3) |  | Fiberglass reinforced plastic |  | 1901-01-01 | Catchment Basin | Flow Rest 90% Full | Flow Rest 90% Full | Interstitial Monitoring within Secondary Containment | SENSOR TO ATG | Continuous Automatic Tank Gauge |  | Automatic flow restrictor (MLLD) | Automatic flow restrictor (MLLD) |  |  | Annual line testing | Annual line testing |  | UST Currently In Use: 4; UST Temp Close: 0; AST Currently In Use: 0; AST Temp Closed: 0 | 4 | 0 | 0 | 25437-095-015757 | TILAK RAJ MAKKAR
42854 | Currently in Use |  | 1992-02-14 |  | Petroleum | Other, OFFROAD | Other | Retail | Steel | Single Wall | Coated & cathodic protection (sti-P3) |  | Double Wall |  | 1901-01-01 | Catchment Basin | Flow Rest 90% Full | Flow Rest 90% Full | Interstitial Monitoring within Secondary Containment | SENSOR TO ATG | Continuous Automatic Tank Gauge |  | Automatic flow restrictor (MLLD) | Automatic flow restrictor (MLLD) |  |  | Annual line testing | Annual line testing |  | UST Currently In Use: 4; UST Temp Close: 0; AST Currently In Use: 0; AST Temp Closed: 0 | 4 | 0 | 0 | 25437-095-015757 | TILAK RAJ MAKKAR
42855 | Permanently Closed | 2011-02-01 | 1992-03-11 | 2012-10-02 | Petroleum | Aviation fuel (JP-4; etc.) | Aviation fuel (JP-4; etc.) | Industrial | Double Wall | Double Wall | Coated & cathodic protection (sti-P3) |  | Other |  |  | Catchment Basin | Audible high level alarm At 90% full | Audible high level alarm At 90% full | Interstitial Monitoring within Secondary Containment | MANUAL/VISUAL CHECK |  |  | Other | Other |  |  | Other | Other |  | UST Currently In Use: 5; UST Temp Close: 0; AST Currently In Use: 8; AST Temp Closed: 0 | 5 | 0 | 34 | 14817-097-011471 | CONTINENTAL MOTORS, INC.
42856 | Permanently Closed | 2011-03-12 | 1992-03-11 | 2012-10-02 | Petroleum | Aviation fuel (JP-4; etc.) | Aviation fuel (JP-4; etc.) | Industrial | Double Wall | Double Wall | Coated & cathodic protection (sti-P3) |  | ABOVEGRND |  |  | Catchment Basin | Audible high level alarm At 90% full | Audible high level alarm At 90% full | Interstitial Monitoring within Secondary Containment | MANUAL/VISUAL CHECK |  |  | ABOVEGRND | Other |  |  | Other | Other |  | UST Currently In Use: 5; UST Temp Close: 0; AST Currently In Use: 8; AST Temp Closed: 0 | 5 | 0 | 34 | 14817-097-011471 | CONTINENTAL MOTORS, INC.
42857 | Permanently Closed | 2010-10-03 | 1992-03-11 | 2012-10-03 | Petroleum | Aviation fuel (JP-4; etc.) | Aviation fuel (JP-4; etc.) | Industrial | DBL WALL | Double Wall | Coated & cathodic protection (sti-P3) |  | Other |  |  | Catchment Basin | Audible high level alarm At 90% full | Audible high level alarm At 90% full | Interstitial Monitoring within Secondary Containment | MANUAL/VISUAL CHECK |  |  | Other | Other |  |  | Other | Other |  | UST Currently In Use: 5; UST Temp Close: 0; AST Currently In Use: 8; AST Temp Closed: 0 | 5 | 0 | 34 | 14817-097-011471 | CONTINENTAL MOTORS, INC.
42858 | Currently in Use |  | 1992-02-01 |  | Petroleum | Unleaded gasoline | Unleaded gasoline | Retail | Single Wall | Single Wall | Coated & cathodic protection (sti-P3) |  | Flexible |  | 1901-01-01 | Catchment Basin | Flow Rest 90% Full | Flow Rest 90% Full |  |  | Automatic Tank Gauge |  | Automatic flow restrictor (MLLD) | Automatic flow restrictor (MLLD) |  |  | Annual line testing | Annual line testing |  | UST Currently In Use: 2; UST Temp Close: 0; AST Currently In Use: 3; AST Temp Closed: 0 | 2 | 0 | 0 | 23598-071-015758 | R & R PARTNERSHIP
42859 | Currently in Use |  | 1992-02-01 |  | Petroleum | Mid-grade gasoline | Mid-grade gasoline | Retail | Single Wall | Single Wall | Coated & cathodic protection (sti-P3) |  | Double Wall |  | 1901-01-01 | Catchment Basin | Flow Rest 90% Full | Flow Rest 90% Full |  |  | Automatic Tank Gauge |  | Automatic flow restrictor (MLLD) | Automatic flow restrictor (MLLD) |  |  | Annual line testing | Annual line testing |  | UST Currently In Use: 2; UST Temp Close: 0; AST Currently In Use: 3; AST Temp Closed: 0 | 2 | 0 | 0 | 23598-071-015758 | R & R PARTNERSHIP
42860 | Currently in Use |  | 1992-04-01 |  | Petroleum | On road diesel | On road diesel | Emergency power generator | Double Wall | Double Wall |  |  | 2ND CONT |  | 1901-01-01 | Catchment Basin | Automatic shutoff device At 95% full | Automatic shutoff device At 95% full |  | SENSOR TO ATG | Other | [8 empty] | UST Currently In Use: 1; UST Temp Close: 0; AST Currently In Use: 0; AST Temp Closed: 0 | 1 | 0 | 0 | 17724-073-015706 | MEDICAL CLINIC BOARD CITY OF B HAM
42861 | Permanently Closed | 1999-07-13 | 1984-08-01 | 1999-09-30 | Petroleum | On road diesel | On road diesel | Emergency power generator |  |  |  | Painted or None | Steel |  | 1901-01-01 | [5 empty] | Statistical Inventory Reconciliation (SIR) | [8 empty] | UST Currently In Use: 0; UST Temp Close: 0; AST Currently In Use: 0; AST Temp Closed: 0 | 0 | 0 | 1 | 12099-017-018294 | GLENN MCCLENDON TRUCKING CO INC
42862 | Permanently Closed | 1993-11-19 | 1991-07-30 | 1993-11-19 | Petroleum | Unleaded gasoline | Unleaded gasoline | Bulk facility | Fiberglass reinforced plastic | Fiberglass reinforced plastic |  |  | Other |  | 1901-01-01 | Catchment Basin | Audible high level alarm At 90% full | Audible high level alarm At 90% full | Interstitial Monitoring within Secondary Containment |  | Automatic Tank Gauge |  |  |  | Interstitial Monitoring within Secondary Containment |  | Annual line testing | Annual line testing |  | UST Currently In Use: 0; UST Temp Close: 0; AST Currently In Use: 0; AST Temp Closed: 0 | 0 | 0 | 2 | 14462-097-012170 | BELLSOUTH TELECOMM. DBA AT&T ALA.
42863 | Currently in Use |  | 1992-01-25 |  | Petroleum | Unleaded gasoline | Unleaded gasoline | Retail | Steel | Steel | Coated & cathodic protection (sti-P3) |  | Flexible |  |  | Catchment Basin | Automatic shutoff device At 95% full | Automatic shutoff device At 95% full |  |  | Continuous Automatic Tank Gauge |  | Automatic flow restrictor (MLLD) | Automatic flow restrictor (MLLD) |  |  | Annual line testing | Annual line testing |  | UST Currently In Use: 3; UST Temp Close: 0; AST Currently In Use: 0; AST Temp Closed: 0 | 3 | 0 | 0 | 13929-003-015598 | PRINCE OIL COMPANY, INC.
42864 | Currently in Use |  | 1992-01-25 |  | Petroleum | Premium gasoline | Premium gasoline | Retail | Steel | Steel | Coated & cathodic protection (sti-P3) |  | Flexible |  |  | Catchment Basin | Automatic shutoff device At 95% full | Automatic shutoff device At 95% full |  |  | Continuous Automatic Tank Gauge |  | Containment Sump | Automatic flow restrictor (MLLD) |  |  | Annual line testing | Annual line testing |  | UST Currently In Use: 3; UST Temp Close: 0; AST Currently In Use: 0; AST Temp Closed: 0 | 3 | 0 | 0 | 13929-003-015598 | PRINCE OIL COMPANY, INC.
42865 | Temporary Closed | 2008-08-07 | 1992-04-02 |  | Petroleum | Unleaded gasoline | Unleaded gasoline |  | Steel | Steel | Coated & cathodic protection (sti-P3) |  | Fiberglass reinforced plastic |  | 1901-01-01 | Catchment Basin | Flow Rest 90% Full | Flow Rest 90% Full |  |  | Statistical Inventory Reconciliation (SIR) | [8 empty] | UST Currently In Use: 0; UST Temp Close: 1; AST Currently In Use: 0; AST Temp Closed: 0 | 0 | 1 | 2 | 22662-013-010175 | PAMELA JONES
42867 | Permanently Closed | 1991-10-20 | 1992-05-06 | 1991-10-20 | Petroleum | Used oil | Used oil | State/federal government | [6 empty] | 1901-01-01 | [14 empty] | UST Currently In Use: 0; UST Temp Close: 0; AST Currently In Use: 0; AST Temp Closed: 0 | 0 | 0 | 32 | 15054-045-010238 | FT RUCKER MINI MALL SHOPPETTE
42868 | Permanently Closed | 1991-10-20 | 1992-05-06 | 1991-10-20 | Petroleum | Used oil | Used oil | State/federal government | [6 empty] | 1901-01-01 | [14 empty] | UST Currently In Use: 0; UST Temp Close: 0; AST Currently In Use: 0; AST Temp Closed: 0 | 0 | 0 | 32 | 15054-045-010238 | FT RUCKER MINI MALL SHOPPETTE
42869 | Permanently Closed | 1991-10-20 | 1992-05-06 | 1991-10-20 | Petroleum | Used oil | Used oil | State/federal government | [6 empty] | 1901-01-01 | [14 empty] | UST Currently In Use: 0; UST Temp Close: 0; AST Currently In Use: 0; AST Temp Closed: 0 | 0 | 0 | 32 | 15054-045-010238 | FT RUCKER MINI MALL SHOPPETTE
42871 | Permanently Closed | 1992-07-31 | 1984-07-01 | 1995-06-08 | Petroleum | Unleaded gasoline | Unleaded gasoline | Retail | Steel | Steel |  |  | Steel |  | 1901-01-01 | Catchment Basin | [13 empty] | UST Currently In Use: 0; UST Temp Close: 0; AST Currently In Use: 0; AST Temp Closed: 0 | 0 | 0 | 3 | 17670-069-015522 | JOHN & DOLLYE ALDERMAN
42872 | Permanently Closed | 1992-07-31 | 1984-07-01 | 1995-06-08 | Petroleum | Unleaded gasoline | Unleaded gasoline | Retail | Steel | Steel |  |  | Steel |  | 1901-01-01 | Catchment Basin | [13 empty] | UST Currently In Use: 0; UST Temp Close: 0; AST Currently In Use: 0; AST Temp Closed: 0 | 0 | 0 | 3 | 17670-069-015522 | JOHN & DOLLYE ALDERMAN
42873 | Permanently Closed | 1992-07-31 | 1984-07-01 | 1995-06-08 | Petroleum | Unleaded gasoline | Unleaded gasoline | Retail | Steel | Steel |  |  | Steel |  | 1901-01-01 | Catchment Basin | [13 empty] | UST Currently In Use: 0; UST Temp Close: 0; AST Currently In Use: 0; AST Temp Closed: 0 | 0 | 0 | 3 | 17670-069-015522 | JOHN & DOLLYE ALDERMAN
42891 | Permanently Closed | 1992-08-31 | 1992-05-06 | 1992-08-31 | Petroleum | Unleaded gasoline | Unleaded gasoline | State/federal government | [6 empty] | 1901-01-01 | [14 empty] | UST Currently In Use: 0; UST Temp Close: 0; AST Currently In Use: 0; AST Temp Closed: 0 | 0 | 0 | 32 | 15054-045-010238 | FT RUCKER MINI MALL SHOPPETTE
42892 | Permanently Closed | 1992-08-31 | 1992-05-06 | 1992-08-31 | Petroleum | Unleaded gasoline | Unleaded gasoline | State/federal government | [6 empty] | 1901-01-01 | [14 empty] | UST Currently In Use: 0; UST Temp Close: 0; AST Currently In Use: 0; AST Temp Closed: 0 | 0 | 0 | 32 | 15054-045-010238 | FT RUCKER MINI MALL SHOPPETTE
42893 | Currently in Use |  | 1992-05-18 |  | Petroleum | Mid-grade gasoline | Mid-grade gasoline | Retail | Steel | Steel | Coated & cathodic protection (sti-P3) |  | Flexible |  |  | Catchment Basin | Automatic shutoff device At 95% full | Automatic shutoff device At 95% full | Interstitial Monitoring within Secondary Containment |  |  |  | Containment Sump | Automatic flow restrictor (MLLD) | Interstitial Monitoring within Secondary Containment | SENSOR TO ATG | Continuous alarm system | Continuous alarm system |  | UST Currently In Use: 1; UST Temp Close: 0; AST Currently In Use: 0; AST Temp Closed: 0 | 1 | 0 | 4 | 25187-051-011749 | RUSSELL MARINE LLC
42894 | Cannot Locate or abandoned | 2011-05-09 | 1992-04-03 |  | Petroleum | Unleaded gasoline | Unleaded gasoline | Retail | Double Wall | Double Wall |  |  | Double Wall |  | 1901-01-01 | Catchment Basin | Audible high level alarm At 90% full | Audible high level alarm At 90% full | Interstitial Monitoring within Secondary Containment | SENSOR TO ATG | Continuous Automatic Tank Gauge |  |  |  | Interstitial Monitoring within Secondary Containment | SENSOR TO ATG | Continuous alarm system | Continuous alarm system |  | UST Currently In Use: 0; UST Temp Close: 0; AST Currently In Use: 0; AST Temp Closed: 0 | 0 | 0 | 3 | 23062-071-000807 | JAGANMOHAN BUKKARAJU
42895 | Cannot Locate or abandoned | 2011-05-09 | 1992-04-03 |  | Petroleum | Mid-grade gasoline | Mid-grade gasoline | Retail | Double Wall | Double Wall |  |  | Fiberglass reinforced plastic |  | 1901-01-01 | Catchment Basin | Audible high level alarm At 90% full | Audible high level alarm At 90% full | Interstitial Monitoring within Secondary Containment | SENSOR TO ATG | Continuous Automatic Tank Gauge |  |  |  | Interstitial Monitoring within Secondary Containment | SENSOR TO ATG | Continuous alarm system | Continuous alarm system |  | UST Currently In Use: 0; UST Temp Close: 0; AST Currently In Use: 0; AST Temp Closed: 0 | 0 | 0 | 3 | 23062-071-000807 | JAGANMOHAN BUKKARAJU
42896 | Cannot Locate or abandoned | 2011-05-09 | 1992-04-03 |  | Petroleum | Premium gasoline | Premium gasoline | Retail | Double Wall | Double Wall |  |  | Fiberglass reinforced plastic |  | 1901-01-01 | Catchment Basin | Audible high level alarm At 90% full | Audible high level alarm At 90% full | Interstitial Monitoring within Secondary Containment | SENSOR TO ATG | Continuous Automatic Tank Gauge |  |  |  | Interstitial Monitoring within Secondary Containment | SENSOR TO ATG | Continuous alarm system | Continuous alarm system |  | UST Currently In Use: 0; UST Temp Close: 0; AST Currently In Use: 0; AST Temp Closed: 0 | 0 | 0 | 3 | 23062-071-000807 | JAGANMOHAN BUKKARAJU
42897 | Cannot Locate or abandoned | 2011-05-09 | 1992-04-03 |  | Petroleum | On road diesel | On road diesel | Retail | Double Wall | Double Wall |  |  | Double Wall |  | 1901-01-01 | Catchment Basin | Audible high level alarm At 90% full | Audible high level alarm At 90% full |  |  | Continuous Automatic Tank Gauge |  |  |  | Interstitial Monitoring within Secondary Containment | SENSOR TO ATG | Continuous alarm system | Continuous alarm system |  | UST Currently In Use: 0; UST Temp Close: 0; AST Currently In Use: 0; AST Temp Closed: 0 | 0 | 0 | 3 | 23062-071-000807 | JAGANMOHAN BUKKARAJU
42898 | Currently in Use |  | 1992-02-12 |  | Petroleum | Unleaded gasoline | Unleaded gasoline | Retail | Double Wall | Double Wall |  |  | Fiberglass reinforced plastic |  | 1901-01-01 | Catchment Basin | Flow Rest 90% Full | Flow Rest 90% Full |  |  | Continuous Automatic Tank Gauge |  | Automatic shutoff device (AELLD) | Automatic shutoff device (AELLD) | [5 empty] | UST Currently In Use: 4; UST Temp Close: 0; AST Currently In Use: 0; AST Temp Closed: 0 | 4 | 0 | 0 | 22288-089-015759 | BIG A CONVENIENCE STORES, INC.
42899 | Currently in Use |  | 1992-02-12 |  | Petroleum | On road diesel | On road diesel | Retail | Double Wall | Double Wall |  |  | Fiberglass reinforced plastic |  | 1901-01-01 | Catchment Basin | Flow Rest 90% Full | Flow Rest 90% Full |  |  | Continuous Automatic Tank Gauge |  | Automatic shutoff device (AELLD) | Automatic shutoff device (AELLD) | [5 empty] | UST Currently In Use: 4; UST Temp Close: 0; AST Currently In Use: 0; AST Temp Closed: 0 | 4 | 0 | 0 | 22288-089-015759 | BIG A CONVENIENCE STORES, INC.
42900 | Currently in Use |  | 1992-02-12 |  | Petroleum | Premium gasoline | Premium gasoline | Retail | Double Wall | Double Wall |  |  | Fiberglass reinforced plastic |  | 1901-01-01 | Catchment Basin | Flow Rest 90% Full | Flow Rest 90% Full |  |  | Continuous Automatic Tank Gauge |  | Automatic shutoff device (AELLD) | Automatic shutoff device (AELLD) | [5 empty] | UST Currently In Use: 4; UST Temp Close: 0; AST Currently In Use: 0; AST Temp Closed: 0 | 4 | 0 | 0 | 22288-089-015759 | BIG A CONVENIENCE STORES, INC.
42902 | Currently in Use |  | 1992-02-12 |  | Petroleum | Mid-grade gasoline | Mid-grade gasoline | Retail | Double Wall | Double Wall |  |  | Fiberglass reinforced plastic |  | 1901-01-01 | Catchment Basin | Flow Rest 90% Full | Flow Rest 90% Full |  |  | Continuous Automatic Tank Gauge |  | Automatic shutoff device (AELLD) | Automatic shutoff device (AELLD) | [5 empty] | UST Currently In Use: 4; UST Temp Close: 0; AST Currently In Use: 0; AST Temp Closed: 0 | 4 | 0 | 0 | 22288-089-015759 | BIG A CONVENIENCE STORES, INC.
42903 | Permanently Closed | 1997-01-01 | 1989-01-01 | 1997-06-11 | Petroleum | On road diesel | On road diesel | State/federal government | Fiberglass reinforced plastic | Fiberglass reinforced plastic |  |  | Steel |  | 1901-01-01 | [14 empty] | UST Currently In Use: 0; UST Temp Close: 0; AST Currently In Use: 1; AST Temp Closed: 0 | 0 | 0 | 1 | 11510-097-015599 | DOT FEDERAL AVIATION FAA
42904 | Permanently Closed | 2012-10-31 | 1992-03-20 | 2013-04-10 | Petroleum | Unleaded gasoline | Unleaded gasoline | Retail | Steel | Steel | Coated & cathodic protection (sti-P3) |  | Fiberglass reinforced plastic |  |  | Catchment Basin | Flow Rest 90% Full | Flow Rest 90% Full |  |  | Statistical Inventory Reconciliation (SIR) | [8 empty] | UST Currently In Use: 0; UST Temp Close: 0; AST Currently In Use: 0; AST Temp Closed: 0 | 0 | 0 | 4 | 12743-041-012490 | JETER OIL CO
42905 |  | 2001-01-01 | 1969-01-01 |  | Petroleum | Used oil | Used oil |  | Steel | Steel | Field installed cathodic protection |  |  |  | 1901-01-01 | Other | Other | Other | [11 empty] | UST Currently In Use: 0; UST Temp Close: 0; AST Currently In Use: 0; AST Temp Closed: 0 | 0 | 0 | 3 | 21554-039-003027 | WT LLC
42906 | Temporary Closed | 2004-04-16 | 1988-11-01 |  | Petroleum | Unleaded gasoline | Unleaded gasoline | Retail | Single Wall | Single Wall | Coated & cathodic protection (sti-P3) |  | Fiberglass reinforced plastic |  |  | Catchment Basin | Automatic shutoff device At 95% full | Automatic shutoff device At 95% full |  |  | Statistical Inventory Reconciliation (SIR) | [8 empty] | UST Currently In Use: 0; UST Temp Close: 2; AST Currently In Use: 0; AST Temp Closed: 0 | 0 | 2 | 0 | 21821-079-006601 | GREGORY L. TERRY
42907 | Temporary Closed | 2004-04-16 | 1988-11-01 |  | Petroleum | Mid-grade gasoline | Mid-grade gasoline | Retail | Steel | Single Wall | Coated & cathodic protection (sti-P3) |  | Single Wall |  |  | Catchment Basin | Automatic shutoff device At 95% full | Automatic shutoff device At 95% full |  |  | Statistical Inventory Reconciliation (SIR) | [8 empty] | UST Currently In Use: 0; UST Temp Close: 2; AST Currently In Use: 0; AST Temp Closed: 0 | 0 | 2 | 0 | 21821-079-006601 | GREGORY L. TERRY
42908 | Currently in Use |  | 1988-03-24 |  | Petroleum | Unleaded gasoline | Unleaded gasoline |  | Steel | Steel | Coated & cathodic protection (sti-P3) |  | Fiberglass reinforced plastic |  | 2020-09-29 | Catchment Basin | Automatic shutoff device At 95% full | Automatic shutoff device At 95% full |  |  | Continuous Automatic Tank Gauge |  | Automatic shutoff device (AELLD) | Automatic shutoff device (AELLD) | Interstitial Monitoring within Secondary Containment |  |  |  |  | UST Currently In Use: 4; UST Temp Close: 0; AST Currently In Use: 0; AST Temp Closed: 0 | 4 | 0 | 0 | 25213-109-015523 | SAI ANSH INC
42909 | Currently in Use |  | 1988-03-24 |  | Petroleum | Unleaded gasoline | Unleaded gasoline |  | Steel | Steel | Coated & cathodic protection (sti-P3) |  | Fiberglass reinforced plastic |  |  | Catchment Basin | Automatic shutoff device At 95% full | Automatic shutoff device At 95% full |  |  | Continuous Automatic Tank Gauge |  | MANIFOLDED | Other |  |  | Other | Other |  | UST Currently In Use: 4; UST Temp Close: 0; AST Currently In Use: 0; AST Temp Closed: 0 | 4 | 0 | 0 | 25213-109-015523 | SAI ANSH INC
42910 | Currently in Use |  | 1988-03-24 |  | Petroleum | Premium gasoline | Premium gasoline |  | Steel | Steel | Coated & cathodic protection (sti-P3) |  | Fiberglass reinforced plastic |  | 2020-09-28 | Catchment Basin | Automatic shutoff device At 95% full | Automatic shutoff device At 95% full |  |  | Continuous Automatic Tank Gauge |  | Automatic shutoff device (AELLD) | Automatic shutoff device (AELLD) | Interstitial Monitoring within Secondary Containment |  |  |  |  | UST Currently In Use: 4; UST Temp Close: 0; AST Currently In Use: 0; AST Temp Closed: 0 | 4 | 0 | 0 | 25213-109-015523 | SAI ANSH INC
42911 | Currently in Use |  | 1988-03-24 |  | Petroleum | On road diesel | On road diesel |  | Steel | Steel | Coated & cathodic protection (sti-P3) |  | Fiberglass reinforced plastic |  | 2020-09-28 | Catchment Basin | Automatic shutoff device At 95% full | Automatic shutoff device At 95% full |  |  | Continuous Automatic Tank Gauge |  | Automatic shutoff device (AELLD) | Automatic shutoff device (AELLD) | Interstitial Monitoring within Secondary Containment |  |  |  |  | UST Currently In Use: 4; UST Temp Close: 0; AST Currently In Use: 0; AST Temp Closed: 0 | 4 | 0 | 0 | 25213-109-015523 | SAI ANSH INC
42912 | Permanently Closed | 2006-03-01 | 1992-05-10 | 2007-07-31 | Petroleum | Unleaded gasoline | Unleaded gasoline | Retail | Steel | Steel | Coated & cathodic protection (sti-P3) |  | Fiberglass reinforced plastic |  | 1901-01-01 | Catchment Basin | Automatic shutoff device At 95% full | Automatic shutoff device At 95% full |  |  | Statistical Inventory Reconciliation (SIR) | [8 empty] | UST Currently In Use: 0; UST Temp Close: 0; AST Currently In Use: 0; AST Temp Closed: 0 | 0 | 0 | 6 | 10252-025-012026 | RALPH E CLAYTON
42913 | Currently in Use |  | 1992-02-15 |  | Petroleum | Unleaded gasoline | Unleaded gasoline |  | Steel | Steel | Coated & cathodic protection (sti-P3) |  | Fiberglass reinforced plastic |  |  | Catchment Basin | Flow Rest 90% Full | Flow Rest 90% Full |  |  | Automatic Tank Gauge |  | Automatic shutoff device (AELLD) | Automatic shutoff device (AELLD) |  |  | Automatic electronic line leak detector (AELLD) | Automatic electronic line leak detector (AELLD) |  | UST Currently In Use: 2; UST Temp Close: 0; AST Currently In Use: 0; AST Temp Closed: 0 | 2 | 0 | 0 | 25983-013-015750 | SAI AARAV INC
42914 | Currently in Use |  | 1992-02-15 |  | Petroleum | On road diesel | On road diesel |  | Steel | Steel | Coated & cathodic protection (sti-P3) |  | Fiberglass reinforced plastic |  |  | Catchment Basin | Flow Rest 90% Full | Flow Rest 90% Full |  |  | Automatic Tank Gauge |  | Automatic shutoff device (AELLD) | Automatic shutoff device (AELLD) |  |  | Automatic electronic line leak detector (AELLD) | Automatic electronic line leak detector (AELLD) |  | UST Currently In Use: 2; UST Temp Close: 0; AST Currently In Use: 0; AST Temp Closed: 0 | 2 | 0 | 0 | 25983-013-015750 | SAI AARAV INC
42915 | Currently in Use |  | 1992-03-16 |  | Petroleum | Unleaded gasoline | Unleaded gasoline | Retail | Steel | Steel | Coated & cathodic protection (sti-P3) |  | Fiberglass reinforced plastic |  |  | Catchment Basin | Flow Rest 90% Full | Flow Rest 90% Full |  |  | Continuous Automatic Tank Gauge |  | Automatic shutoff device (AELLD) | Automatic shutoff device (AELLD) | [5 empty] | UST Currently In Use: 3; UST Temp Close: 0; AST Currently In Use: 0; AST Temp Closed: 0 | 3 | 0 | 0 | 17732-099-015751 | ROGER RAWLS
42916 | Currently in Use |  | 1992-03-16 |  | Petroleum | Ethanol free gasoline | Ethanol free gasoline | Retail | Steel | Steel | Coated & cathodic protection (sti-P3) |  | Fiberglass reinforced plastic |  |  | Catchment Basin | Flow Rest 90% Full | Flow Rest 90% Full |  |  | Continuous Automatic Tank Gauge |  | Automatic shutoff device (AELLD) | Automatic shutoff device (AELLD) | [5 empty] | UST Currently In Use: 3; UST Temp Close: 0; AST Currently In Use: 0; AST Temp Closed: 0 | 3 | 0 | 0 | 17732-099-015751 | ROGER RAWLS
42917 | Currently in Use |  | 1992-03-16 |  | Petroleum | Unleaded gasoline | Unleaded gasoline | Retail | Steel | Steel | Coated & cathodic protection (sti-P3) |  | Fiberglass reinforced plastic |  |  | Catchment Basin | Flow Rest 90% Full | Flow Rest 90% Full |  |  | Continuous Automatic Tank Gauge |  | Automatic shutoff device (AELLD) | Automatic shutoff device (AELLD) | [5 empty] | UST Currently In Use: 3; UST Temp Close: 0; AST Currently In Use: 0; AST Temp Closed: 0 | 3 | 0 | 0 | 17732-099-015751 | ROGER RAWLS
42918 | Currently in Use |  | 1992-03-15 |  | Petroleum | Unleaded gasoline | Unleaded gasoline | Retail | Fiberglass coated steel | Fiberglass coated steel |  |  | Fiberglass reinforced plastic |  | 1901-01-01 | Catchment Basin | Flow Rest 90% Full | Flow Rest 90% Full |  |  | Continuous Automatic Tank Gauge |  | Containment Sump | Automatic flow restrictor (MLLD) |  |  | Annual line testing | Annual line testing |  | UST Currently In Use: 3; UST Temp Close: 0; AST Currently In Use: 0; AST Temp Closed: 0 | 3 | 0 | 0 | 21125-003-015752 | HOVEN OIL COMPANY, INC.
42920 | Currently in Use |  | 1992-03-15 |  | Petroleum | Premium gasoline | Premium gasoline | Retail | Fiberglass coated steel | Fiberglass coated steel |  |  | Fiberglass reinforced plastic |  | 1901-01-01 | Catchment Basin | Flow Rest 90% Full | Flow Rest 90% Full |  |  | Continuous Automatic Tank Gauge |  | Automatic flow restrictor (MLLD) | Automatic flow restrictor (MLLD) |  |  | Annual line testing | Annual line testing |  | UST Currently In Use: 3; UST Temp Close: 0; AST Currently In Use: 0; AST Temp Closed: 0 | 3 | 0 | 0 | 21125-003-015752 | HOVEN OIL COMPANY, INC.
42921 | Currently in Use |  | 1992-03-15 |  | Petroleum | On road diesel | On road diesel | Retail | Fiberglass coated steel | Fiberglass coated steel |  |  | Fiberglass reinforced plastic |  | 1901-01-01 | Catchment Basin | Automatic shutoff device At 95% full | Automatic shutoff device At 95% full |  |  | Continuous Automatic Tank Gauge |  | Containment Sump | Automatic flow restrictor (MLLD) |  |  | Annual line testing | Annual line testing |  | UST Currently In Use: 3; UST Temp Close: 0; AST Currently In Use: 0; AST Temp Closed: 0 | 3 | 0 | 0 | 21125-003-015752 | HOVEN OIL COMPANY, INC.
42922 | Temporary Closed | 2014-05-01 | 1992-04-14 |  | Petroleum | On road diesel | On road diesel | Retail | 1.5D/1.5OD | Single Wall | Coated & cathodic protection (sti-P3) |  | Single Wall |  |  | Catchment Basin | Flow Rest 90% Full | Automatic shutoff device At 95% full |  |  | Statistical Inventory Reconciliation (SIR) | [8 empty] | UST Currently In Use: 0; UST Temp Close: 4; AST Currently In Use: 0; AST Temp Closed: 0 | 0 | 4 | 0 | 23241-055-013168 | BHAVESHKUMAR (BOB) PATEL
42923 | Temporary Closed | 1989-12-28 | 1992-04-13 |  | Petroleum | Unleaded gasoline | Unleaded gasoline | Retail | Steel | Steel | Coated & cathodic protection (sti-P3) |  | Fiberglass reinforced plastic |  | 1901-01-01 | Catchment Basin | Flow Rest 90% Full | Flow Rest 90% Full |  |  | Statistical Inventory Reconciliation (SIR) | [8 empty] | UST Currently In Use: 0; UST Temp Close: 3; AST Currently In Use: 0; AST Temp Closed: 0 | 0 | 3 | 0 | 22210-117-015707 | JERRY MICHAEL BEAVERS
42924 | Temporary Closed | 1989-12-28 | 1992-04-13 |  | Petroleum | Unleaded gasoline | Unleaded gasoline |  | Steel | Steel | Coated & cathodic protection (sti-P3) |  | Fiberglass reinforced plastic |  | 1901-01-01 | Catchment Basin | Flow Rest 90% Full | Flow Rest 90% Full |  |  | Statistical Inventory Reconciliation (SIR) | [8 empty] | UST Currently In Use: 0; UST Temp Close: 3; AST Currently In Use: 0; AST Temp Closed: 0 | 0 | 3 | 0 | 22210-117-015707 | JERRY MICHAEL BEAVERS
42925 | Temporary Closed | 1989-12-28 | 1992-04-13 |  | Petroleum | On road diesel | On road diesel |  | Steel | Steel | Coated & cathodic protection (sti-P3) |  | Fiberglass reinforced plastic |  | 1901-01-01 | Catchment Basin | Flow Rest 90% Full | Flow Rest 90% Full | [11 empty] | UST Currently In Use: 0; UST Temp Close: 3; AST Currently In Use: 0; AST Temp Closed: 0 | 0 | 3 | 0 | 22210-117-015707 | JERRY MICHAEL BEAVERS
42926 | Currently in Use |  | 1975-06-01 |  | Petroleum | Unleaded gasoline | Unleaded gasoline | Retail | Steel | Steel | Field installed cathodic protection |  | Steel |  |  | Catchment Basin | Automatic shutoff device At 95% full | Automatic shutoff device At 95% full |  |  | Automatic Tank Gauge | [8 empty] | UST Currently In Use: 1; UST Temp Close: 0; AST Currently In Use: 0; AST Temp Closed: 0 | 1 | 0 | 0 | 22657-115-015708 | RIVERS EDGE MARINA, INC
42927 | Permanently Closed | 1992-01-01 | 1979-10-01 | 1992-10-01 | Petroleum | On road diesel | On road diesel | Emergency Power Generator | Steel | Steel |  | Painted or None | Steel |  | 1901-01-01 |  | Audible high level alarm At 90% full | Audible high level alarm At 90% full |  |  | Automatic Tank Gauge | [8 empty] | UST Currently In Use: 0; UST Temp Close: 2; AST Currently In Use: 0; AST Temp Closed: 0 | 0 | 2 | 1 | 25160-073-015709 | UNIV OF ALA HEALTH SVC FOUNDATION PC
42928 | Temporary Closed | 2012-07-26 | 1980-01-01 |  | Petroleum | Kerosene | Kerosene | Retail | Single Wall | Single Wall | Field installed cathodic protection |  | Single Wall |  |  | Catchment Basin | Automatic shutoff device At 95% full | Automatic shutoff device At 95% full |  |  | Statistical Inventory Reconciliation (SIR) | [8 empty] | UST Currently In Use: 0; UST Temp Close: 5; AST Currently In Use: 0; AST Temp Closed: 0 | 0 | 5 | 0 | 12693-015-009541 | JAMES R FULLER
42930 | Currently in Use |  | 1983-10-12 |  | Petroleum | Unleaded gasoline | Unleaded gasoline | Retail | Single Wall | Single Wall | Field installed cathodic protection |  | Steel |  |  | Catchment Basin | Automatic shutoff device At 95% full | Automatic shutoff device At 95% full |  |  | Statistical Inventory Reconciliation (SIR) | Direct Bury submersible pump | [7 empty] | UST Currently In Use: 2; UST Temp Close: 0; AST Currently In Use: 0; AST Temp Closed: 0 | 2 | 0 | 0 | 15476-127-015712 | YOUNG OIL INC
42931 | Currently in Use |  | 1983-10-12 |  | Petroleum | Premium gasoline | Premium gasoline | Retail | Single Wall | Single Wall | Field installed cathodic protection |  | Steel |  |  | Catchment Basin | Automatic shutoff device At 95% full | Automatic shutoff device At 95% full |  |  | Statistical Inventory Reconciliation (SIR) | Direct Bury submersible pump | [7 empty] | UST Currently In Use: 2; UST Temp Close: 0; AST Currently In Use: 0; AST Temp Closed: 0 | 2 | 0 | 0 | 15476-127-015712 | YOUNG OIL INC
42932 | Permanently Closed | 1993-09-29 | 1969-03-10 | 1993-09-29 | Petroleum | Used oil | Used oil |  | Steel | Steel |  |  | Steel |  | 1901-01-01 | [14 empty] | UST Currently In Use: 0; UST Temp Close: 0; AST Currently In Use: 0; AST Temp Closed: 0 | 0 | 0 | 1 | 17733-097-015753 | AAMCO TRANSMISSIONS
42933 | Currently in Use |  | 1990-01-01 |  | Petroleum | On road diesel | On road diesel | State/federal government | Fiberglass reinforced plastic | Double Wall |  |  | Fiberglass reinforced plastic |  | 1901-01-01 | Catchment Basin | Flow Rest 90% Full | Flow Rest 90% Full |  |  | Continuous Automatic Tank Gauge | Single walled submersible pump containment sump | Containment Sump | Automatic flow restrictor (MLLD) |  | SENSOR TO ATG | Annual line testing | Annual line testing |  | UST Currently In Use: 2; UST Temp Close: 0; AST Currently In Use: 0; AST Temp Closed: 0 | 2 | 0 | 4 | 14668-127-002943 | DEPARTMENT OF TRANSPORTATION HIGHWAY
42934 | Currently in Use |  | 1990-01-01 |  | Petroleum | Unleaded gasoline | Unleaded gasoline | State/federal government | Fiberglass reinforced plastic | Fiberglass reinforced plastic |  |  | Double Wall |  | 1901-01-01 | Catchment Basin | Flow Rest 90% Full | Flow Rest 90% Full |  |  | Continuous Automatic Tank Gauge | Single walled submersible pump containment sump | Automatic flow restrictor (MLLD) | Automatic flow restrictor (MLLD) |  | SENSOR TO ATG | Continuous alarm system | Annual line testing |  | UST Currently In Use: 2; UST Temp Close: 0; AST Currently In Use: 0; AST Temp Closed: 0 | 2 | 0 | 4 | 14668-127-002943 | DEPARTMENT OF TRANSPORTATION HIGHWAY
42935 | Currently in Use |  | 1989-10-01 |  | Petroleum | Unleaded gasoline | Unleaded gasoline |  | Steel | Steel | Coated & cathodic protection (sti-P3) |  | Fiberglass reinforced plastic |  |  | Catchment Basin | Automatic shutoff device At 95% full | Automatic shutoff device At 95% full |  |  | Automatic Tank Gauge | [8 empty] | UST Currently In Use: 3; UST Temp Close: 0; AST Currently In Use: 0; AST Temp Closed: 0 | 3 | 0 | 0 | 17758-101-015119 | DANIEL LAYMONT COTTRELL
42936 | Currently in Use |  | 1989-10-01 |  | Petroleum | Unleaded gasoline | Unleaded gasoline |  | Steel | Steel | Coated & cathodic protection (sti-P3) |  | Fiberglass reinforced plastic |  |  | Catchment Basin | Automatic shutoff device At 95% full | Automatic shutoff device At 95% full |  |  | Automatic Tank Gauge | [8 empty] | UST Currently In Use: 3; UST Temp Close: 0; AST Currently In Use: 0; AST Temp Closed: 0 | 3 | 0 | 0 | 17758-101-015119 | DANIEL LAYMONT COTTRELL
42937 | Currently in Use |  | 1989-10-01 |  | Petroleum | Unleaded gasoline | Unleaded gasoline |  | Steel | Steel | Coated & cathodic protection (sti-P3) |  | Fiberglass reinforced plastic |  | 1901-01-01 | Catchment Basin | Automatic shutoff device At 95% full | Automatic shutoff device At 95% full |  |  | Automatic Tank Gauge | [8 empty] | UST Currently In Use: 3; UST Temp Close: 0; AST Currently In Use: 0; AST Temp Closed: 0 | 3 | 0 | 0 | 17758-101-015119 | DANIEL LAYMONT COTTRELL
42938 | Permanently Closed | 2018-03-01 | 1988-01-14 | 2019-07-22 | Petroleum | On road diesel | On road diesel | Local government | Fiberglass reinforced plastic | Fiberglass reinforced plastic |  |  | Fiberglass reinforced plastic |  | 1901-01-01 | Catchment Basin | Automatic shutoff device At 95% full | Automatic shutoff device At 95% full |  |  | Statistical Inventory Reconciliation (SIR) | [8 empty] | UST Currently In Use: 0; UST Temp Close: 0; AST Currently In Use: 0; AST Temp Closed: 0 | 0 | 0 | 2 | 12029-061-004627 | GENEVA COUNTY BOARD OF EDUCATION
42939 | Permanently Closed | 2018-03-01 | 1988-01-06 | 2019-03-12 | Petroleum | On road diesel | On road diesel | Local government | Fiberglass reinforced plastic | Fiberglass reinforced plastic |  |  | Fiberglass reinforced plastic |  | 1901-01-01 | Catchment Basin | Automatic shutoff device At 95% full | Automatic shutoff device At 95% full |  |  | Statistical Inventory Reconciliation (SIR) | [8 empty] | UST Currently In Use: 0; UST Temp Close: 0; AST Currently In Use: 1; AST Temp Closed: 0 | 0 | 0 | 5 | 12029-061-004625 | GENEVA COUNTY BOARD OF EDUCATION
42940 | Permanently Closed | 2018-03-01 | 1988-01-06 | 2019-03-12 | Petroleum | On road diesel | On road diesel | Local government | Fiberglass reinforced plastic | Fiberglass reinforced plastic |  |  | Fiberglass reinforced plastic |  | 1901-01-01 | Catchment Basin | Automatic shutoff device At 95% full | Automatic shutoff device At 95% full |  |  | Statistical Inventory Reconciliation (SIR) | [8 empty] | UST Currently In Use: 0; UST Temp Close: 0; AST Currently In Use: 1; AST Temp Closed: 0 | 0 | 0 | 5 | 12029-061-004625 | GENEVA COUNTY BOARD OF EDUCATION
42941 | Permanently Closed | 2018-03-01 | 1988-01-06 | 2019-03-12 | Petroleum | On road diesel | On road diesel | Local government | Fiberglass reinforced plastic | Fiberglass reinforced plastic |  |  | Fiberglass reinforced plastic |  | 1901-01-01 | Catchment Basin | Automatic shutoff device At 95% full | Automatic shutoff device At 95% full |  |  | Statistical Inventory Reconciliation (SIR) | [8 empty] | UST Currently In Use: 0; UST Temp Close: 0; AST Currently In Use: 1; AST Temp Closed: 0 | 0 | 0 | 5 | 12029-061-004625 | GENEVA COUNTY BOARD OF EDUCATION
42942 | Permanently Closed | 2018-03-01 | 1988-01-06 | 2019-03-12 | Petroleum | On road diesel | On road diesel | Local government | Fiberglass reinforced plastic | Fiberglass reinforced plastic |  |  | Fiberglass reinforced plastic |  | 1901-01-01 | Catchment Basin | Automatic shutoff device At 95% full | Automatic shutoff device At 95% full |  |  | Statistical Inventory Reconciliation (SIR) | [8 empty] | UST Currently In Use: 0; UST Temp Close: 0; AST Currently In Use: 1; AST Temp Closed: 0 | 0 | 0 | 5 | 12029-061-004625 | GENEVA COUNTY BOARD OF EDUCATION
42943 | Temporary Closed | 2011-03-01 | 1972-01-01 |  | Petroleum | Unleaded gasoline | Unleaded gasoline | Retail | Steel | Steel | Field installed cathodic protection |  | Steel |  |  | Catchment Basin | Automatic shutoff device At 95% full | Automatic shutoff device At 95% full |  |  | Statistical Inventory Reconciliation (SIR) | [8 empty] | UST Currently In Use: 0; UST Temp Close: 2; AST Currently In Use: 0; AST Temp Closed: 0 | 0 | 2 | 0 | 25465-101-015120 | GOVHAN LLC
42944 | Temporary Closed | 2011-03-01 | 1972-01-01 |  | Petroleum | Unleaded gasoline | Unleaded gasoline | Retail | Steel | Steel | Field installed cathodic protection |  | Steel |  |  | Catchment Basin | Automatic shutoff device At 95% full | Automatic shutoff device At 95% full | [11 empty] | UST Currently In Use: 0; UST Temp Close: 2; AST Currently In Use: 0; AST Temp Closed: 0 | 0 | 2 | 0 | 25465-101-015120 | GOVHAN LLC
42945 | Currently in Use |  | 1992-02-10 |  | Petroleum | Unleaded gasoline | Unleaded gasoline | Retail | Fiberglass reinforced plastic | Fiberglass reinforced plastic |  |  | Fiberglass reinforced plastic |  | 1901-01-01 | Catchment Basin | Flow Rest 90% Full | Flow Rest 90% Full |  | SENSOR TO ATG | Automatic Tank Gauge |  | Automatic flow restrictor (MLLD) | Automatic flow restrictor (MLLD) |  | SENSOR TO ATG | Annual line testing | Annual line testing |  | UST Currently In Use: 4; UST Temp Close: 0; AST Currently In Use: 0; AST Temp Closed: 0 | 4 | 0 | 4 | 25147-051-012899 | GHANSHYAM K PATEL
42946 | Currently in Use |  | 1992-02-10 |  | Petroleum | Mid-grade gasoline | Mid-grade gasoline | Retail | Fiberglass reinforced plastic | Fiberglass reinforced plastic |  |  | Fiberglass reinforced plastic |  | 1901-01-01 | Catchment Basin | Flow Rest 90% Full | Flow Rest 90% Full |  | SENSOR TO ATG | Automatic Tank Gauge |  | Containment Sump | Automatic flow restrictor (MLLD) |  | SENSOR TO ATG | Annual line testing | Annual line testing |  | UST Currently In Use: 4; UST Temp Close: 0; AST Currently In Use: 0; AST Temp Closed: 0 | 4 | 0 | 4 | 25147-051-012899 | GHANSHYAM K PATEL
42947 | Currently in Use |  | 1992-02-10 |  | Petroleum | Premium gasoline | Premium gasoline | Retail | Fiberglass reinforced plastic | Fiberglass reinforced plastic |  |  | Fiberglass reinforced plastic |  | 1901-01-01 | Catchment Basin | Flow Rest 90% Full | Flow Rest 90% Full |  | SENSOR TO ATG | Automatic Tank Gauge |  | Automatic flow restrictor (MLLD) | Automatic flow restrictor (MLLD) |  | SENSOR TO ATG | Annual line testing | Annual line testing |  | UST Currently In Use: 4; UST Temp Close: 0; AST Currently In Use: 0; AST Temp Closed: 0 | 4 | 0 | 4 | 25147-051-012899 | GHANSHYAM K PATEL
42948 | Currently in Use |  | 1992-02-10 |  | Petroleum | On road diesel | On road diesel | Retail | Fiberglass reinforced plastic | Fiberglass reinforced plastic |  |  | Fiberglass reinforced plastic |  | 1901-01-01 | Catchment Basin | Flow Rest 90% Full | Flow Rest 90% Full |  | SENSOR TO ATG | Automatic Tank Gauge | [8 empty] | UST Currently In Use: 4; UST Temp Close: 0; AST Currently In Use: 0; AST Temp Closed: 0 | 4 | 0 | 4 | 25147-051-012899 | GHANSHYAM K PATEL
42949 | Temporary Closed | 2013-11-08 | 1992-04-08 |  | Petroleum | Unleaded gasoline | Unleaded gasoline | Retail | Steel | Single Wall | Coated & cathodic protection (sti-P3) |  | Double Wall |  |  | Catchment Basin | Flow Rest 90% Full | Flow Rest 90% Full |  |  | Continuous Automatic Tank Gauge |  | Automatic flow restrictor (MLLD) | Automatic flow restrictor (MLLD) |  |  | Annual line testing | Annual line testing |  | UST Currently In Use: 0; UST Temp Close: 3; AST Currently In Use: 0; AST Temp Closed: 0 | 0 | 3 | 0 | 24083-075-015121 | SIPSEY RIVER OIL COMPANY
42950 | Temporary Closed | 2013-11-08 | 1992-04-08 |  | Petroleum | Premium gasoline | Premium gasoline | Retail | Single Wall | Single Wall | Coated & cathodic protection (sti-P3) |  | Double Wall |  |  | Catchment Basin | Flow Rest 90% Full | Flow Rest 90% Full |  |  | Continuous Automatic Tank Gauge |  | Automatic flow restrictor (MLLD) | Automatic flow restrictor (MLLD) |  |  | Annual line testing | Annual line testing |  | UST Currently In Use: 0; UST Temp Close: 3; AST Currently In Use: 0; AST Temp Closed: 0 | 0 | 3 | 0 | 24083-075-015121 | SIPSEY RIVER OIL COMPANY
42951 | Temporary Closed | 2013-11-08 | 1992-04-08 |  | Petroleum | On road diesel | On road diesel | Retail | Steel | Single Wall | Coated & cathodic protection (sti-P3) |  | Double Wall |  |  | Catchment Basin | Flow Rest 90% Full | Automatic shutoff device At 95% full |  |  | Continuous Automatic Tank Gauge | [8 empty] | UST Currently In Use: 0; UST Temp Close: 3; AST Currently In Use: 0; AST Temp Closed: 0 | 0 | 3 | 0 | 24083-075-015121 | SIPSEY RIVER OIL COMPANY
42952 | Permanently Closed | 2013-05-09 | 1992-01-20 | 2013-05-09 | Petroleum | Unleaded gasoline | Unleaded gasoline |  | Steel | Steel | Coated & cathodic protection (sti-P3) |  | Fiberglass reinforced plastic |  |  | Catchment Basin | Flow Rest 90% Full | Flow Rest 90% Full |  |  | Statistical Inventory Reconciliation (SIR) | [5 empty] | Statistical inventory reconciliation (SIR) | Statistical inventory reconciliation (SIR) |  | UST Currently In Use: 0; UST Temp Close: 0; AST Currently In Use: 0; AST Temp Closed: 0 | 0 | 0 | 2 | 12902-047-015122 | JONES OIL CO INC
42953 | Permanently Closed | 2013-05-09 | 1992-01-20 | 2013-05-09 | Petroleum | Unleaded gasoline | Unleaded gasoline |  | Steel | Steel | Coated & cathodic protection (sti-P3) |  | Fiberglass reinforced plastic |  |  | Catchment Basin | Flow Rest 90% Full | Flow Rest 90% Full |  |  | Statistical Inventory Reconciliation (SIR) | [5 empty] | Statistical inventory reconciliation (SIR) | Statistical inventory reconciliation (SIR) |  | UST Currently In Use: 0; UST Temp Close: 0; AST Currently In Use: 0; AST Temp Closed: 0 | 0 | 0 | 2 | 12902-047-015122 | JONES OIL CO INC
42954 | Currently in Use |  | 1992-04-10 |  | Petroleum | On road diesel | On road diesel | Industrial | Steel | Steel | Coated & cathodic protection (sti-P3) |  | Fiberglass reinforced plastic |  |  | Catchment Basin | Flow Rest 90% Full | Audible high level alarm At 90% full |  |  | Continuous Automatic Tank Gauge | [8 empty] | UST Currently In Use: 3; UST Temp Close: 0; AST Currently In Use: 0; AST Temp Closed: 0 | 3 | 0 | 0 | 17505-007-015123 | RANDOLPH & RANDOLPH CO
42955 | Currently in Use |  | 1992-04-10 |  | Petroleum | Unleaded gasoline | Unleaded gasoline | Industrial | Steel | Steel | Coated & cathodic protection (sti-P3) |  | Fiberglass reinforced plastic |  |  | Catchment Basin | Automatic shutoff device At 95% full | Audible high level alarm At 90% full |  |  | Continuous Automatic Tank Gauge | [8 empty] | UST Currently In Use: 3; UST Temp Close: 0; AST Currently In Use: 0; AST Temp Closed: 0 | 3 | 0 | 0 | 17505-007-015123 | RANDOLPH & RANDOLPH CO
42956 | Temporary Closed | 2019-02-17 | 1991-07-01 |  | Petroleum | Unleaded gasoline | Unleaded gasoline | Retail | Fiberglass reinforced plastic | Fiberglass reinforced plastic |  |  | Fiberglass reinforced plastic |  | 1901-01-01 | Catchment Basin | Flow Rest 90% Full | Flow Rest 90% Full |  |  | Continuous Automatic Tank Gauge |  | Containment Sump | Automatic flow restrictor (MLLD) | Interstitial Monitoring within Secondary Containment | SENSOR TO ATG | Annual line testing | Annual line testing |  | UST Currently In Use: 0; UST Temp Close: 4; AST Currently In Use: 0; AST Temp Closed: 0 | 0 | 4 | 3 | 25565-125-011706 | DISCOUNT BEAUTY OUTLET #2 LLC
42957 | Temporary Closed | 2019-02-17 | 1991-07-01 |  | Petroleum | Mid-grade gasoline | Mid-grade gasoline | Retail | Fiberglass reinforced plastic | Fiberglass reinforced plastic |  |  | Fiberglass reinforced plastic |  | 1901-01-01 | Catchment Basin | Flow Rest 90% Full | Flow Rest 90% Full |  |  | Continuous Automatic Tank Gauge |  | Automatic flow restrictor (MLLD) | Automatic flow restrictor (MLLD) | Interstitial Monitoring within Secondary Containment | SENSOR TO ATG | Annual line testing | Annual line testing |  | UST Currently In Use: 0; UST Temp Close: 4; AST Currently In Use: 0; AST Temp Closed: 0 | 0 | 4 | 3 | 25565-125-011706 | DISCOUNT BEAUTY OUTLET #2 LLC
42958 | Temporary Closed | 2019-02-17 | 1991-07-01 |  | Petroleum | Premium gasoline | Premium gasoline | Retail | Fiberglass reinforced plastic | Fiberglass reinforced plastic |  |  | Fiberglass reinforced plastic |  | 1901-01-01 | Catchment Basin | Flow Rest 90% Full | Flow Rest 90% Full |  |  | Continuous Automatic Tank Gauge |  | Automatic flow restrictor (MLLD) | Automatic flow restrictor (MLLD) | Interstitial Monitoring within Secondary Containment | SENSOR TO ATG | Annual line testing | Annual line testing |  | UST Currently In Use: 0; UST Temp Close: 4; AST Currently In Use: 0; AST Temp Closed: 0 | 0 | 4 | 3 | 25565-125-011706 | DISCOUNT BEAUTY OUTLET #2 LLC
42959 | Temporary Closed | 2019-02-17 | 1991-07-01 |  | Petroleum | On road diesel | On road diesel | Retail | Fiberglass reinforced plastic | Fiberglass reinforced plastic |  |  | Double Wall |  | 1901-01-01 | Catchment Basin | Flow Rest 90% Full | Flow Rest 90% Full |  |  | Continuous Automatic Tank Gauge |  | Containment Sump | Automatic flow restrictor (MLLD) | Interstitial Monitoring within Secondary Containment | SENSOR TO ATG | Continuous alarm system | Annual line testing |  | UST Currently In Use: 0; UST Temp Close: 4; AST Currently In Use: 0; AST Temp Closed: 0 | 0 | 4 | 3 | 25565-125-011706 | DISCOUNT BEAUTY OUTLET #2 LLC
42960 | Permanently Closed | 1996-06-06 | 1981-04-01 | 1996-06-11 | Petroleum | Unleaded gasoline | Unleaded gasoline | State/federal government | Steel | Steel | Coated & cathodic protection (sti-P3) |  | Steel |  | 1901-01-01 | [5 empty] | Statistical Inventory Reconciliation (SIR) | [8 empty] | UST Currently In Use: 0; UST Temp Close: 0; AST Currently In Use: 0; AST Temp Closed: 0 | 0 | 0 | 3 | 17506-051-015124 | INGRAM STATE COMMUNITY COLLEGE
42961 | Currently in Use |  | 1991-12-03 |  | Petroleum | Unleaded gasoline | Unleaded gasoline | Retail | Steel | Steel | Coated & cathodic protection (sti-P3) |  | Flexible |  |  | Catchment Basin | Flow Rest 90% Full | Flow Rest 90% Full |  |  | Continuous Automatic Tank Gauge |  | Automatic flow restrictor (MLLD) | Automatic flow restrictor (MLLD) |  |  | Annual line testing | Annual line testing |  | UST Currently In Use: 2; UST Temp Close: 0; AST Currently In Use: 0; AST Temp Closed: 0 | 2 | 0 | 4 | 24201-101-007211 | PRATHARYAN INC
42962 | Currently in Use |  | 1991-12-03 |  | Petroleum | Unleaded gasoline | Unleaded gasoline | Retail | Steel | Steel | Coated & cathodic protection (sti-P3) |  | Flexible |  |  | Catchment Basin | Flow Rest 90% Full | Flow Rest 90% Full |  |  | Continuous Automatic Tank Gauge |  | Automatic flow restrictor (MLLD) | Automatic flow restrictor (MLLD) |  |  | Annual line testing | Annual line testing |  | UST Currently In Use: 2; UST Temp Close: 0; AST Currently In Use: 0; AST Temp Closed: 0 | 2 | 0 | 4 | 24201-101-007211 | PRATHARYAN INC
42963 | Permanently Closed | 1994-09-01 | 1901-01-01 |  | Petroleum | Unleaded gasoline | Unleaded gasoline |  | Steel | Steel |  | Painted or None | Steel |  | 1901-01-01 | [14 empty] | UST Currently In Use: 0; UST Temp Close: 0; AST Currently In Use: 0; AST Temp Closed: 0 | 0 | 0 | 5 | 16221-021-014046 | MRS. ODIS HEADLEY
42964 | Currently in Use |  | 1987-09-10 |  | Petroleum | Other, OFF-RD DIE | Other | Retail | Fiberglass coated steel | Fiberglass coated steel |  |  | Fiberglass reinforced plastic |  | 1901-01-01 | Catchment Basin | Automatic shutoff device At 95% full | Automatic shutoff device At 95% full |  |  | Continuous Automatic Tank Gauge |  | Automatic flow restrictor (MLLD) | Automatic flow restrictor (MLLD) |  |  | Annual line testing | Annual line testing |  | UST Currently In Use: 5; UST Temp Close: 1; AST Currently In Use: 0; AST Temp Closed: 0 | 5 | 1 | 0 | 24684-021-014042 | ASRK UNITED LLC
42965 | Currently in Use |  | 1991-02-15 |  | Petroleum | Unleaded gasoline | Unleaded gasoline | Retail | Single Wall | Fiberglass reinforced plastic |  |  | Double Wall |  | 2016-06-01 | Catchment Basin | Automatic shutoff device At 95% full | Automatic shutoff device At 95% full |  |  | Continuous Automatic Tank Gauge |  | Automatic shutoff device (AELLD) | Automatic shutoff device (AELLD) |  |  | Continuous alarm system | Continuous alarm system |  | UST Currently In Use: 4; UST Temp Close: 0; AST Currently In Use: 0; AST Temp Closed: 0 | 4 | 0 | 7 | 22283-021-014043 | JOSEPH J. HEADLEY
42966 | Currently in Use |  | 1991-02-15 |  | Petroleum | Premium gasoline | Premium gasoline | Retail | Single Wall | Fiberglass reinforced plastic |  |  | Fiberglass reinforced plastic |  | 2016-06-01 | Catchment Basin | Automatic shutoff device At 95% full | Automatic shutoff device At 95% full |  |  | Continuous Automatic Tank Gauge |  | Automatic shutoff device (AELLD) | Automatic shutoff device (AELLD) |  |  | Continuous alarm system | Continuous alarm system |  | UST Currently In Use: 4; UST Temp Close: 0; AST Currently In Use: 0; AST Temp Closed: 0 | 4 | 0 | 7 | 22283-021-014043 | JOSEPH J. HEADLEY
42967 | Currently in Use |  | 1991-02-15 |  | Petroleum | On road diesel | On road diesel | Retail | Fiberglass reinforced plastic | Fiberglass reinforced plastic |  |  | Double Wall |  | 2016-06-01 | Catchment Basin | Automatic shutoff device At 95% full | Automatic shutoff device At 95% full |  |  | Continuous Automatic Tank Gauge |  | Containment Sump | Automatic shutoff device (AELLD) | Interstitial Monitoring within Secondary Containment |  | Continuous alarm system | Annual line testing |  | UST Currently In Use: 4; UST Temp Close: 0; AST Currently In Use: 0; AST Temp Closed: 0 | 4 | 0 | 7 | 22283-021-014043 | JOSEPH J. HEADLEY
42968 | Currently in Use |  | 1991-12-20 |  | Petroleum | Unleaded gasoline | Unleaded gasoline |  | Steel | Steel | Coated & cathodic protection (sti-P3) |  | Fiberglass reinforced plastic |  | 1901-01-01 | Catchment Basin | Flow Rest 90% Full | Flow Rest 90% Full |  |  | Statistical Inventory Reconciliation (SIR) |  | Automatic flow restrictor (MLLD) | Automatic flow restrictor (MLLD) |  |  | Statistical inventory reconciliation (SIR) | Statistical inventory reconciliation (SIR) |  | UST Currently In Use: 2; UST Temp Close: 0; AST Currently In Use: 0; AST Temp Closed: 0 | 2 | 0 | 0 | 14247-101-015125 | RUSSELL OIL COMPANY, INC.
42970 | Currently in Use |  | 1991-12-20 |  | Petroleum | Unleaded gasoline | Unleaded gasoline |  | Steel | Steel | Coated & cathodic protection (sti-P3) |  | Fiberglass reinforced plastic |  | 1901-01-01 | Catchment Basin | Flow Rest 90% Full | Flow Rest 90% Full |  |  | Statistical Inventory Reconciliation (SIR) |  | Automatic flow restrictor (MLLD) | Automatic flow restrictor (MLLD) |  |  | Statistical inventory reconciliation (SIR) | Statistical inventory reconciliation (SIR) |  | UST Currently In Use: 2; UST Temp Close: 0; AST Currently In Use: 0; AST Temp Closed: 0 | 2 | 0 | 0 | 14247-101-015125 | RUSSELL OIL COMPANY, INC.
42971 | Permanently Closed | 1998-12-03 | 1987-07-06 | 1998-12-03 | Petroleum | On road diesel | On road diesel | Industrial | Steel | Steel |  | Painted or None | Steel |  | 1901-01-01 | [11 empty] | Annual line testing | Annual line testing |  | UST Currently In Use: 1; UST Temp Close: 0; AST Currently In Use: 0; AST Temp Closed: 0 | 1 | 0 | 2 | 13175-085-011936 | LOWNDES COUNTY BOARD OF EDUCATION
42972 | Currently in Use |  | 1992-01-29 |  | Petroleum | Unleaded gasoline | Unleaded gasoline |  | Steel | Steel | Coated & cathodic protection (sti-P3) |  | Fiberglass reinforced plastic |  |  | Catchment Basin | Flow Rest 90% Full | Flow Rest 90% Full |  |  | Automatic Tank Gauge | [8 empty] | UST Currently In Use: 4; UST Temp Close: 0; AST Currently In Use: 0; AST Temp Closed: 0 | 4 | 0 | 0 | 23724-021-015126 | AMYN HAMIRANI
42973 | Currently in Use |  | 1992-01-29 |  | Petroleum | Unleaded gasoline | Unleaded gasoline |  | Steel | Steel | Coated & cathodic protection (sti-P3) |  | Fiberglass reinforced plastic |  |  | Catchment Basin | Flow Rest 90% Full | Flow Rest 90% Full |  |  | Automatic Tank Gauge | [8 empty] | UST Currently In Use: 4; UST Temp Close: 0; AST Currently In Use: 0; AST Temp Closed: 0 | 4 | 0 | 0 | 23724-021-015126 | AMYN HAMIRANI
42974 | Currently in Use |  | 1992-01-29 |  | Petroleum | Premium gasoline | Premium gasoline |  | Steel | Steel | Coated & cathodic protection (sti-P3) |  | Fiberglass reinforced plastic |  |  | Catchment Basin | Flow Rest 90% Full | Flow Rest 90% Full |  |  | Automatic Tank Gauge | [8 empty] | UST Currently In Use: 4; UST Temp Close: 0; AST Currently In Use: 0; AST Temp Closed: 0 | 4 | 0 | 0 | 23724-021-015126 | AMYN HAMIRANI
42975 | Currently in Use |  | 1992-01-29 |  | Petroleum | On road diesel | On road diesel |  | Steel | Steel | Coated & cathodic protection (sti-P3) |  | Fiberglass reinforced plastic |  |  | Catchment Basin | Flow Rest 90% Full | Flow Rest 90% Full |  |  | Automatic Tank Gauge | [8 empty] | UST Currently In Use: 4; UST Temp Close: 0; AST Currently In Use: 0; AST Temp Closed: 0 | 4 | 0 | 0 | 23724-021-015126 | AMYN HAMIRANI
42976 | Permanently Closed | 1993-06-18 | 1980-01-01 | 1993-06-18 | Petroleum | Unleaded gasoline | Unleaded gasoline |  | Steel | Steel |  |  |  |  | 1901-01-01 | [14 empty] | UST Currently In Use: 0; UST Temp Close: 0; AST Currently In Use: 0; AST Temp Closed: 0 | 0 | 0 | 1 | 17761-049-015760 | COLONIAL BAKING COMPANY HUNTSVILLE
42977 | Permanently Closed | 1998-07-10 | 1990-02-28 | 1998-07-10 | Petroleum | On road diesel | On road diesel | Emergency power generator | Fiberglass reinforced plastic | Fiberglass reinforced plastic |  |  | Fiberglass reinforced plastic |  | 1901-01-01 | Catchment Basin | Flow Rest 90% Full | Flow Rest 90% Full | [11 empty] | UST Currently In Use: 1; UST Temp Close: 0; AST Currently In Use: 0; AST Temp Closed: 0 | 1 | 0 | 1 | 17762-059-015761 | RUSSELLVILLE HOSPITAL
42978 | Currently in Use |  | 1992-04-22 |  | Petroleum | Unleaded gasoline | Unleaded gasoline | Retail | Steel | Steel | Coated & cathodic protection (sti-P3) |  | ENVIROFLEX |  |  | Catchment Basin | Flow Rest 90% Full | Flow Rest 90% Full |  |  | Automatic Tank Gauge |  | Automatic flow restrictor (MLLD) | Automatic flow restrictor (MLLD) | Interstitial Monitoring within Secondary Containment |  | Continuous alarm system | Annual line testing |  | UST Currently In Use: 2; UST Temp Close: 0; AST Currently In Use: 0; AST Temp Closed: 0 | 2 | 0 | 0 | 24281-091-015754 | THOMASTON SHELL LLC
42979 | Currently in Use |  | 1992-04-22 |  | Petroleum | Premium gasoline | Premium gasoline | Retail | Steel | Steel | Coated & cathodic protection (sti-P3) |  | ENVIROFLEX |  |  | Catchment Basin | Flow Rest 90% Full | Flow Rest 90% Full |  |  | Automatic Tank Gauge |  | Containment Sump | Automatic flow restrictor (MLLD) | Interstitial Monitoring within Secondary Containment |  | Annual line testing | Annual line testing |  | UST Currently In Use: 2; UST Temp Close: 0; AST Currently In Use: 0; AST Temp Closed: 0 | 2 | 0 | 0 | 24281-091-015754 | THOMASTON SHELL LLC
42980 | Permanently Closed | 1996-11-10 | 1992-04-14 | 1998-11-10 | Petroleum | On road diesel | On road diesel | State/federal government | Fiberglass reinforced plastic | Fiberglass reinforced plastic |  |  | Fiberglass reinforced plastic |  | 1901-01-01 | Catchment Basin | Automatic shutoff device At 95% full | Automatic shutoff device At 95% full | Interstitial Monitoring within Secondary Containment |  | Automatic Tank Gauge |  | Other | Other |  |  | Other | Other |  | UST Currently In Use: 0; UST Temp Close: 0; AST Currently In Use: 0; AST Temp Closed: 0 | 0 | 0 | 6 | 15104-097-012029 | UNITED STATES POSTAL SERVICE
42981 | Permanently Closed | 1996-11-10 | 1992-04-14 | 1998-11-10 | Petroleum | Unleaded gasoline | Unleaded gasoline | State/federal government | Fiberglass reinforced plastic | Fiberglass reinforced plastic |  |  | Fiberglass reinforced plastic |  | 1901-01-01 | Catchment Basin | Automatic shutoff device At 95% full | Automatic shutoff device At 95% full | Interstitial Monitoring within Secondary Containment |  | Automatic Tank Gauge |  | Other | Other |  |  | Other | Other |  | UST Currently In Use: 0; UST Temp Close: 0; AST Currently In Use: 0; AST Temp Closed: 0 | 0 | 0 | 6 | 15104-097-012029 | UNITED STATES POSTAL SERVICE
42982 | Currently in Use |  | 1992-02-25 |  | Petroleum | Unleaded gasoline | Unleaded gasoline | Retail | Double Wall | Double Wall | DBLWALL |  | Fiberglass reinforced plastic |  | 1901-01-01 | Catchment Basin | Flow Rest 90% Full | Flow Rest 90% Full |  |  | Continuous Automatic Tank Gauge |  | Containment Sump | Automatic shutoff device (AELLD) | [5 empty] | UST Currently In Use: 2; UST Temp Close: 0; AST Currently In Use: 0; AST Temp Closed: 0 | 2 | 0 | 4 | 25265-041-003945 | LGWS/CROSS AMERICA PARTNERS
42983 | Currently in Use |  | 1992-02-25 |  | Petroleum | Unleaded gasoline | Unleaded gasoline | Retail | Steel | Double Wall | DBLWALL |  | Double Wall |  | 1901-01-01 | Catchment Basin | Flow Rest 90% Full | Flow Rest 90% Full |  |  | Continuous Automatic Tank Gauge |  | Containment Sump | Automatic shutoff device (AELLD) | [5 empty] | UST Currently In Use: 2; UST Temp Close: 0; AST Currently In Use: 0; AST Temp Closed: 0 | 2 | 0 | 4 | 25265-041-003945 | LGWS/CROSS AMERICA PARTNERS
42984 | Permanently Closed | 2008-05-01 | 1991-12-15 | 2014-03-12 | Petroleum | Premium gasoline | Premium gasoline | Retail | Fiberglass reinforced plastic | Fiberglass reinforced plastic |  |  | Fiberglass reinforced plastic |  | 1901-01-01 | Catchment Basin | Flow Rest 90% Full | Flow Rest 90% Full |  |  | Automatic Tank Gauge |  |  |  | Interstitial Monitoring within Secondary Containment |  | Continuous alarm system | Continuous alarm system |  | UST Currently In Use: 0; UST Temp Close: 0; AST Currently In Use: 0; AST Temp Closed: 0 | 0 | 0 | 5 | 19898-101-003216 | PETRO SOUTH INC
42986 | Permanently Closed | 2008-05-01 | 1991-12-15 | 2014-03-12 | Petroleum | Unleaded gasoline | Unleaded gasoline | Retail | Fiberglass reinforced plastic | Fiberglass reinforced plastic |  |  | Fiberglass reinforced plastic |  | 1901-01-01 | Catchment Basin | Flow Rest 90% Full | Flow Rest 90% Full |  |  | Automatic Tank Gauge |  |  |  | Interstitial Monitoring within Secondary Containment |  | Continuous alarm system | Continuous alarm system |  | UST Currently In Use: 0; UST Temp Close: 0; AST Currently In Use: 0; AST Temp Closed: 0 | 0 | 0 | 5 | 19898-101-003216 | PETRO SOUTH INC
42987 | Currently in Use |  | 1992-05-15 |  | Petroleum | Unleaded gasoline | Unleaded gasoline | Retail | Steel | Steel | Coated & cathodic protection (sti-P3) |  | Fiberglass reinforced plastic |  | 1901-01-01 | Catchment Basin | Flow Rest 90% Full | Flow Rest 90% Full |  |  | Automatic Tank Gauge |  | Automatic flow restrictor (MLLD) | Automatic flow restrictor (MLLD) |  |  | Annual line testing | Annual line testing |  | UST Currently In Use: 2; UST Temp Close: 0; AST Currently In Use: 1; AST Temp Closed: 0 | 2 | 0 | 0 | 23372-075-015127 | MIDSTATES PETROLEUM COMPANY
42988 | Currently in Use |  | 1992-05-15 |  | Petroleum | Premium gasoline | Premium gasoline | Retail | Steel | Steel | Coated & cathodic protection (sti-P3) |  | Fiberglass reinforced plastic |  | 1901-01-01 | Catchment Basin | Flow Rest 90% Full | Flow Rest 90% Full |  |  | Automatic Tank Gauge |  | Automatic flow restrictor (MLLD) | Automatic flow restrictor (MLLD) |  |  | Annual line testing | Annual line testing |  | UST Currently In Use: 2; UST Temp Close: 0; AST Currently In Use: 1; AST Temp Closed: 0 | 2 | 0 | 0 | 23372-075-015127 | MIDSTATES PETROLEUM COMPANY
42989 | Permanently Closed | 2017-07-01 | 1992-06-12 | 2022-06-29 | Petroleum | On road diesel | On road diesel | Retail | Steel | Single Wall | Coated & cathodic protection (sti-P3) |  | Flexible |  | 1901-01-01 | Catchment Basin | Flow Rest 90% Full | Flow Rest 90% Full |  |  | Continuous Automatic Tank Gauge |  | Automatic flow restrictor (MLLD) | Automatic flow restrictor (MLLD) |  |  | Annual line testing | Annual line testing |  | UST Currently In Use: 0; UST Temp Close: 0; AST Currently In Use: 0; AST Temp Closed: 0 | 0 | 0 | 7 | 25150-095-008061 | BWL, LLC
42990 | Temporary Closed | 1998-01-01 | 1992-01-09 |  | Petroleum | Unleaded gasoline | Unleaded gasoline | Industrial | Steel | Steel | Coated & cathodic protection (sti-P3) |  | Fiberglass reinforced plastic |  |  | Catchment Basin | Audible high level alarm At 90% full | Audible high level alarm At 90% full |  |  | Automatic Tank Gauge | [8 empty] | UST Currently In Use: 0; UST Temp Close: 2; AST Currently In Use: 0; AST Temp Closed: 0 | 0 | 2 | 0 | 17734-097-015755 | ROVO OF ALABAMA, INC.
42991 | Temporary Closed | 1998-01-01 | 1992-01-09 |  | Petroleum | On road diesel | On road diesel | Industrial | Steel | Steel | Coated & cathodic protection (sti-P3) |  | Fiberglass reinforced plastic |  |  | Catchment Basin | Audible high level alarm At 90% full | Audible high level alarm At 90% full |  |  | Automatic Tank Gauge | [8 empty] | UST Currently In Use: 0; UST Temp Close: 2; AST Currently In Use: 0; AST Temp Closed: 0 | 0 | 2 | 0 | 17734-097-015755 | ROVO OF ALABAMA, INC.
42992 | Currently in Use |  | 1991-08-28 |  | Petroleum | On road diesel | On road diesel |  | Fiberglass reinforced plastic | Fiberglass reinforced plastic |  |  | Fiberglass reinforced plastic |  | 1901-01-01 | Catchment Basin | Automatic shutoff device At 95% full | Automatic shutoff device At 95% full |  | SENSOR TO ATG | Automatic Tank Gauge |  | Containment Sump | Automatic flow restrictor (MLLD) | Interstitial Monitoring within Secondary Containment | SENSOR TO ATG | Continuous alarm system | Continuous alarm system |  | UST Currently In Use: 1; UST Temp Close: 0; AST Currently In Use: 0; AST Temp Closed: 0 | 1 | 0 | 2 | 15094-069-002661 | UNITED PARCEL SERVICE
42993 | Temporary Closed | 2003-10-01 | 1992-05-01 |  | Petroleum | On road diesel | On road diesel | Retail | Steel | Steel | Coated & cathodic protection (sti-P3) |  | Fiberglass reinforced plastic |  |  | Catchment Basin | Audible high level alarm At 90% full | Audible high level alarm At 90% full |  |  |  |  | Automatic flow restrictor (MLLD) | Automatic flow restrictor (MLLD) | [5 empty] | UST Currently In Use: 5; UST Temp Close: 1; AST Currently In Use: 1; AST Temp Closed: 0 | 5 | 1 | 0 | 13712-003-006016 | OASIS
42994 | Currently in Use |  | 1992-05-29 |  | Petroleum | Mid-grade gasoline | Mid-grade gasoline |  | Steel | Steel | Coated & cathodic protection (sti-P3) |  | Fiberglass reinforced plastic |  |  | Catchment Basin | Automatic shutoff device At 95% full | Automatic shutoff device At 95% full |  |  | Continuous Automatic Tank Gauge | [8 empty] | UST Currently In Use: 2; UST Temp Close: 0; AST Currently In Use: 0; AST Temp Closed: 0 | 2 | 0 | 4 | 16936-003-014968 | CITY OF FAIRHOPE
42995 | Currently in Use |  | 1992-05-29 |  | Petroleum | On road diesel | On road diesel |  | Steel | Steel | Coated & cathodic protection (sti-P3) |  | Fiberglass reinforced plastic |  |  | Catchment Basin | Automatic shutoff device At 95% full | Automatic shutoff device At 95% full |  |  | Continuous Automatic Tank Gauge | [8 empty] | UST Currently In Use: 2; UST Temp Close: 0; AST Currently In Use: 0; AST Temp Closed: 0 | 2 | 0 | 4 | 16936-003-014968 | CITY OF FAIRHOPE
42996 | Permanently Closed | 1992-07-08 | 1988-06-16 | 1992-07-08 | Petroleum | On road diesel | On road diesel |  | Steel | Steel |  |  | Fiberglass reinforced plastic |  | 1901-01-01 | [5 empty] | Manual Tank Gauging (only tanks 1000 gal. or less and 48” or 64” in diameter) | [8 empty] | UST Currently In Use: 0; UST Temp Close: 0; AST Currently In Use: 0; AST Temp Closed: 0 | 0 | 0 | 3 | 16117-089-013977 | DARIUS WRIGHT
42997 | Permanently Closed | 1992-07-08 | 1988-06-16 | 1992-07-08 | Petroleum | Unleaded gasoline | Unleaded gasoline |  | Steel | Steel |  |  | Fiberglass reinforced plastic |  | 1901-01-01 | [5 empty] | Manual Tank Gauging (only tanks 1000 gal. or less and 48” or 64” in diameter) | [8 empty] | UST Currently In Use: 0; UST Temp Close: 0; AST Currently In Use: 0; AST Temp Closed: 0 | 0 | 0 | 3 | 16117-089-013977 | DARIUS WRIGHT
42998 | Permanently Closed | 1992-07-08 | 1988-06-16 | 1992-07-08 | Petroleum | Unleaded gasoline | Unleaded gasoline |  | Steel | Steel |  |  | Fiberglass reinforced plastic |  | 1901-01-01 | [5 empty] | Manual Tank Gauging (only tanks 1000 gal. or less and 48” or 64” in diameter) | [8 empty] | UST Currently In Use: 0; UST Temp Close: 0; AST Currently In Use: 0; AST Temp Closed: 0 | 0 | 0 | 3 | 16117-089-013977 | DARIUS WRIGHT
42999 | Permanently Closed | 1994-12-04 | 1942-01-01 | 1998-12-04 | Petroleum | Unleaded gasoline | Unleaded gasoline | State/federal government | Steel | Steel |  | Painted or None |  |  | 1901-01-01 | [5 empty] | Automatic Tank Gauge | [8 empty] | UST Currently In Use: 3; UST Temp Close: 0; AST Currently In Use: 0; AST Temp Closed: 0 | 3 | 0 | 3 | 17801-073-015801 | BASE EXCHANGE, 117TH ARW
43000 | Permanently Closed | 1994-12-04 | 1942-01-01 | 1998-12-04 | Petroleum | Unleaded gasoline | Unleaded gasoline | State/federal government | Steel | Steel |  | Painted or None |  |  | 1901-01-01 | [5 empty] | Automatic Tank Gauge | [8 empty] | UST Currently In Use: 3; UST Temp Close: 0; AST Currently In Use: 0; AST Temp Closed: 0 | 3 | 0 | 3 | 17801-073-015801 | BASE EXCHANGE, 117TH ARW
43001 | Permanently Closed | 1994-12-04 | 1975-01-01 | 1998-12-04 | Petroleum | Unleaded gasoline | Unleaded gasoline | State/federal government | Steel | Steel |  | Painted or None |  |  | 1901-01-01 | [5 empty] | Automatic Tank Gauge | [8 empty] | UST Currently In Use: 3; UST Temp Close: 0; AST Currently In Use: 0; AST Temp Closed: 0 | 3 | 0 | 3 | 17801-073-015801 | BASE EXCHANGE, 117TH ARW
43004 | Currently in Use |  | 1992-06-22 |  | Petroleum | Other, 100% | Other | Retail | Single Wall | Single Wall | Coated & cathodic protection (sti-P3) |  | Fiberglass reinforced plastic |  |  | Catchment Basin | Automatic shutoff device At 95% full | Automatic shutoff device At 95% full |  |  | Statistical Inventory Reconciliation (SIR) | [8 empty] | UST Currently In Use: 3; UST Temp Close: 0; AST Currently In Use: 1; AST Temp Closed: 0 | 3 | 0 | 4 | 24747-055-008047 | MARTY NAYLOR
43005 | Currently in Use |  | 1992-06-22 |  | Petroleum | Unleaded gasoline | Unleaded gasoline | Retail | Steel | Single Wall | Coated & cathodic protection (sti-P3) |  | Single Wall |  |  | Catchment Basin | Automatic shutoff device At 95% full | Automatic shutoff device At 95% full |  |  | Statistical Inventory Reconciliation (SIR) | [8 empty] | UST Currently In Use: 3; UST Temp Close: 0; AST Currently In Use: 1; AST Temp Closed: 0 | 3 | 0 | 4 | 24747-055-008047 | MARTY NAYLOR
43006 | Currently in Use |  | 1992-06-22 |  | Petroleum | On road diesel | On road diesel | Retail | Steel | Single Wall | Coated & cathodic protection (sti-P3) |  | Fiberglass reinforced plastic |  |  | Catchment Basin | Automatic shutoff device At 95% full | Automatic shutoff device At 95% full |  |  | Statistical Inventory Reconciliation (SIR) | [8 empty] | UST Currently In Use: 3; UST Temp Close: 0; AST Currently In Use: 1; AST Temp Closed: 0 | 3 | 0 | 4 | 24747-055-008047 | MARTY NAYLOR
43007 | Permanently Closed | 1998-12-22 | 1984-07-23 | 1999-05-11 | Petroleum | Unleaded gasoline | Unleaded gasoline | Retail | Steel | Steel |  | Painted or None | Fiberglass reinforced plastic |  | 1901-01-01 | [5 empty] | Statistical Inventory Reconciliation (SIR) | [8 empty] | UST Currently In Use: 0; UST Temp Close: 0; AST Currently In Use: 0; AST Temp Closed: 0 | 0 | 0 | 1 | 17766-077-015762 | TRI CITIES GAS COMPANY
43008 | Permanently Closed | 1995-06-01 | 1974-09-06 | 1995-06-02 | Petroleum | Unleaded gasoline | Unleaded gasoline |  | Steel | Steel |  | Painted or None | Steel |  | 1901-01-01 | [14 empty] | UST Currently In Use: 0; UST Temp Close: 0; AST Currently In Use: 0; AST Temp Closed: 0 | 0 | 0 | 5 | 19103-073-015802 | BESSEMER PETROLEUM CO., INC.
43009 | Permanently Closed | 1995-06-01 | 1972-09-06 | 1995-06-02 | Petroleum | Unleaded gasoline | Unleaded gasoline |  | Steel | Steel |  | Painted or None | Steel |  | 1901-01-01 | [14 empty] | UST Currently In Use: 0; UST Temp Close: 0; AST Currently In Use: 0; AST Temp Closed: 0 | 0 | 0 | 5 | 19103-073-015802 | BESSEMER PETROLEUM CO., INC.
43010 | Permanently Closed | 1995-06-01 | 1964-05-12 | 1995-06-02 | Petroleum | Unleaded gasoline | Unleaded gasoline |  | Steel | Steel |  | Painted or None | Steel |  | 1901-01-01 | [14 empty] | UST Currently In Use: 0; UST Temp Close: 0; AST Currently In Use: 0; AST Temp Closed: 0 | 0 | 0 | 5 | 19103-073-015802 | BESSEMER PETROLEUM CO., INC.
43013 | Permanently Closed | 1995-06-01 | 1964-05-12 | 1995-06-02 | Petroleum | Unleaded gasoline | Unleaded gasoline |  | Steel | Steel |  | Painted or None | Steel |  | 1901-01-01 | [14 empty] | UST Currently In Use: 0; UST Temp Close: 0; AST Currently In Use: 0; AST Temp Closed: 0 | 0 | 0 | 5 | 19103-073-015802 | BESSEMER PETROLEUM CO., INC.
43016 | Permanently Closed | 1995-06-01 | 1964-05-12 | 1995-06-02 | Petroleum | Unleaded gasoline | Unleaded gasoline |  | Steel | Steel |  | Painted or None | Steel |  | 1901-01-01 | [14 empty] | UST Currently In Use: 0; UST Temp Close: 0; AST Currently In Use: 0; AST Temp Closed: 0 | 0 | 0 | 5 | 19103-073-015802 | BESSEMER PETROLEUM CO., INC.
43017 | Currently in Use |  | 1991-08-03 |  | Petroleum | On road diesel | On road diesel | Emergency power generator | Fiberglass reinforced plastic | Fiberglass reinforced plastic |  |  | Fiberglass reinforced plastic |  | 1901-01-01 | Catchment Basin | Flow Rest 90% Full | Flow Rest 90% Full |  |  | Other | [5 empty] | Other | Other |  | UST Currently In Use: 1; UST Temp Close: 0; AST Currently In Use: 0; AST Temp Closed: 0 | 1 | 0 | 0 | 22236-073-015803 | ARC GALLERIA WOODS, INC.
43018 | Permanently Closed | 2012-08-14 | 1992-06-17 | 2012-08-14 | Petroleum | Unleaded gasoline | Unleaded gasoline | State/federal government | Fiberglass reinforced plastic | Double Wall |  |  | Fiberglass reinforced plastic |  | 1901-01-01 | Catchment Basin | Audible high level alarm At 90% full | Audible high level alarm At 90% full | Interstitial Monitoring within Secondary Containment |  | Automatic Tank Gauge | [8 empty] | UST Currently In Use: 0; UST Temp Close: 0; AST Currently In Use: 13; AST Temp Closed: 0 | 0 | 0 | 11 | 15158-125-001921 | TUSCALOOSA V A MEDICAL CENTER
43019 | Permanently Closed | 2012-08-14 | 1992-06-17 | 2012-08-14 | Petroleum | On road diesel | On road diesel | State/federal government | Fiberglass reinforced plastic | Double Wall |  |  | Fiberglass reinforced plastic |  | 1901-01-01 | Catchment Basin | Audible high level alarm At 90% full | Audible high level alarm At 90% full | Interstitial Monitoring within Secondary Containment |  | Automatic Tank Gauge | [8 empty] | UST Currently In Use: 0; UST Temp Close: 0; AST Currently In Use: 13; AST Temp Closed: 0 | 0 | 0 | 11 | 15158-125-001921 | TUSCALOOSA V A MEDICAL CENTER
43020 | Permanently Closed | 1997-05-01 | 1985-08-09 | 1997-05-22 | Petroleum | Kerosene | Kerosene | Emergency power generator | Steel | Steel |  |  | Steel |  | 1901-01-01 | [5 empty] | Manual Tank Gauging (only tanks 1000 gal. or less and 48” or 64” in diameter) | [8 empty] | UST Currently In Use: 0; UST Temp Close: 0; AST Currently In Use: 0; AST Temp Closed: 0 | 0 | 0 | 1 | 17509-085-015129 | WAKA TELEVISION THOMAS MAYBERRY
43021 | Permanently Closed | 1995-02-01 | 1986-09-01 | 1995-02-25 | Petroleum | On road diesel | On road diesel | Industrial | Fiberglass reinforced plastic | Fiberglass reinforced plastic |  |  |  |  | 1901-01-01 | [14 empty] | UST Currently In Use: 0; UST Temp Close: 0; AST Currently In Use: 2; AST Temp Closed: 0 | 0 | 0 | 2 | 13514-101-011118 | MONTGOMERY CO CLUB/SCOTT MCCRACKEN
43022 | Permanently Closed | 1996-06-06 | 1981-04-01 | 1996-06-11 | Petroleum | Unleaded gasoline | Unleaded gasoline | State/federal government | Steel | Steel | Coated & cathodic protection (sti-P3) |  |  |  | 1901-01-01 | [5 empty] | Statistical Inventory Reconciliation (SIR) | [8 empty] | UST Currently In Use: 0; UST Temp Close: 0; AST Currently In Use: 0; AST Temp Closed: 0 | 0 | 0 | 3 | 17506-051-015124 | INGRAM STATE COMMUNITY COLLEGE
43023 | Permanently Closed | 1996-06-06 | 1981-04-01 | 1996-06-11 | Petroleum | On road diesel | On road diesel | State/federal government | Steel | Steel | Coated & cathodic protection (sti-P3) |  |  |  | 1901-01-01 | [5 empty] | Statistical Inventory Reconciliation (SIR) | [8 empty] | UST Currently In Use: 0; UST Temp Close: 0; AST Currently In Use: 0; AST Temp Closed: 0 | 0 | 0 | 3 | 17506-051-015124 | INGRAM STATE COMMUNITY COLLEGE
43033 | Currently in Use |  | 1988-08-24 |  | Petroleum | Unleaded gasoline | Unleaded gasoline | Retail | Steel | Steel | Field installed cathodic protection |  | Fiberglass reinforced plastic |  |  | Catchment Basin | Automatic shutoff device At 95% full | Automatic shutoff device At 95% full |  |  | Continuous Automatic Tank Gauge |  | Automatic flow restrictor (MLLD) | Automatic flow restrictor (MLLD) |  |  | Annual line testing | Annual line testing |  | UST Currently In Use: 3; UST Temp Close: 1; AST Currently In Use: 0; AST Temp Closed: 0 | 3 | 1 | 0 | 25907-113-015524 | M AND B DEVELOPERS INC
43035 | Currently in Use |  | 1988-08-24 |  | Petroleum | Premium gasoline | Premium gasoline | Retail | Steel | Steel | Field installed cathodic protection |  | Fiberglass reinforced plastic |  |  | Catchment Basin | Automatic shutoff device At 95% full | Automatic shutoff device At 95% full |  |  | Continuous Automatic Tank Gauge |  | Automatic flow restrictor (MLLD) | Automatic flow restrictor (MLLD) |  |  | Annual line testing | Annual line testing |  | UST Currently In Use: 3; UST Temp Close: 1; AST Currently In Use: 0; AST Temp Closed: 0 | 3 | 1 | 0 | 25907-113-015524 | M AND B DEVELOPERS INC
43036 | Currently in Use |  | 1988-08-24 |  | Petroleum | On road diesel | On road diesel | Retail | Steel | Steel | Field installed cathodic protection |  | Steel |  |  | Catchment Basin | Automatic shutoff device At 95% full | Automatic shutoff device At 95% full |  |  | Continuous Automatic Tank Gauge |  | Automatic flow restrictor (MLLD) | Automatic flow restrictor (MLLD) |  |  | Annual line testing | Annual line testing |  | UST Currently In Use: 3; UST Temp Close: 1; AST Currently In Use: 0; AST Temp Closed: 0 | 3 | 1 | 0 | 25907-113-015524 | M AND B DEVELOPERS INC
43037 | Temporary Closed | 2014-08-03 | 1988-08-24 |  | Petroleum | Kerosene | Kerosene | Retail | Steel | Steel | Field installed cathodic protection |  | Steel |  |  | Catchment Basin | Automatic shutoff device At 95% full | Automatic shutoff device At 95% full | [11 empty] | UST Currently In Use: 3; UST Temp Close: 1; AST Currently In Use: 0; AST Temp Closed: 0 | 3 | 1 | 0 | 25907-113-015524 | M AND B DEVELOPERS INC
43045 | Currently in Use |  | 1991-01-01 |  | Petroleum | On road diesel | On road diesel | Emergency Power Generator | Fiberglass reinforced plastic | Fiberglass reinforced plastic |  |  | Fiberglass reinforced plastic |  | 1901-01-01 | Catchment Basin | Automatic shutoff device At 95% full | Automatic shutoff device At 95% full |  |  | Other | [5 empty] | Other | Other |  | UST Currently In Use: 2; UST Temp Close: 0; AST Currently In Use: 0; AST Temp Closed: 0 | 2 | 0 | 1 | 24885-121-015049 | BBH CBMC - BPT HEALTH -CITIZENS MED
43052 | Currently in Use |  | 1991-01-01 |  | Petroleum | On road diesel | On road diesel | Emergency Power Generator | Fiberglass reinforced plastic | Fiberglass reinforced plastic |  |  | Fiberglass reinforced plastic |  | 1901-01-01 | Catchment Basin | Automatic shutoff device At 95% full | Automatic shutoff device At 95% full |  |  | Other | [5 empty] | Other | Other |  | UST Currently In Use: 2; UST Temp Close: 0; AST Currently In Use: 0; AST Temp Closed: 0 | 2 | 0 | 1 | 24885-121-015049 | BBH CBMC - BPT HEALTH -CITIZENS MED
43053 | Currently in Use |  | 1991-12-05 |  | Petroleum | Unleaded gasoline | Unleaded gasoline | Retail | Fiberglass reinforced plastic | Fiberglass reinforced plastic |  |  | Fiberglass reinforced plastic |  | 1901-01-01 | Catchment Basin | Flow Rest 90% Full | Flow Rest 90% Full |  |  | Continuous Automatic Tank Gauge |  | Automatic flow restrictor (MLLD) | Automatic flow restrictor (MLLD) | Interstitial Monitoring within Secondary Containment |  | Annual line testing | Annual line testing |  | UST Currently In Use: 5; UST Temp Close: 0; AST Currently In Use: 0; AST Temp Closed: 0 | 5 | 0 | 0 | 21666-123-015478 | JAMES M AND STACI L MCCULLERS
43056 | Currently in Use |  | 1991-12-05 |  | Petroleum | Premium gasoline | Premium gasoline | Retail | Fiberglass reinforced plastic | Fiberglass reinforced plastic |  |  | Fiberglass reinforced plastic |  | 1901-01-01 | Catchment Basin | Flow Rest 90% Full | Flow Rest 90% Full |  |  | Continuous Automatic Tank Gauge |  | Automatic flow restrictor (MLLD) | Automatic flow restrictor (MLLD) | Interstitial Monitoring within Secondary Containment |  | Annual line testing | Annual line testing |  | UST Currently In Use: 5; UST Temp Close: 0; AST Currently In Use: 0; AST Temp Closed: 0 | 5 | 0 | 0 | 21666-123-015478 | JAMES M AND STACI L MCCULLERS
43059 | Currently in Use |  | 1991-12-05 |  | Petroleum | Unleaded gasoline | Unleaded gasoline | Retail | Fiberglass reinforced plastic | Fiberglass reinforced plastic |  |  | Fiberglass reinforced plastic |  | 1901-01-01 | Catchment Basin | Flow Rest 90% Full | Flow Rest 90% Full |  |  | Continuous Automatic Tank Gauge |  | Containment Sump | Automatic flow restrictor (MLLD) | Interstitial Monitoring within Secondary Containment |  | Annual line testing | Annual line testing |  | UST Currently In Use: 5; UST Temp Close: 0; AST Currently In Use: 0; AST Temp Closed: 0 | 5 | 0 | 0 | 21666-123-015478 | JAMES M AND STACI L MCCULLERS
43062 | Currently in Use |  | 1991-12-05 |  | Petroleum | On road diesel | On road diesel | Retail | Fiberglass reinforced plastic | Fiberglass reinforced plastic |  |  | Fiberglass reinforced plastic |  | 1901-01-01 | Catchment Basin | Flow Rest 90% Full | Flow Rest 90% Full |  |  | Continuous Automatic Tank Gauge |  | Automatic flow restrictor (MLLD) | Automatic flow restrictor (MLLD) | Interstitial Monitoring within Secondary Containment |  | Annual line testing | Annual line testing |  | UST Currently In Use: 5; UST Temp Close: 0; AST Currently In Use: 0; AST Temp Closed: 0 | 5 | 0 | 0 | 21666-123-015478 | JAMES M AND STACI L MCCULLERS
43065 | Currently in Use |  | 1991-12-05 |  | Petroleum | On road diesel | On road diesel | Retail | Fiberglass reinforced plastic | Fiberglass reinforced plastic |  |  | Fiberglass reinforced plastic |  | 1901-01-01 | Catchment Basin | Flow Rest 90% Full | Flow Rest 90% Full |  |  | Continuous Automatic Tank Gauge | [8 empty] | UST Currently In Use: 5; UST Temp Close: 0; AST Currently In Use: 0; AST Temp Closed: 0 | 5 | 0 | 0 | 21666-123-015478 | JAMES M AND STACI L MCCULLERS
43066 | Temporary Closed | 2012-03-20 | 1992-06-02 |  | Petroleum | Unleaded gasoline | Unleaded gasoline | Retail | Steel | Steel | Coated & cathodic protection (sti-P3) |  | Fiberglass reinforced plastic |  |  | Catchment Basin | Automatic shutoff device At 95% full | Automatic shutoff device At 95% full |  |  | Automatic Tank Gauge |  | Automatic flow restrictor (MLLD) | Automatic flow restrictor (MLLD) |  |  | Annual line testing | Annual line testing |  | UST Currently In Use: 0; UST Temp Close: 3; AST Currently In Use: 0; AST Temp Closed: 0 | 0 | 3 | 5 | 20717-053-009028 | JOHN CARDWELL
43067 | Temporary Closed | 2012-03-20 | 1992-06-02 |  | Petroleum | On road diesel | On road diesel | Retail | Steel | Steel | Coated & cathodic protection (sti-P3) |  | Fiberglass reinforced plastic |  |  | Catchment Basin | Automatic shutoff device At 95% full | Automatic shutoff device At 95% full |  |  | Automatic Tank Gauge |  | Automatic flow restrictor (MLLD) | Automatic flow restrictor (MLLD) |  |  | Annual line testing | Annual line testing |  | UST Currently In Use: 0; UST Temp Close: 3; AST Currently In Use: 0; AST Temp Closed: 0 | 0 | 3 | 5 | 20717-053-009028 | JOHN CARDWELL
43068 | Cannot Locate or abandoned | 1999-01-01 | 1992-01-09 |  | Petroleum | Unleaded gasoline | Unleaded gasoline | Retail | Steel | Steel | Coated & cathodic protection (sti-P3) |  | Fiberglass reinforced plastic |  | 1901-01-01 | Catchment Basin | Flow Rest 90% Full | Flow Rest 90% Full | [11 empty] | UST Currently In Use: 0; UST Temp Close: 0; AST Currently In Use: 0; AST Temp Closed: 0 | 0 | 0 | 2 | 22633-109-003158 | SANSOM REPAIR & EQUIPMENT
43071 | Cannot Locate or abandoned | 1999-01-01 | 1992-01-09 |  | Petroleum | Unleaded gasoline | Unleaded gasoline | Retail | Steel | Steel | Coated & cathodic protection (sti-P3) |  | Fiberglass reinforced plastic |  | 1901-01-01 | Catchment Basin | Flow Rest 90% Full | Flow Rest 90% Full | [11 empty] | UST Currently In Use: 0; UST Temp Close: 0; AST Currently In Use: 0; AST Temp Closed: 0 | 0 | 0 | 2 | 22633-109-003158 | SANSOM REPAIR & EQUIPMENT
43072 | Permanently Closed | 2018-10-05 | 1992-04-26 | 2019-05-07 | Petroleum | Other, RACINGFUEL | Other | Retail | Fiberglass reinforced plastic | Fiberglass reinforced plastic |  |  | Single Wall |  | 1901-01-01 | Catchment Basin | Flow Rest 90% Full | Flow Rest 90% Full |  |  | Automatic Tank Gauge |  | Containment Sump | Automatic flow restrictor (MLLD) |  |  | Annual line testing | Annual line testing |  | UST Currently In Use: 0; UST Temp Close: 0; AST Currently In Use: 0; AST Temp Closed: 0 | 0 | 0 | 13 | 21919-121-000359 | SUNOCO LLC
43075 | Permanently Closed | 2018-10-05 | 1992-04-26 | 2019-05-07 | Petroleum | Other, RACINGFUEL | Other | Retail | Single Wall | Fiberglass reinforced plastic |  |  | Single Wall |  | 1901-01-01 | Catchment Basin | Flow Rest 90% Full | Flow Rest 90% Full |  |  | Automatic Tank Gauge |  | Automatic flow restrictor (MLLD) | Automatic flow restrictor (MLLD) |  |  | Annual line testing | Annual line testing |  | UST Currently In Use: 0; UST Temp Close: 0; AST Currently In Use: 0; AST Temp Closed: 0 | 0 | 0 | 13 | 21919-121-000359 | SUNOCO LLC
43078 | Permanently Closed | 2018-10-05 | 1992-04-26 | 2019-05-07 | Petroleum | Other, RACINGFUEL | Other |  | Fiberglass reinforced plastic | Fiberglass reinforced plastic |  |  | Single Wall |  | 1901-01-01 | Catchment Basin | Flow Rest 90% Full | Flow Rest 90% Full |  |  | Automatic Tank Gauge |  | Containment Sump | Automatic flow restrictor (MLLD) |  |  | Annual line testing | Annual line testing |  | UST Currently In Use: 0; UST Temp Close: 0; AST Currently In Use: 0; AST Temp Closed: 0 | 0 | 0 | 13 | 21919-121-000359 | SUNOCO LLC
43079 | Permanently Closed | 2000-01-13 | 1990-05-10 | 2000-01-13 | Petroleum | Unleaded gasoline | Unleaded gasoline | Retail | Steel | Steel | Coated & cathodic protection (sti-P3) |  | Fiberglass reinforced plastic |  | 1901-01-01 | Catchment Basin | Automatic shutoff device At 95% full | Automatic shutoff device At 95% full | [11 empty] | UST Currently In Use: 0; UST Temp Close: 0; AST Currently In Use: 0; AST Temp Closed: 0 | 0 | 0 | 3 | 19722-069-015520 | DENNIS M KELLEY
43082 | Permanently Closed | 2000-01-13 | 1990-05-10 | 2000-01-13 | Petroleum | Unleaded gasoline | Unleaded gasoline | Retail | Steel | Steel | Coated & cathodic protection (sti-P3) |  | Fiberglass reinforced plastic |  | 1901-01-01 | Catchment Basin | Automatic shutoff device At 95% full | Automatic shutoff device At 95% full | [11 empty] | UST Currently In Use: 0; UST Temp Close: 0; AST Currently In Use: 0; AST Temp Closed: 0 | 0 | 0 | 3 | 19722-069-015520 | DENNIS M KELLEY
43085 | Permanently Closed | 2000-01-13 | 1990-05-10 | 2000-01-13 | Petroleum | Unleaded gasoline | Unleaded gasoline | Retail | Steel | Steel | Coated & cathodic protection (sti-P3) |  | Fiberglass reinforced plastic |  | 1901-01-01 | Catchment Basin | Automatic shutoff device At 95% full | Automatic shutoff device At 95% full | [11 empty] | UST Currently In Use: 0; UST Temp Close: 0; AST Currently In Use: 0; AST Temp Closed: 0 | 0 | 0 | 3 | 19722-069-015520 | DENNIS M KELLEY
43087 | Permanently Closed | 2000-06-02 | 1989-11-21 | 2000-06-02 | Petroleum | Unleaded gasoline | Unleaded gasoline |  | Steel | Steel | Coated & cathodic protection (sti-P3) |  | Fiberglass reinforced plastic |  | 1901-01-01 | Catchment Basin | Flow Rest 90% Full | Flow Rest 90% Full | [8 empty] | Annual line testing | Annual line testing |  | UST Currently In Use: 0; UST Temp Close: 0; AST Currently In Use: 0; AST Temp Closed: 0 | 0 | 0 | 4 | 12409-069-005393 | Tim Shirley
43090 | Permanently Closed | 2000-06-02 | 1989-11-21 | 2000-06-02 | Petroleum | Unleaded gasoline | Unleaded gasoline |  | Steel | Steel | Coated & cathodic protection (sti-P3) |  | Fiberglass reinforced plastic |  | 1901-01-01 | Catchment Basin | Flow Rest 90% Full | Flow Rest 90% Full | [8 empty] | Annual line testing | Annual line testing |  | UST Currently In Use: 0; UST Temp Close: 0; AST Currently In Use: 0; AST Temp Closed: 0 | 0 | 0 | 4 | 12409-069-005393 | Tim Shirley
43091 | Currently in Use |  | 1992-03-02 |  | Petroleum | Unleaded gasoline | Unleaded gasoline | Retail | Fiberglass reinforced plastic | Fiberglass reinforced plastic |  |  | Fiberglass reinforced plastic |  | 1901-01-01 | Catchment Basin | Flow Rest 90% Full | Flow Rest 90% Full |  |  | Automatic Tank Gauge |  | Automatic flow restrictor (MLLD) | Automatic flow restrictor (MLLD) |  |  | Annual line testing | Annual line testing |  | UST Currently In Use: 3; UST Temp Close: 0; AST Currently In Use: 0; AST Temp Closed: 0 | 3 | 0 | 3 | 14014-067-011058 | RANDALL TEW
43094 | Currently in Use |  | 1992-03-02 |  | Petroleum | Unleaded gasoline | Unleaded gasoline | Retail | Fiberglass reinforced plastic | Fiberglass reinforced plastic |  |  | Fiberglass reinforced plastic |  | 1901-01-01 | Catchment Basin | Flow Rest 90% Full | Flow Rest 90% Full |  |  | Automatic Tank Gauge |  | Automatic flow restrictor (MLLD) | Automatic flow restrictor (MLLD) |  |  | Annual line testing | Annual line testing |  | UST Currently In Use: 3; UST Temp Close: 0; AST Currently In Use: 0; AST Temp Closed: 0 | 3 | 0 | 3 | 14014-067-011058 | RANDALL TEW
43098 | Currently in Use |  | 1992-03-02 |  | Petroleum | Unleaded gasoline | Unleaded gasoline | Retail | Fiberglass reinforced plastic | Fiberglass reinforced plastic |  |  | Fiberglass reinforced plastic |  | 1901-01-01 | Catchment Basin | Flow Rest 90% Full | Flow Rest 90% Full |  |  | Automatic Tank Gauge |  | Automatic flow restrictor (MLLD) | Automatic flow restrictor (MLLD) |  |  | Annual line testing | Annual line testing |  | UST Currently In Use: 3; UST Temp Close: 0; AST Currently In Use: 0; AST Temp Closed: 0 | 3 | 0 | 3 | 14014-067-011058 | RANDALL TEW
43099 | Currently in Use |  | 1991-10-29 |  | Petroleum | Unleaded gasoline | Unleaded gasoline | Retail | Steel | Steel | Coated & cathodic protection (sti-P3) |  | Fiberglass reinforced plastic |  |  | Catchment Basin | Flow Rest 90% Full | Flow Rest 90% Full |  |  | Automatic Tank Gauge | [8 empty] | UST Currently In Use: 1; UST Temp Close: 0; AST Currently In Use: 0; AST Temp Closed: 0 | 1 | 0 | 3 | 23129-005-014103 | JOHN H.WILLIAMS
43100 | Currently in Use |  | 1992-03-09 |  | Petroleum | Unleaded gasoline | Unleaded gasoline | Retail | Steel | Steel | Coated & cathodic protection (sti-P3) |  | Fiberglass reinforced plastic |  |  | Catchment Basin | Automatic shutoff device At 95% full | Automatic shutoff device At 95% full |  |  | Automatic Tank Gauge |  | Automatic flow restrictor (MLLD) | Automatic flow restrictor (MLLD) |  |  | Annual line testing | Annual line testing |  | UST Currently In Use: 4; UST Temp Close: 1; AST Currently In Use: 0; AST Temp Closed: 0 | 4 | 1 | 4 | 25971-011-009158 | SWARA LLC
43103 | Currently in Use |  | 1992-03-09 |  | Petroleum | Mid-grade gasoline | Mid-grade gasoline | Retail | Steel | Steel | Coated & cathodic protection (sti-P3) |  | Fiberglass reinforced plastic |  |  | Catchment Basin | Automatic shutoff device At 95% full | Automatic shutoff device At 95% full |  |  | Automatic Tank Gauge |  | Automatic flow restrictor (MLLD) | Automatic flow restrictor (MLLD) |  |  | Annual line testing | Annual line testing |  | UST Currently In Use: 4; UST Temp Close: 1; AST Currently In Use: 0; AST Temp Closed: 0 | 4 | 1 | 4 | 25971-011-009158 | SWARA LLC
43106 | Currently in Use |  | 1992-03-09 |  | Petroleum | Premium gasoline | Premium gasoline | Retail | Steel | Steel | Coated & cathodic protection (sti-P3) |  | Fiberglass reinforced plastic |  |  | Catchment Basin | Automatic shutoff device At 95% full | Automatic shutoff device At 95% full |  |  | Automatic Tank Gauge |  | Automatic flow restrictor (MLLD) | Automatic flow restrictor (MLLD) |  |  | Annual line testing | Annual line testing |  | UST Currently In Use: 4; UST Temp Close: 1; AST Currently In Use: 0; AST Temp Closed: 0 | 4 | 1 | 4 | 25971-011-009158 | SWARA LLC
43109 | Temporary Closed | 2013-04-10 | 1992-03-09 |  | Petroleum | On road diesel | On road diesel | Retail | Steel | Steel | Coated & cathodic protection (sti-P3) |  | Fiberglass reinforced plastic |  |  | Catchment Basin | Automatic shutoff device At 95% full | Automatic shutoff device At 95% full |  |  | Automatic Tank Gauge |  | Automatic flow restrictor (MLLD) | Automatic flow restrictor (MLLD) |  |  | Annual line testing | Annual line testing |  | UST Currently In Use: 4; UST Temp Close: 1; AST Currently In Use: 0; AST Temp Closed: 0 | 4 | 1 | 4 | 25971-011-009158 | SWARA LLC
43110 | Permanently Closed | 1988-10-01 | 1992-05-29 | 1988-10-01 | Petroleum | Unleaded gasoline | Unleaded gasoline |  | Steel | Steel | Coated & cathodic protection (sti-P3) |  | Fiberglass reinforced plastic |  | 1901-01-01 | Catchment Basin | [10 empty] | Annual line testing | Annual line testing |  | UST Currently In Use: 0; UST Temp Close: 0; AST Currently In Use: 0; AST Temp Closed: 0 | 0 | 0 | 3 | 15903-085-007790 | MT WILLING
43111 | Currently in Use |  | 1992-04-01 |  | Petroleum | Unleaded gasoline | Unleaded gasoline | Retail | Steel | Steel | Coated & cathodic protection (sti-P3) |  | Flexible | SA&TCI |  | Catchment Basin | Flow Rest 90% Full | Flow Rest 90% Full |  |  | Automatic Tank Gauge |  | Containment Sump | Automatic flow restrictor (MLLD) |  | SENSOR TO ATG | Annual line testing | Annual line testing |  | UST Currently In Use: 2; UST Temp Close: 0; AST Currently In Use: 0; AST Temp Closed: 0 | 2 | 0 | 0 | 25618-073-015800 | SAVANAH CHALKVILLE STORE LLC
43112 | Currently in Use |  | 1992-04-01 |  | Petroleum | Mid-grade gasoline | Mid-grade gasoline | Retail | Steel | Steel | Coated & cathodic protection (sti-P3) |  | Flexible | SA&TCI |  | Catchment Basin | Flow Rest 90% Full | Flow Rest 90% Full |  |  | Automatic Tank Gauge |  | Containment Sump | Automatic flow restrictor (MLLD) |  | SENSOR TO ATG | Annual line testing | Annual line testing |  | UST Currently In Use: 2; UST Temp Close: 0; AST Currently In Use: 0; AST Temp Closed: 0 | 2 | 0 | 0 | 25618-073-015800 | SAVANAH CHALKVILLE STORE LLC
43113 | Permanently Closed | 1994-10-04 | 1986-01-01 | 1994-10-04 | Petroleum | Used oil | Used oil |  | Fiberglass reinforced plastic | Fiberglass reinforced plastic |  |  | Steel |  | 1901-01-01 | [7 empty] | GRAVITY | Other |  |  | GRAVITY | Other |  | UST Currently In Use: 0; UST Temp Close: 0; AST Currently In Use: 0; AST Temp Closed: 0 | 0 | 0 | 1 | 17736-097-015756 | MANDAN PROPERTIES
43114 | Currently in Use |  | 1986-04-01 |  | Petroleum | Unleaded gasoline | Unleaded gasoline | Retail | Steel | Steel | Coated & cathodic protection (sti-P3) |  | Flexible |  | 1901-01-01 | Catchment Basin | Flow Rest 90% Full | Automatic shutoff device At 95% full |  |  | Continuous Automatic Tank Gauge |  | Automatic flow restrictor (MLLD) | Automatic flow restrictor (MLLD) |  |  | Annual line testing | Annual line testing |  | UST Currently In Use: 3; UST Temp Close: 0; AST Currently In Use: 0; AST Temp Closed: 0 | 3 | 0 | 0 | 21684-101-015130 | MINAR INC
43115 | Currently in Use |  | 1986-04-01 |  | Petroleum | Premium gasoline | Premium gasoline | Retail | Steel | Steel | Coated & cathodic protection (sti-P3) |  | Flexible |  | 1901-01-01 | Catchment Basin |  |  |  |  | Continuous Automatic Tank Gauge |  | Automatic flow restrictor (MLLD) | Automatic flow restrictor (MLLD) |  |  | Annual line testing | Annual line testing |  | UST Currently In Use: 3; UST Temp Close: 0; AST Currently In Use: 0; AST Temp Closed: 0 | 3 | 0 | 0 | 21684-101-015130 | MINAR INC
43116 | Currently in Use |  | 1986-04-01 |  | Petroleum | On road diesel | On road diesel | Retail | STIP3 | Steel | Coated & cathodic protection (sti-P3) |  | Flexible |  | 1901-01-01 | Catchment Basin | Automatic shutoff device At 95% full | Automatic shutoff device At 95% full |  |  | Continuous Automatic Tank Gauge |  | Containment Sump | Automatic flow restrictor (MLLD) |  |  | Annual line testing | Annual line testing |  | UST Currently In Use: 3; UST Temp Close: 0; AST Currently In Use: 0; AST Temp Closed: 0 | 3 | 0 | 0 | 21684-101-015130 | MINAR INC
43117 | Permanently Closed | 2016-09-17 | 1985-12-26 | 2017-03-17 | Petroleum | Kerosene | Kerosene |  | Steel | Steel | Coated & cathodic protection (sti-P3) |  | Fiberglass reinforced plastic |  | 1901-01-01 | Catchment Basin | Automatic shutoff device At 95% full | Automatic shutoff device At 95% full |  |  | Manual Tank Gauging (only tanks 1000 gal. or less and 48” or 64” in diameter) | [8 empty] | UST Currently In Use: 0; UST Temp Close: 0; AST Currently In Use: 0; AST Temp Closed: 0 | 0 | 0 | 1 | 24995-101-015131 | FARMERS FEED PROPERTIES, LLC
43118 | Currently in Use |  | 1992-05-27 |  | Petroleum | Unleaded gasoline | Unleaded gasoline | Retail | Steel | Steel | Coated & cathodic protection (sti-P3) |  | Fiberglass reinforced plastic |  |  | Catchment Basin | Flow Rest 90% Full | Flow Rest 90% Full |  |  | Continuous Automatic Tank Gauge |  | Automatic flow restrictor (MLLD) | Automatic flow restrictor (MLLD) |  |  | Annual line testing | Annual line testing |  | UST Currently In Use: 3; UST Temp Close: 0; AST Currently In Use: 0; AST Temp Closed: 0 | 3 | 0 | 0 | 22442-051-015128 | S & S EAGLES, LLC
43119 | Currently in Use |  | 1992-05-27 |  | Petroleum | Mid-grade gasoline | Mid-grade gasoline | Retail | Steel | Steel | Coated & cathodic protection (sti-P3) |  | Fiberglass reinforced plastic |  |  | Catchment Basin | Flow Rest 90% Full | Flow Rest 90% Full |  |  | Continuous Automatic Tank Gauge |  | Automatic flow restrictor (MLLD) | Automatic flow restrictor (MLLD) |  |  | Annual line testing | Annual line testing |  | UST Currently In Use: 3; UST Temp Close: 0; AST Currently In Use: 0; AST Temp Closed: 0 | 3 | 0 | 0 | 22442-051-015128 | S & S EAGLES, LLC
43120 | Currently in Use |  | 1992-05-27 |  | Petroleum | Premium gasoline | Premium gasoline | Retail | Steel | Steel | Coated & cathodic protection (sti-P3) |  | Fiberglass reinforced plastic |  |  | Catchment Basin | Flow Rest 90% Full | Flow Rest 90% Full |  |  | Continuous Automatic Tank Gauge |  | Containment Sump | Automatic flow restrictor (MLLD) |  |  | Annual line testing | Annual line testing |  | UST Currently In Use: 3; UST Temp Close: 0; AST Currently In Use: 0; AST Temp Closed: 0 | 3 | 0 | 0 | 22442-051-015128 | S & S EAGLES, LLC
43121 | Temporary Closed | 2020-05-26 | 1987-05-11 |  | Petroleum | Premium gasoline | Premium gasoline | Retail | Steel | Single Wall | Field installed cathodic protection |  | Steel |  |  | Catchment Basin | Automatic shutoff device At 95% full | Automatic shutoff device At 95% full |  |  | Automatic Tank Gauge |  | Automatic flow restrictor (MLLD) | Automatic flow restrictor (MLLD) |  |  | Annual line testing | Annual line testing |  | UST Currently In Use: 2; UST Temp Close: 1; AST Currently In Use: 0; AST Temp Closed: 0 | 2 | 1 | 0 | 22158-089-010303 | RAHIM OSSOOLI
43122 | Currently in Use |  | 1991-03-25 |  | Petroleum | Unleaded gasoline | Unleaded gasoline | Retail | Steel | Steel | Coated & cathodic protection (sti-P3) |  | Fiberglass reinforced plastic |  |  | Catchment Basin | Flow Rest 90% Full | Flow Rest 90% Full |  |  | Statistical Inventory Reconciliation (SIR) | [8 empty] | UST Currently In Use: 1; UST Temp Close: 0; AST Currently In Use: 0; AST Temp Closed: 0 | 1 | 0 | 0 | 24789-081-015525 | ZOYA LLC
43123 | Currently in Use |  | 1992-01-03 |  | Petroleum | Unleaded gasoline | Unleaded gasoline |  | Fiberglass reinforced plastic | Fiberglass reinforced plastic |  |  | Double Wall | SA&TCI | 1901-01-01 | Catchment Basin | Automatic shutoff device At 95% full | Automatic shutoff device At 95% full |  |  | Continuous Automatic Tank Gauge |  | Automatic flow restrictor (MLLD) | Automatic flow restrictor (MLLD) |  |  | Annual line testing | Annual line testing |  | UST Currently In Use: 3; UST Temp Close: 0; AST Currently In Use: 0; AST Temp Closed: 0 | 3 | 0 | 0 | 25736-073-015808 | MM ALABAMA LEASING
43124 | Currently in Use |  | 1992-02-03 |  | Petroleum | Premium gasoline | Premium gasoline |  | Fiberglass reinforced plastic | Fiberglass reinforced plastic |  |  | TOTAL CONT | SA&TCI | 1901-01-01 | Catchment Basin | Automatic shutoff device At 95% full | Automatic shutoff device At 95% full |  |  | Continuous Automatic Tank Gauge |  | Automatic flow restrictor (MLLD) | Automatic flow restrictor (MLLD) |  |  | Annual line testing | Annual line testing |  | UST Currently In Use: 3; UST Temp Close: 0; AST Currently In Use: 0; AST Temp Closed: 0 | 3 | 0 | 0 | 25736-073-015808 | MM ALABAMA LEASING
43125 | Currently in Use |  | 1992-01-03 |  | Petroleum | On road diesel | On road diesel |  | Single Wall | Fiberglass reinforced plastic |  |  | Flexible | APT | 1901-01-01 | Catchment Basin | Flow Rest 90% Full | Flow Rest 90% Full |  |  | Continuous Automatic Tank Gauge |  | Automatic flow restrictor (MLLD) | Automatic flow restrictor (MLLD) |  |  | Annual line testing | Annual line testing |  | UST Currently In Use: 3; UST Temp Close: 0; AST Currently In Use: 0; AST Temp Closed: 0 | 3 | 0 | 0 | 25736-073-015808 | MM ALABAMA LEASING
43126 | Currently in Use |  | 1992-02-01 |  | Petroleum | Unleaded gasoline | Unleaded gasoline | Industrial | Fiberglass coated steel | Fiberglass coated steel |  |  | Double Wall |  | 1901-01-01 | Catchment Basin | Automatic shutoff device At 95% full | Automatic shutoff device At 95% full |  |  | Continuous Automatic Tank Gauge | Single walled submersible pump containment sump | Automatic flow restrictor (MLLD) | Automatic flow restrictor (MLLD) |  | SENSOR TO ATG | Annual line testing | Annual line testing |  | UST Currently In Use: 2; UST Temp Close: 0; AST Currently In Use: 0; AST Temp Closed: 0 | 2 | 0 | 5 | 13722-073-002597 | PENSKE TRUCK LEASING CO L P
43127 | Currently in Use |  | 1992-02-01 |  | Petroleum | On road diesel | On road diesel | Industrial | Fiberglass coated steel | Fiberglass coated steel |  |  | Fiberglass reinforced plastic |  | 1901-01-01 | Catchment Basin | Automatic shutoff device At 95% full | Automatic shutoff device At 95% full |  |  | Continuous Automatic Tank Gauge | Single walled submersible pump containment sump | Automatic flow restrictor (MLLD) | Automatic flow restrictor (MLLD) |  | SENSOR TO ATG | Annual line testing | Annual line testing |  | UST Currently In Use: 2; UST Temp Close: 0; AST Currently In Use: 0; AST Temp Closed: 0 | 2 | 0 | 5 | 13722-073-002597 | PENSKE TRUCK LEASING CO L P
43128 |  | 1998-12-07 | 1975-07-01 |  | Petroleum | Unleaded gasoline | Unleaded gasoline | Retail | Steel | Steel |  |  | Steel |  | 1901-01-01 | [5 empty] | Statistical Inventory Reconciliation (SIR) | [8 empty] | UST Currently In Use: 0; UST Temp Close: 0; AST Currently In Use: 0; AST Temp Closed: 0 | 0 | 0 | 0 | 17792-069-015526 | OTIS E KIRKLAND
43131 |  | 1998-12-07 | 1975-07-01 |  | Petroleum | Unleaded gasoline | Unleaded gasoline | Retail | Steel | Steel |  |  | Steel |  | 1901-01-01 | [5 empty] | Statistical Inventory Reconciliation (SIR) | [8 empty] | UST Currently In Use: 0; UST Temp Close: 0; AST Currently In Use: 0; AST Temp Closed: 0 | 0 | 0 | 0 | 17792-069-015526 | OTIS E KIRKLAND
43132 | Temporary Closed | 2018-01-24 | 1992-03-15 |  | Petroleum | Unleaded gasoline | Unleaded gasoline | Retail | Steel | Steel | Coated & cathodic protection (sti-P3) |  | Fiberglass reinforced plastic |  | 1901-01-01 | Catchment Basin | Flow Rest 90% Full | Flow Rest 90% Full |  |  | Statistical Inventory Reconciliation (SIR) |  | Automatic flow restrictor (MLLD) | Automatic flow restrictor (MLLD) |  |  | Statistical inventory reconciliation (SIR) | Statistical inventory reconciliation (SIR) |  | UST Currently In Use: 0; UST Temp Close: 3; AST Currently In Use: 0; AST Temp Closed: 0 | 0 | 3 | 0 | 26028-083-015763 | RUSSELL PROPERTIES
43133 | Temporary Closed | 2018-01-24 | 1992-03-15 |  | Petroleum | Unleaded gasoline | Unleaded gasoline | Retail | Steel | Steel | Coated & cathodic protection (sti-P3) |  | Fiberglass reinforced plastic |  | 1901-01-01 | Catchment Basin | Automatic shutoff device At 95% full | Automatic shutoff device At 95% full |  |  | Statistical Inventory Reconciliation (SIR) |  | Automatic flow restrictor (MLLD) | Automatic flow restrictor (MLLD) |  |  | Statistical inventory reconciliation (SIR) | Statistical inventory reconciliation (SIR) |  | UST Currently In Use: 0; UST Temp Close: 3; AST Currently In Use: 0; AST Temp Closed: 0 | 0 | 3 | 0 | 26028-083-015763 | RUSSELL PROPERTIES
43134 | Temporary Closed | 2018-01-24 | 1992-03-15 |  | Petroleum | On road diesel | On road diesel | Retail | Steel | Steel | Coated & cathodic protection (sti-P3) |  | Fiberglass reinforced plastic |  | 1901-01-01 | Catchment Basin | Flow Rest 90% Full | Flow Rest 90% Full |  |  | Statistical Inventory Reconciliation (SIR) | [8 empty] | UST Currently In Use: 0; UST Temp Close: 3; AST Currently In Use: 0; AST Temp Closed: 0 | 0 | 3 | 0 | 26028-083-015763 | RUSSELL PROPERTIES
43135 | Currently in Use |  | 1988-07-08 |  | Petroleum | Unleaded gasoline | Unleaded gasoline | Retail | Single Wall | Single Wall | Coated & cathodic protection (sti-P3) |  | Single Wall |  |  | Catchment Basin | Automatic shutoff device At 95% full | Automatic shutoff device At 95% full |  |  | Automatic Tank Gauge |  | Automatic flow restrictor (MLLD) | Automatic flow restrictor (MLLD) |  |  | Annual line testing | Annual line testing |  | UST Currently In Use: 5; UST Temp Close: 0; AST Currently In Use: 0; AST Temp Closed: 0 | 5 | 0 | 2 | 17772-089-005341 | HARTMAN K H HIRSCHLER
43136 | Currently in Use |  | 1988-07-08 |  | Petroleum | Unleaded gasoline | Unleaded gasoline | Retail | Single Wall | Single Wall | Coated & cathodic protection (sti-P3) |  | Single Wall |  |  | Catchment Basin | Automatic shutoff device At 95% full | Automatic shutoff device At 95% full |  |  | Automatic Tank Gauge |  | Automatic flow restrictor (MLLD) | Automatic flow restrictor (MLLD) |  |  | Annual line testing | Annual line testing |  | UST Currently In Use: 5; UST Temp Close: 0; AST Currently In Use: 0; AST Temp Closed: 0 | 5 | 0 | 2 | 17772-089-005341 | HARTMAN K H HIRSCHLER
43137 | Currently in Use |  | 1988-07-08 |  | Petroleum | Premium gasoline | Premium gasoline | Retail | Steel | Single Wall | Coated & cathodic protection (sti-P3) |  | Fiberglass reinforced plastic |  |  | Catchment Basin | Automatic shutoff device At 95% full | Automatic shutoff device At 95% full |  |  | Automatic Tank Gauge |  | Automatic flow restrictor (MLLD) | Automatic flow restrictor (MLLD) |  |  | Annual line testing | Annual line testing |  | UST Currently In Use: 5; UST Temp Close: 0; AST Currently In Use: 0; AST Temp Closed: 0 | 5 | 0 | 2 | 17772-089-005341 | HARTMAN K H HIRSCHLER
43138 | Currently in Use |  | 1988-07-08 |  | Petroleum | On road diesel | On road diesel | Retail | Single Wall | Single Wall | Coated & cathodic protection (sti-P3) |  | Single Wall |  |  | Catchment Basin | Automatic shutoff device At 95% full | Automatic shutoff device At 95% full |  |  | Automatic Tank Gauge |  | Automatic flow restrictor (MLLD) | Automatic flow restrictor (MLLD) |  |  | Annual line testing | Annual line testing |  | UST Currently In Use: 5; UST Temp Close: 0; AST Currently In Use: 0; AST Temp Closed: 0 | 5 | 0 | 2 | 17772-089-005341 | HARTMAN K H HIRSCHLER
43139 | Currently in Use |  | 1988-07-08 |  | Petroleum | Used oil | Used oil | Retail | Single Wall | Single Wall | Coated & cathodic protection (sti-P3) |  | Fiberglass reinforced plastic |  |  | Catchment Basin | Automatic shutoff device At 95% full | Automatic shutoff device At 95% full |  |  | Manual Tank Gauging (only tanks 1000 gal. or less and 48” or 64” in diameter) | [8 empty] | UST Currently In Use: 5; UST Temp Close: 0; AST Currently In Use: 0; AST Temp Closed: 0 | 5 | 0 | 2 | 17772-089-005341 | HARTMAN K H HIRSCHLER
43140 | Permanently Closed | 1996-02-15 | 1988-07-08 | 1996-02-15 | Petroleum | Kerosene | Kerosene |  | Steel | Steel | Coated & cathodic protection (sti-P3) |  | Fiberglass reinforced plastic |  | 1901-01-01 | [14 empty] | UST Currently In Use: 5; UST Temp Close: 0; AST Currently In Use: 0; AST Temp Closed: 0 | 5 | 0 | 2 | 17772-089-005341 | HARTMAN K H HIRSCHLER
43141 | Permanently Closed | 1996-02-15 | 1988-07-08 | 1996-02-15 | Petroleum | Used oil | Used oil |  | Steel | Steel | Coated & cathodic protection (sti-P3) |  | Fiberglass reinforced plastic |  | 1901-01-01 | [14 empty] | UST Currently In Use: 5; UST Temp Close: 0; AST Currently In Use: 0; AST Temp Closed: 0 | 5 | 0 | 2 | 17772-089-005341 | HARTMAN K H HIRSCHLER
43142 | Permanently Closed | 1998-11-23 | 1981-09-01 | 1999-04-26 | Petroleum | Unleaded gasoline | Unleaded gasoline |  | Steel | Steel |  | Painted or None | Steel |  | 1901-01-01 | [14 empty] | UST Currently In Use: 2; UST Temp Close: 0; AST Currently In Use: 0; AST Temp Closed: 0 | 2 | 0 | 5 | 25807-029-015527 | TARUN PATEL
43145 | Permanently Closed | 1998-11-23 | 1981-09-01 | 1999-04-26 | Petroleum | Unleaded gasoline | Unleaded gasoline |  | Steel | Steel |  | Painted or None | Steel |  | 1901-01-01 | [14 empty] | UST Currently In Use: 2; UST Temp Close: 0; AST Currently In Use: 0; AST Temp Closed: 0 | 2 | 0 | 5 | 25807-029-015527 | TARUN PATEL
43148 | Permanently Closed | 1998-11-23 | 1981-09-01 | 1999-04-26 | Petroleum | Unleaded gasoline | Unleaded gasoline |  | Steel | Steel |  | Painted or None | Steel |  | 1901-01-01 | [14 empty] | UST Currently In Use: 2; UST Temp Close: 0; AST Currently In Use: 0; AST Temp Closed: 0 | 2 | 0 | 5 | 25807-029-015527 | TARUN PATEL
43151 | Permanently Closed | 1998-11-23 | 1981-09-01 | 1999-04-26 | Petroleum | Unleaded gasoline | Unleaded gasoline |  | Steel | Steel |  | Painted or None | Steel |  | 1901-01-01 | [14 empty] | UST Currently In Use: 2; UST Temp Close: 0; AST Currently In Use: 0; AST Temp Closed: 0 | 2 | 0 | 5 | 25807-029-015527 | TARUN PATEL
43154 | Permanently Closed | 1998-11-23 | 1981-09-01 | 1999-04-26 | Petroleum | On road diesel | On road diesel |  | Steel | Steel |  | Painted or None | Steel |  | 1901-01-01 | [14 empty] | UST Currently In Use: 2; UST Temp Close: 0; AST Currently In Use: 0; AST Temp Closed: 0 | 2 | 0 | 5 | 25807-029-015527 | TARUN PATEL
43156 | Permanently Closed | 2008-07-21 | 1992-04-22 |  | Petroleum | Unleaded gasoline | Unleaded gasoline | Retail | Steel | Steel | Coated & cathodic protection (sti-P3) |  | Fiberglass reinforced plastic |  | 1901-01-01 | Catchment Basin | Automatic shutoff device At 95% full | Automatic shutoff device At 95% full |  |  | Automatic Tank Gauge | [8 empty] | UST Currently In Use: 0; UST Temp Close: 0; AST Currently In Use: 0; AST Temp Closed: 0 | 0 | 0 | 4 | 13781-107-009471 | PARKER GRO AND SERV STATION INC
43157 | Permanently Closed | 2008-07-21 | 1992-04-22 |  | Petroleum | Premium gasoline | Premium gasoline | Retail | Steel | Steel | Coated & cathodic protection (sti-P3) |  | Fiberglass reinforced plastic |  | 1901-01-01 | Catchment Basin | Automatic shutoff device At 95% full | Automatic shutoff device At 95% full |  |  | Automatic Tank Gauge | [8 empty] | UST Currently In Use: 0; UST Temp Close: 0; AST Currently In Use: 0; AST Temp Closed: 0 | 0 | 0 | 4 | 13781-107-009471 | PARKER GRO AND SERV STATION INC
43158 | Permanently Closed | 1998-10-05 | 1986-01-15 | 1998-10-06 | Petroleum | Unleaded gasoline | Unleaded gasoline |  | Steel | Steel | Coated & cathodic protection (sti-P3) |  | Fiberglass reinforced plastic |  | 1901-01-01 | Catchment Basin | Automatic shutoff device At 95% full | Automatic shutoff device At 95% full |  |  | Statistical Inventory Reconciliation (SIR) |  |  |  | Interstitial Monitoring within Secondary Containment |  | Annual line testing | Annual line testing |  | UST Currently In Use: 3; UST Temp Close: 0; AST Currently In Use: 0; AST Temp Closed: 0 | 3 | 0 | 2 | 22576-097-015757 | MICHAEL VAN VO
43159 | Currently in Use |  | 1986-01-15 |  | Petroleum | Premium gasoline | Premium gasoline | Retail | Steel | Steel | Field installed cathodic protection |  | Flexible |  |  | Catchment Basin | Automatic shutoff device At 95% full | Automatic shutoff device At 95% full |  |  | Statistical Inventory Reconciliation (SIR) |  | Containment Sump | Automatic flow restrictor (MLLD) |  |  | Statistical inventory reconciliation (SIR) | Statistical inventory reconciliation (SIR) |  | UST Currently In Use: 3; UST Temp Close: 0; AST Currently In Use: 0; AST Temp Closed: 0 | 3 | 0 | 2 | 22576-097-015757 | MICHAEL VAN VO
43160 | Currently in Use |  | 1986-01-15 |  | Petroleum | Mid-grade gasoline | Mid-grade gasoline | Retail | Steel | Steel | Coated & cathodic protection (sti-P3) |  | Fiberglass reinforced plastic |  |  | Catchment Basin | Automatic shutoff device At 95% full | Automatic shutoff device At 95% full |  |  | Statistical Inventory Reconciliation (SIR) |  | Automatic flow restrictor (MLLD) | Automatic flow restrictor (MLLD) |  |  | Statistical inventory reconciliation (SIR) | Statistical inventory reconciliation (SIR) |  | UST Currently In Use: 3; UST Temp Close: 0; AST Currently In Use: 0; AST Temp Closed: 0 | 3 | 0 | 2 | 22576-097-015757 | MICHAEL VAN VO
43161 | Permanently Closed | 1998-10-05 | 1986-01-15 | 1998-10-06 | Petroleum | Unleaded gasoline | Unleaded gasoline |  | Fiberglass coated steel | Fiberglass coated steel |  |  | Steel |  | 1901-01-01 | [11 empty] | Annual line testing | Annual line testing |  | UST Currently In Use: 3; UST Temp Close: 0; AST Currently In Use: 0; AST Temp Closed: 0 | 3 | 0 | 2 | 22576-097-015757 | MICHAEL VAN VO
43162 | Permanently Closed | 1996-07-01 | 1988-07-15 | 1996-07-09 | Petroleum | Used oil | Used oil |  | Fiberglass reinforced plastic | Fiberglass reinforced plastic |  |  | Steel |  | 1901-01-01 | Catchment Basin | [13 empty] | UST Currently In Use: 0; UST Temp Close: 0; AST Currently In Use: 0; AST Temp Closed: 0 | 0 | 0 | 1 | 17800-073-015809 | LEE RODGERS TIRE CO
43163 | Currently in Use |  | 1992-06-10 |  | Petroleum | On road diesel | On road diesel | Retail | Steel | Single Wall | Coated & cathodic protection (sti-P3) |  | Fiberglass reinforced plastic |  | 1901-01-01 | Catchment Basin | Flow Rest 90% Full | Flow Rest 90% Full |  |  | Continuous Automatic Tank Gauge |  | Automatic flow restrictor (MLLD) | Automatic flow restrictor (MLLD) |  |  | Annual line testing | Annual line testing |  | UST Currently In Use: 3; UST Temp Close: 0; AST Currently In Use: 0; AST Temp Closed: 0 | 3 | 0 | 3 | 24805-073-013424 | KHAILINH, LLC
43164 | Currently in Use |  | 1992-06-10 |  | Petroleum | Unleaded gasoline | Unleaded gasoline | Retail | Steel | Single Wall | Coated & cathodic protection (sti-P3) |  | Single Wall |  | 1901-01-01 | Catchment Basin | Flow Rest 90% Full | Flow Rest 90% Full |  |  | Continuous Automatic Tank Gauge |  | Automatic flow restrictor (MLLD) | Automatic flow restrictor (MLLD) |  |  | Annual line testing | Annual line testing |  | UST Currently In Use: 3; UST Temp Close: 0; AST Currently In Use: 0; AST Temp Closed: 0 | 3 | 0 | 3 | 24805-073-013424 | KHAILINH, LLC
43167 | Permanently Closed | 1991-11-01 | 1982-04-14 23:00 | 1992-01-01 | Petroleum | Used oil | Used oil |  | Steel | Steel |  | Painted or None | Steel |  | 1901-01-01 | [14 empty] | UST Currently In Use: 0; UST Temp Close: 0; AST Currently In Use: 0; AST Temp Closed: 0 | 0 | 0 | 4 | 10833-101-006535 | CAPITAL VENEER WORKS INC
43168 | Permanently Closed | 2008-08-07 | 1992-06-01 | 2022-02-23 | Petroleum | Unleaded gasoline | Unleaded gasoline | Retail | Steel | Steel | Coated & cathodic protection (sti-P3) |  | Fiberglass reinforced plastic |  |  | Catchment Basin | Flow Rest 90% Full | Flow Rest 90% Full |  |  | Statistical Inventory Reconciliation (SIR) | [8 empty] | UST Currently In Use: 0; UST Temp Close: 0; AST Currently In Use: 0; AST Temp Closed: 0 | 0 | 0 | 7 | 23831-013-010169 | JAMES W TILL
43169 | Permanently Closed | 2008-08-07 | 1992-06-01 | 2022-02-23 | Petroleum | Unleaded gasoline | Unleaded gasoline |  | Steel | Steel | Coated & cathodic protection (sti-P3) |  | Fiberglass reinforced plastic |  |  | Catchment Basin | Flow Rest 90% Full | Flow Rest 90% Full |  |  | Statistical Inventory Reconciliation (SIR) | [8 empty] | UST Currently In Use: 0; UST Temp Close: 0; AST Currently In Use: 0; AST Temp Closed: 0 | 0 | 0 | 7 | 23831-013-010169 | JAMES W TILL
43170 | Currently in Use |  | 1991-08-01 |  | Petroleum | On road diesel | On road diesel | Retail | Steel | Single Wall | Field installed cathodic protection |  | Single Wall |  |  | Catchment Basin | Flow Rest 90% Full | Flow Rest 90% Full |  |  | Continuous Automatic Tank Gauge | Direct Bury submersible pump | Automatic shutoff device (AELLD) | Automatic shutoff device (AELLD) |  |  | Annual line testing | Annual line testing |  | UST Currently In Use: 3; UST Temp Close: 1; AST Currently In Use: 0; AST Temp Closed: 0 | 3 | 1 | 1 | 23813-043-008799 | PRAMUKHYOGI, INC.
43171 | Permanently Closed | 1997-01-01 | 1987-06-17 | 1998-06-16 | Petroleum | Unleaded gasoline | Unleaded gasoline |  | Steel | Steel |  | Painted or None | Steel |  | 1901-01-01 | [5 empty] | Statistical Inventory Reconciliation (SIR) | [5 empty] | Statistical inventory reconciliation (SIR) | Annual line testing |  | UST Currently In Use: 0; UST Temp Close: 0; AST Currently In Use: 0; AST Temp Closed: 0 | 0 | 0 | 3 | 13277-095-015764 | MARSHALL COUNTY OIL CO INC
43172 | Permanently Closed | 1997-01-01 | 1987-06-17 | 1998-06-16 | Petroleum | Unleaded gasoline | Unleaded gasoline |  | Steel | Steel |  | Painted or None | Steel |  | 1901-01-01 | [5 empty] | Statistical Inventory Reconciliation (SIR) | [5 empty] | Annual line testing | Annual line testing |  | UST Currently In Use: 0; UST Temp Close: 0; AST Currently In Use: 0; AST Temp Closed: 0 | 0 | 0 | 3 | 13277-095-015764 | MARSHALL COUNTY OIL CO INC
43173 | Permanently Closed | 1997-01-01 | 1987-06-17 | 1998-06-16 | Petroleum | Unleaded gasoline | Unleaded gasoline |  | Steel | Steel |  | Painted or None | Steel |  | 1901-01-01 | [5 empty] | Statistical Inventory Reconciliation (SIR) | [5 empty] | Annual line testing | Annual line testing |  | UST Currently In Use: 0; UST Temp Close: 0; AST Currently In Use: 0; AST Temp Closed: 0 | 0 | 0 | 3 | 13277-095-015764 | MARSHALL COUNTY OIL CO INC
43174 | Permanently Closed | 1998-12-10 | 1991-07-01 | 1998-12-18 | Petroleum | On road diesel | On road diesel |  | Fiberglass reinforced plastic | Fiberglass reinforced plastic |  |  | Fiberglass reinforced plastic |  | 1901-01-01 | Catchment Basin | Flow Rest 90% Full | Flow Rest 90% Full | [11 empty] | UST Currently In Use: 0; UST Temp Close: 0; AST Currently In Use: 0; AST Temp Closed: 0 | 0 | 0 | 1 | 17522-101-015133 | W L PETREY WHOLESALE CO INC
43175 | Permanently Closed | 1998-12-28 | 1986-07-08 | 1999-01-06 | Petroleum | Unleaded gasoline | Unleaded gasoline | Retail | Steel | Steel |  | Painted or None | Steel |  | 1901-01-01 | [5 empty] | Manual Tank Gauging (only tanks 1000 gal. or less and 48” or 64” in diameter) | [8 empty] | UST Currently In Use: 0; UST Temp Close: 0; AST Currently In Use: 0; AST Temp Closed: 0 | 0 | 0 | 2 | 17523-127-015134 | CLOIS ARMSTRONG
43176 | Permanently Closed | 1998-12-28 | 1986-07-08 | 1999-01-06 | Petroleum | Unleaded gasoline | Unleaded gasoline | Retail | Steel | Steel | Coated & cathodic protection (sti-P3) |  | Steel |  | 1901-01-01 | [5 empty] | Manual Tank Gauging (only tanks 1000 gal. or less and 48” or 64” in diameter) | [8 empty] | UST Currently In Use: 0; UST Temp Close: 0; AST Currently In Use: 0; AST Temp Closed: 0 | 0 | 0 | 2 | 17523-127-015134 | CLOIS ARMSTRONG
43177 | Permanently Closed | 2012-06-25 | 1992-07-10 | 2012-06-25 | Petroleum | Unleaded gasoline | Unleaded gasoline | Local government | Steel | Steel | Coated & cathodic protection (sti-P3) |  | Fiberglass reinforced plastic |  |  | Catchment Basin | Automatic shutoff device At 95% full | Automatic shutoff device At 95% full |  |  | Automatic Tank Gauge | [8 empty] | UST Currently In Use: 0; UST Temp Close: 0; AST Currently In Use: 0; AST Temp Closed: 0 | 0 | 0 | 5 | 11713-053-001692 | ESCAMBIA COUNTY BOARD OF EDUCATION
43178 | Permanently Closed | 1997-03-31 | 1990-10-04 | 1997-03-31 | Petroleum | Unleaded gasoline | Unleaded gasoline |  | Fiberglass coated steel | Fiberglass coated steel |  |  | Fiberglass reinforced plastic |  | 1901-01-01 | Catchment Basin | Flow Rest 90% Full | Flow Rest 90% Full |  |  | Manual Tank Gauging (only tanks 1000 gal. or less and 48” or 64” in diameter) | [8 empty] | UST Currently In Use: 0; UST Temp Close: 0; AST Currently In Use: 0; AST Temp Closed: 0 | 0 | 0 | 3 | 10024-099-010211 | A A HARPER
43179 | Temporary Closed | 2015-08-10 | 1992-03-04 |  | Petroleum | On road diesel | On road diesel | Retail | Fiberglass reinforced plastic | Fiberglass reinforced plastic |  |  | Fiberglass reinforced plastic |  | 1901-01-01 | Catchment Basin | Flow Rest 90% Full | Flow Rest 90% Full |  |  | Automatic Tank Gauge |  | Containment Sump | Automatic flow restrictor (MLLD) | Interstitial Monitoring within Secondary Containment |  | Continuous alarm system | Continuous alarm system |  | UST Currently In Use: 2; UST Temp Close: 1; AST Currently In Use: 0; AST Temp Closed: 0 | 2 | 1 | 0 | 24592-111-015528 | RAMILABEN PATEL
43180 | Currently in Use |  | 1992-03-04 |  | Petroleum | Unleaded gasoline | Unleaded gasoline | Retail | Fiberglass reinforced plastic | Fiberglass reinforced plastic |  |  | Double Wall |  | 1901-01-01 | Catchment Basin | Flow Rest 90% Full | Flow Rest 90% Full |  |  | Automatic Tank Gauge |  | Automatic flow restrictor (MLLD) | Automatic flow restrictor (MLLD) | Interstitial Monitoring within Secondary Containment |  | Annual line testing | Annual line testing |  | UST Currently In Use: 2; UST Temp Close: 1; AST Currently In Use: 0; AST Temp Closed: 0 | 2 | 1 | 0 | 24592-111-015528 | RAMILABEN PATEL
43181 | Currently in Use |  | 1992-03-04 |  | Petroleum | Premium gasoline | Premium gasoline | Retail | Fiberglass reinforced plastic | Fiberglass reinforced plastic |  |  | Fiberglass reinforced plastic |  | 1901-01-01 | Catchment Basin | Flow Rest 90% Full | Flow Rest 90% Full |  |  | Automatic Tank Gauge |  | Containment Sump | Automatic flow restrictor (MLLD) | Interstitial Monitoring within Secondary Containment |  | Annual line testing | Annual line testing |  | UST Currently In Use: 2; UST Temp Close: 1; AST Currently In Use: 0; AST Temp Closed: 0 | 2 | 1 | 0 | 24592-111-015528 | RAMILABEN PATEL
43182 | Permanently Closed | 2003-02-18 | 1992-09-07 | 2004-02-17 | Petroleum | Premium gasoline | Premium gasoline | Retail | Steel | Steel | Coated & cathodic protection (sti-P3) |  | Flexible |  | 1901-01-01 | Catchment Basin | Flow Rest 90% Full | Audible high level alarm At 90% full |  |  | Continuous Automatic Tank Gauge |  | Automatic shutoff device (AELLD) | Automatic shutoff device (AELLD) | Interstitial Monitoring within Secondary Containment |  |  |  |  | UST Currently In Use: 0; UST Temp Close: 0; AST Currently In Use: 0; AST Temp Closed: 0 | 0 | 0 | 5 | 13540-043-008797 | MORGAN PROPERTIES, INC.
43183 | Permanently Closed | 1996-04-01 | 1978-01-01 | 1996-09-26 | Petroleum | Unleaded gasoline | Unleaded gasoline |  | Steel | Steel |  | Painted or None | Steel |  | 1901-01-01 | Catchment Basin | [10 empty] | Annual line testing | Annual line testing |  | UST Currently In Use: 0; UST Temp Close: 0; AST Currently In Use: 0; AST Temp Closed: 0 | 0 | 0 | 6 | 17825-093-015136 | NASH NELSON
43184 | Permanently Closed | 1996-04-01 | 1978-01-01 | 1996-09-26 | Petroleum | Unleaded gasoline | Unleaded gasoline |  | Steel | Steel |  | Painted or None | Steel |  | 1901-01-01 | Catchment Basin | [10 empty] | Annual line testing | Annual line testing |  | UST Currently In Use: 0; UST Temp Close: 0; AST Currently In Use: 0; AST Temp Closed: 0 | 0 | 0 | 6 | 17825-093-015136 | NASH NELSON
43185 | Permanently Closed | 1996-04-01 | 1978-01-01 | 1996-09-26 | Petroleum | Unleaded gasoline | Unleaded gasoline |  | Steel | Steel |  | Painted or None | Steel |  | 1901-01-01 | Catchment Basin | [10 empty] | Annual line testing | Annual line testing |  | UST Currently In Use: 0; UST Temp Close: 0; AST Currently In Use: 0; AST Temp Closed: 0 | 0 | 0 | 6 | 17825-093-015136 | NASH NELSON
43186 | Permanently Closed | 1996-04-01 | 1978-01-01 | 1996-09-26 | Petroleum | Unleaded gasoline | Unleaded gasoline |  | Steel | Steel |  | Painted or None | Steel |  | 1901-01-01 | Catchment Basin | [10 empty] | Annual line testing | Annual line testing |  | UST Currently In Use: 0; UST Temp Close: 0; AST Currently In Use: 0; AST Temp Closed: 0 | 0 | 0 | 6 | 17825-093-015136 | NASH NELSON
43187 | Permanently Closed | 1995-04-01 | 1978-01-01 | 1996-09-26 | Petroleum | Unleaded gasoline | Unleaded gasoline |  | Steel | Steel |  | Painted or None | Steel |  | 1901-01-01 | Catchment Basin | [13 empty] | UST Currently In Use: 0; UST Temp Close: 0; AST Currently In Use: 0; AST Temp Closed: 0 | 0 | 0 | 6 | 17825-093-015136 | NASH NELSON
43188 | Permanently Closed | 1996-04-01 | 1978-01-01 | 1996-09-26 | Petroleum | On road diesel | On road diesel |  | Steel | Steel |  | Painted or None | Steel |  | 1901-01-01 | Catchment Basin | [13 empty] | UST Currently In Use: 0; UST Temp Close: 0; AST Currently In Use: 0; AST Temp Closed: 0 | 0 | 0 | 6 | 17825-093-015136 | NASH NELSON
43189 | Permanently Closed | 1998-10-08 | 1986-09-18 | 1998-10-08 | Petroleum | Unleaded gasoline | Unleaded gasoline | Emergency power generator | Steel | Steel | Coated & cathodic protection (sti-P3) |  | COPPER |  | 1901-01-01 | [14 empty] | UST Currently In Use: 0; UST Temp Close: 0; AST Currently In Use: 0; AST Temp Closed: 0 | 0 | 0 | 1 | 17524-125-015135 | WEST AL EASTER SEAL REHAB CENTER
43190 | Permanently Closed | 2001-04-16 | 1986-04-01 | 2001-04-16 | Petroleum | On road diesel | On road diesel |  | Steel | Steel |  | Painted or None | Steel |  | 1901-01-01 | [14 empty] | UST Currently In Use: 0; UST Temp Close: 0; AST Currently In Use: 0; AST Temp Closed: 0 | 0 | 0 | 2 | 17850-089-015765 | MACEDON FARMS
43191 | Permanently Closed | 2001-04-16 | 1986-04-01 | 2001-04-16 | Petroleum | On road diesel | On road diesel |  | Steel | Steel |  | Painted or None | Steel |  | 1901-01-01 | [14 empty] | UST Currently In Use: 0; UST Temp Close: 0; AST Currently In Use: 0; AST Temp Closed: 0 | 0 | 0 | 2 | 17850-089-015765 | MACEDON FARMS
43192 | Permanently Closed | 1998-08-25 | 1991-08-19 | 1998-08-25 | Petroleum | Unleaded gasoline | Unleaded gasoline | State/federal government | Fiberglass reinforced plastic | Fiberglass reinforced plastic |  |  | Fiberglass reinforced plastic |  | 1901-01-01 | Catchment Basin | Flow Rest 90% Full | Flow Rest 90% Full | Interstitial Monitoring within Secondary Containment |  | Automatic Tank Gauge | [8 empty] | UST Currently In Use: 0; UST Temp Close: 0; AST Currently In Use: 0; AST Temp Closed: 0 | 0 | 0 | 2 | 19612-103-009179 | POSTMASTER
43193 | Currently in Use |  | 1992-06-16 |  | Petroleum | Unleaded gasoline | Unleaded gasoline | Retail | Double Wall | Double Wall | Coated & cathodic protection (sti-P3) |  | Flexible |  |  | Catchment Basin | Flow Rest 90% Full | Flow Rest 90% Full |  | SENSOR TO ATG | Automatic Tank Gauge |  | Automatic shutoff device (AELLD) | Automatic shutoff device (AELLD) | [5 empty] | UST Currently In Use: 4; UST Temp Close: 0; AST Currently In Use: 3; AST Temp Closed: 0 | 4 | 0 | 8 | 13786-091-004923 | PARRS, INC.
43194 | Currently in Use |  | 1992-01-01 |  | Petroleum | Unleaded gasoline | Unleaded gasoline | Retail | Double Wall | Double Wall | Coated & cathodic protection (sti-P3) |  | Flexible |  |  | Catchment Basin | Flow Rest 90% Full | Flow Rest 90% Full |  |  | Continuous Automatic Tank Gauge |  | Automatic shutoff device (AELLD) | Automatic shutoff device (AELLD) | [5 empty] | UST Currently In Use: 4; UST Temp Close: 0; AST Currently In Use: 3; AST Temp Closed: 0 | 4 | 0 | 8 | 13786-091-004923 | PARRS, INC.
43195 | Currently in Use |  | 1992-06-16 |  | Petroleum | Premium gasoline | Premium gasoline | Retail | Steel | Double Wall | Coated & cathodic protection (sti-P3) |  | Flexible |  |  | Catchment Basin | Flow Rest 90% Full | Flow Rest 90% Full |  | PIT LINER | Automatic Tank Gauge |  | Automatic shutoff device (AELLD) | Automatic shutoff device (AELLD) | [5 empty] | UST Currently In Use: 4; UST Temp Close: 0; AST Currently In Use: 3; AST Temp Closed: 0 | 4 | 0 | 8 | 13786-091-004923 | PARRS, INC.
43196 | Currently in Use |  | 1992-02-07 |  | Petroleum | On road diesel | On road diesel | Industrial | Steel | Steel | Coated & cathodic protection (sti-P3) |  | Fiberglass reinforced plastic |  |  | Catchment Basin | Automatic shutoff device At 95% full | Automatic shutoff device At 95% full |  |  | Continuous Automatic Tank Gauge | [8 empty] | UST Currently In Use: 2; UST Temp Close: 0; AST Currently In Use: 0; AST Temp Closed: 0 | 2 | 0 | 0 | 17852-049-015766 | DEKALB CHEROKEE CO GAS DISTRICT
43197 | Currently in Use |  | 1992-02-07 |  | Petroleum | Unleaded gasoline | Unleaded gasoline |  | Steel | Steel | Coated & cathodic protection (sti-P3) |  | Fiberglass reinforced plastic |  |  | Catchment Basin | Automatic shutoff device At 95% full | Automatic shutoff device At 95% full |  |  | Continuous Automatic Tank Gauge | [8 empty] | UST Currently In Use: 2; UST Temp Close: 0; AST Currently In Use: 0; AST Temp Closed: 0 | 2 | 0 | 0 | 17852-049-015766 | DEKALB CHEROKEE CO GAS DISTRICT
43198 | Permanently Closed | 2004-10-06 | 1986-06-18 | 2009-02-01 | Petroleum | Used oil | Used oil | Industrial | Fiberglass reinforced plastic | Fiberglass reinforced plastic |  |  | Other |  | 1901-01-01 | Catchment Basin | EXEMPT | Flow Rest 90% Full |  |  | Manual Tank Gauging (only tanks 1000 gal. or less and 48” or 64” in diameter) | [8 empty] | UST Currently In Use: 0; UST Temp Close: 0; AST Currently In Use: 0; AST Temp Closed: 0 | 0 | 0 | 2 | 17741-097-015758 | BUDGET TRANSMISSIONS
43199 | Permanently Closed | 2004-10-06 | 1986-06-18 | 2009-02-01 | Petroleum | Other, TRANSFLUID | Other | Industrial | Fiberglass reinforced plastic | Fiberglass reinforced plastic |  |  | Steel |  | 1901-01-01 | Catchment Basin | Flow Rest 90% Full | Flow Rest 90% Full |  |  | Manual Tank Gauging (only tanks 1000 gal. or less and 48” or 64” in diameter) | [8 empty] | UST Currently In Use: 0; UST Temp Close: 0; AST Currently In Use: 0; AST Temp Closed: 0 | 0 | 0 | 2 | 17741-097-015758 | BUDGET TRANSMISSIONS
43200 | Cannot Locate or abandoned | 1992-09-02 | 1986-01-01 |  | Petroleum | Used oil | Used oil |  | Steel | Steel |  |  | Fiberglass reinforced plastic |  | 1901-01-01 | [14 empty] | UST Currently In Use: 0; UST Temp Close: 0; AST Currently In Use: 0; AST Temp Closed: 0 | 0 | 0 | 0 | 17742-097-015759 | DICKINSON TRANSMISSIONS
43202 | Permanently Closed | 1995-11-01 | 1991-01-01 | 1997-10-08 | Petroleum | Unleaded gasoline | Unleaded gasoline |  |  |  | Coated & cathodic protection (sti-P3) |  | Fiberglass reinforced plastic |  | 1901-01-01 | Catchment Basin | Flow Rest 90% Full | Flow Rest 90% Full | [11 empty] | UST Currently In Use: 0; UST Temp Close: 0; AST Currently In Use: 0; AST Temp Closed: 0 | 0 | 0 | 5 | 16048-073-014001 | E H MOORE SR
43203 | Permanently Closed | 1995-11-01 | 1991-01-01 | 1997-10-08 | Petroleum | Unleaded gasoline | Unleaded gasoline |  | Steel | Steel | Coated & cathodic protection (sti-P3) |  | Fiberglass reinforced plastic |  | 1901-01-01 | Catchment Basin | Flow Rest 90% Full | Flow Rest 90% Full | [11 empty] | UST Currently In Use: 0; UST Temp Close: 0; AST Currently In Use: 0; AST Temp Closed: 0 | 0 | 0 | 5 | 16048-073-014001 | E H MOORE SR
43204 | Permanently Closed | 1993-02-02 | 1975-09-01 | 1993-02-02 | Petroleum | Unleaded gasoline | Unleaded gasoline |  | Steel | Steel |  | Painted or None | Steel |  | 1901-01-01 | [14 empty] | UST Currently In Use: 3; UST Temp Close: 0; AST Currently In Use: 0; AST Temp Closed: 0 | 3 | 0 | 5 | 17812-073-015810 | TRI ENTERPRISE INC
43205 | Permanently Closed | 1993-02-02 | 1975-09-02 | 1993-02-02 | Petroleum | Unleaded gasoline | Unleaded gasoline |  | Steel | Steel |  | Painted or None | Steel |  | 1901-01-01 | [14 empty] | UST Currently In Use: 3; UST Temp Close: 0; AST Currently In Use: 0; AST Temp Closed: 0 | 3 | 0 | 5 | 17812-073-015810 | TRI ENTERPRISE INC
43206 | Permanently Closed | 1993-02-02 | 1975-09-02 | 1993-02-02 | Petroleum | Unleaded gasoline | Unleaded gasoline |  | Steel | Steel |  | Painted or None | Steel |  | 1901-01-01 | [14 empty] | UST Currently In Use: 3; UST Temp Close: 0; AST Currently In Use: 0; AST Temp Closed: 0 | 3 | 0 | 5 | 17812-073-015810 | TRI ENTERPRISE INC
43207 | Permanently Closed | 1993-02-02 | 1975-09-02 | 1993-02-02 | Petroleum | Kerosene | Kerosene |  | Steel | Steel |  | Painted or None | Steel |  | 1901-01-01 | [14 empty] | UST Currently In Use: 3; UST Temp Close: 0; AST Currently In Use: 0; AST Temp Closed: 0 | 3 | 0 | 5 | 17812-073-015810 | TRI ENTERPRISE INC
43208 | Permanently Closed | 1993-02-02 | 1975-09-02 | 1993-02-02 | Petroleum | On road diesel | On road diesel |  | Steel | Steel |  | Painted or None | Steel |  | 1901-01-01 | [14 empty] | UST Currently In Use: 3; UST Temp Close: 0; AST Currently In Use: 0; AST Temp Closed: 0 | 3 | 0 | 5 | 17812-073-015810 | TRI ENTERPRISE INC
43209 | Permanently Closed | 1996-08-27 | 1987-05-15 | 1996-08-27 | Petroleum | Kerosene | Kerosene |  | Steel | Steel |  |  | Steel |  | 1901-01-01 | [14 empty] | UST Currently In Use: 0; UST Temp Close: 0; AST Currently In Use: 0; AST Temp Closed: 0 | 0 | 0 | 1 | 12569-089-015767 | J.D. GIBBS DISTRIBUTING CO INC
43210 | Permanently Closed | 2002-05-22 | 1992-08-31 | 2002-05-22 | Petroleum | Unleaded gasoline | Unleaded gasoline | Local Government | Steel | Steel | Coated & cathodic protection (sti-P3) |  | Fiberglass reinforced plastic |  | 1901-01-01 | Catchment Basin | Flow Rest 90% Full | Flow Rest 90% Full | [11 empty] | UST Currently In Use: 1; UST Temp Close: 0; AST Currently In Use: 0; AST Temp Closed: 0 | 1 | 0 | 2 | 13175-085-011933 | LOWNDES COUNTY BOARD OF EDUCATION
43211 | Permanently Closed | 1998-09-11 | 1983-10-07 | 1998-09-11 | Petroleum | Unleaded gasoline | Unleaded gasoline |  | Steel | Steel |  | Painted or None | Steel |  | 1901-01-01 | [5 empty] | Statistical Inventory Reconciliation (SIR) | [8 empty] | UST Currently In Use: 0; UST Temp Close: 0; AST Currently In Use: 0; AST Temp Closed: 0 | 0 | 0 | 2 | 17827-133-015138 | JAMES ROBBINS
43212 | Permanently Closed | 1997-01-01 | 1983-10-07 | 1998-09-11 | Petroleum | Unleaded gasoline | Unleaded gasoline |  | Steel | Steel |  | Painted or None | Steel |  | 1901-01-01 | [5 empty] | Statistical Inventory Reconciliation (SIR) | [8 empty] | UST Currently In Use: 0; UST Temp Close: 0; AST Currently In Use: 0; AST Temp Closed: 0 | 0 | 0 | 2 | 17827-133-015138 | JAMES ROBBINS
43213 | Currently in Use |  | 1992-01-06 |  | Petroleum | Unleaded gasoline | Unleaded gasoline | Retail | Steel | Steel | Coated & cathodic protection (sti-P3) |  | Fiberglass reinforced plastic |  |  | Catchment Basin | Flow Rest 90% Full | Flow Rest 90% Full |  |  | Continuous Automatic Tank Gauge |  | Containment Sump | Automatic flow restrictor (MLLD) | Interstitial Monitoring within Secondary Containment |  | Continuous alarm system | Continuous alarm system |  | UST Currently In Use: 2; UST Temp Close: 0; AST Currently In Use: 0; AST Temp Closed: 0 | 2 | 0 | 0 | 23372-125-015139 | MIDSTATES PETROLEUM COMPANY
43214 | Currently in Use |  | 1992-01-06 |  | Petroleum | Mid-grade gasoline | Mid-grade gasoline | Retail | Steel | Steel | Coated & cathodic protection (sti-P3) |  | Fiberglass reinforced plastic |  |  | Catchment Basin | Flow Rest 90% Full | Flow Rest 90% Full |  |  | Continuous Automatic Tank Gauge |  | Automatic flow restrictor (MLLD) | Automatic flow restrictor (MLLD) | Interstitial Monitoring within Secondary Containment |  | Continuous alarm system | Continuous alarm system |  | UST Currently In Use: 2; UST Temp Close: 0; AST Currently In Use: 0; AST Temp Closed: 0 | 2 | 0 | 0 | 23372-125-015139 | MIDSTATES PETROLEUM COMPANY
43215 | Permanently Closed | 1998-12-22 | 1984-12-05 | 2001-11-20 | Petroleum | Unleaded gasoline | Unleaded gasoline | Local government | Steel | Steel | Coated & cathodic protection (sti-P3) |  | Steel |  | 1901-01-01 | [14 empty] | UST Currently In Use: 0; UST Temp Close: 0; AST Currently In Use: 0; AST Temp Closed: 0 | 0 | 0 | 1 | 17795-011-015529 | BULLOCK COUNTY COMMISSION
43216 | Permanently Closed | 1996-03-01 | 1992-05-01 | 1998-11-24 | Petroleum | On road diesel | On road diesel |  | Steel | Steel | Coated & cathodic protection (sti-P3) |  | Steel |  | 1901-01-01 | Catchment Basin | Automatic shutoff device At 95% full | Automatic shutoff device At 95% full | Interstitial Monitoring within Secondary Containment |  | Automatic Tank Gauge | [8 empty] | UST Currently In Use: 0; UST Temp Close: 0; AST Currently In Use: 0; AST Temp Closed: 0 | 0 | 0 | 3 | 15077-103-005183 | INTERNATIONAL PAPER
43218 | Currently in Use |  | 1992-05-19 |  | Petroleum | Unleaded gasoline | Unleaded gasoline | Retail | Fiberglass reinforced plastic | Fiberglass reinforced plastic |  |  | Fiberglass reinforced plastic |  | 1901-01-01 | Catchment Basin | Flow Rest 90% Full | Flow Rest 90% Full |  |  | Automatic Tank Gauge |  | Automatic flow restrictor (MLLD) | Automatic flow restrictor (MLLD) |  |  | Annual line testing | Annual line testing |  | UST Currently In Use: 2; UST Temp Close: 0; AST Currently In Use: 0; AST Temp Closed: 0 | 2 | 0 | 0 | 21106-113-015530 | GRIGGS INC.
43219 | Currently in Use |  | 1992-05-19 |  | Petroleum | Premium gasoline | Premium gasoline |  | Fiberglass reinforced plastic | Fiberglass reinforced plastic |  |  | Fiberglass reinforced plastic |  | 1901-01-01 | Catchment Basin | Flow Rest 90% Full | Flow Rest 90% Full |  |  | Automatic Tank Gauge |  | Automatic flow restrictor (MLLD) | Automatic flow restrictor (MLLD) |  |  | Annual line testing | Annual line testing |  | UST Currently In Use: 2; UST Temp Close: 0; AST Currently In Use: 0; AST Temp Closed: 0 | 2 | 0 | 0 | 21106-113-015530 | GRIGGS INC.
43220 | Currently in Use |  | 1992-09-15 |  | Petroleum | Unleaded gasoline | Unleaded gasoline | Retail | Steel | Steel | Coated & cathodic protection (sti-P3) |  | Fiberglass reinforced plastic |  |  | Catchment Basin | Flow Rest 90% Full | Flow Rest 90% Full |  |  | Continuous Automatic Tank Gauge |  | Automatic flow restrictor (MLLD) | Automatic flow restrictor (MLLD) |  |  | Annual line testing | Annual line testing |  | UST Currently In Use: 3; UST Temp Close: 0; AST Currently In Use: 0; AST Temp Closed: 0 | 3 | 0 | 0 | 23829-041-012885 | LOWER AL PROPERTIES LLC
43221 | Permanently Closed | 1993-01-01 | 1992-08-17 | 1998-06-08 | Petroleum | Unleaded gasoline | Unleaded gasoline |  | Steel | Steel | Coated & cathodic protection (sti-P3) |  | Fiberglass reinforced plastic |  | 1901-01-01 | Catchment Basin | Flow Rest 90% Full | Flow Rest 90% Full | [11 empty] | UST Currently In Use: 0; UST Temp Close: 0; AST Currently In Use: 0; AST Temp Closed: 0 | 0 | 0 | 2 | 17826-001-015137 | MARK AND WALT HILYER
43222 | Permanently Closed | 1993-01-01 | 1992-08-17 | 1998-06-08 | Petroleum | Unleaded gasoline | Unleaded gasoline |  | Steel | Steel | Coated & cathodic protection (sti-P3) |  | Fiberglass reinforced plastic |  | 1901-01-01 | Catchment Basin | Flow Rest 90% Full | Flow Rest 90% Full | [11 empty] | UST Currently In Use: 0; UST Temp Close: 0; AST Currently In Use: 0; AST Temp Closed: 0 | 0 | 0 | 2 | 17826-001-015137 | MARK AND WALT HILYER
43223 | Permanently Closed | 1998-12-22 | 1901-01-01 | 2000-02-11 | Petroleum | Unleaded gasoline | Unleaded gasoline | Retail | Steel | Steel | Coated & cathodic protection (sti-P3) |  | Fiberglass reinforced plastic |  | 1901-01-01 | Catchment Basin |  |  |  |  | Statistical Inventory Reconciliation (SIR) | [8 empty] | UST Currently In Use: 0; UST Temp Close: 0; AST Currently In Use: 0; AST Temp Closed: 0 | 0 | 0 | 3 | 17830-127-015140 | HILLARD LOOP GROCERY
43224 | Permanently Closed | 1998-12-22 | 1901-01-01 | 2000-02-11 | Petroleum | Unleaded gasoline | Unleaded gasoline | Retail | Steel | Steel | Coated & cathodic protection (sti-P3) |  | Fiberglass reinforced plastic |  | 1901-01-01 | Catchment Basin |  |  |  |  | Statistical Inventory Reconciliation (SIR) | [8 empty] | UST Currently In Use: 0; UST Temp Close: 0; AST Currently In Use: 0; AST Temp Closed: 0 | 0 | 0 | 3 | 17830-127-015140 | HILLARD LOOP GROCERY
43225 | Permanently Closed | 1998-12-22 | 1901-01-01 | 2000-02-11 | Petroleum | Unleaded gasoline | Unleaded gasoline | Retail | Steel | Steel | Coated & cathodic protection (sti-P3) |  | Fiberglass reinforced plastic |  | 1901-01-01 | Catchment Basin |  |  |  |  | Statistical Inventory Reconciliation (SIR) | [8 empty] | UST Currently In Use: 0; UST Temp Close: 0; AST Currently In Use: 0; AST Temp Closed: 0 | 0 | 0 | 3 | 17830-127-015140 | HILLARD LOOP GROCERY
43226 | Currently in Use |  | 1992-07-13 |  | Petroleum | Unleaded gasoline | Unleaded gasoline | Retail | Single Wall | Single Wall | Coated & cathodic protection (sti-P3) |  | Double Wall |  |  | Catchment Basin | Flow Rest 90% Full | Flow Rest 90% Full |  |  | Automatic Tank Gauge |  | Automatic flow restrictor (MLLD) | Automatic flow restrictor (MLLD) |  | SENSOR TO ATG | Annual line testing | Annual line testing |  | UST Currently In Use: 4; UST Temp Close: 0; AST Currently In Use: 0; AST Temp Closed: 0 | 4 | 0 | 0 | 24637-127-015141 | MAAA, LLC
43227 | Currently in Use |  | 1992-07-13 |  | Petroleum | Unleaded gasoline | Unleaded gasoline | Retail | Steel | Single Wall | Coated & cathodic protection (sti-P3) |  | Double Wall |  |  | Catchment Basin | Flow Rest 90% Full | Flow Rest 90% Full |  |  | Automatic Tank Gauge |  | Automatic flow restrictor (MLLD) | Automatic flow restrictor (MLLD) |  | SENSOR TO ATG | Annual line testing | Annual line testing |  | UST Currently In Use: 4; UST Temp Close: 0; AST Currently In Use: 0; AST Temp Closed: 0 | 4 | 0 | 0 | 24637-127-015141 | MAAA, LLC
43228 | Currently in Use |  | 1992-07-13 |  | Petroleum | Premium gasoline | Premium gasoline | Retail | Single Wall | Single Wall | Coated & cathodic protection (sti-P3) |  | Fiberglass reinforced plastic |  |  | Catchment Basin | Flow Rest 90% Full | Flow Rest 90% Full |  |  | Automatic Tank Gauge |  | Containment Sump | Automatic flow restrictor (MLLD) |  | SENSOR TO ATG | Annual line testing | Annual line testing |  | UST Currently In Use: 4; UST Temp Close: 0; AST Currently In Use: 0; AST Temp Closed: 0 | 4 | 0 | 0 | 24637-127-015141 | MAAA, LLC
43229 | Currently in Use |  | 1992-07-29 |  | Petroleum | On road diesel | On road diesel | Retail | Steel | Single Wall | Coated & cathodic protection (sti-P3) |  | Fiberglass reinforced plastic |  |  | Catchment Basin | Flow Rest 90% Full | Flow Rest 90% Full |  |  | Automatic Tank Gauge |  | Containment Sump | Automatic flow restrictor (MLLD) |  | SENSOR TO ATG | Annual line testing | Annual line testing |  | UST Currently In Use: 4; UST Temp Close: 0; AST Currently In Use: 0; AST Temp Closed: 0 | 4 | 0 | 0 | 24637-127-015141 | MAAA, LLC
43233 | Permanently Closed | 2008-12-01 | 1992-07-26 | 2020-05-28 | Petroleum | Premium gasoline | Premium gasoline | Local Government | Steel | Steel | Coated & cathodic protection (sti-P3) |  | Fiberglass reinforced plastic |  |  | Catchment Basin | Flow Rest 90% Full | Flow Rest 90% Full |  |  | Automatic Tank Gauge |  | Automatic flow restrictor (MLLD) | Automatic flow restrictor (MLLD) |  |  | Annual line testing | Annual line testing |  | UST Currently In Use: 0; UST Temp Close: 0; AST Currently In Use: 0; AST Temp Closed: 0 | 0 | 0 | 8 | 10995-053-006403 | CITY OF BREWTON
43234 | Currently in Use |  | 1992-07-08 |  | Petroleum | Unleaded gasoline | Unleaded gasoline | Retail | Single Wall | Single Wall | Coated & cathodic protection (sti-P3) |  | Flexible | OPW |  | Catchment Basin | Flow Rest 90% Full | Flow Rest 90% Full |  |  | Continuous Automatic Tank Gauge |  | Automatic shutoff device (AELLD) | Automatic shutoff device (AELLD) | [5 empty] | UST Currently In Use: 2; UST Temp Close: 0; AST Currently In Use: 0; AST Temp Closed: 0 | 2 | 0 | 4 | 12144-015-007153 | JACK GREEN OIL CO INC
43235 | Currently in Use |  | 1992-07-08 |  | Petroleum | Premium gasoline | Premium gasoline |  | 4R/6P | Single Wall | Coated & cathodic protection (sti-P3) |  | Double Wall | OPW |  | Catchment Basin | Flow Rest 90% Full | Flow Rest 90% Full |  |  | Continuous Automatic Tank Gauge |  | Automatic shutoff device (AELLD) | Automatic shutoff device (AELLD) | Interstitial Monitoring within Secondary Containment | SENSOR TO ATG |  |  |  | UST Currently In Use: 2; UST Temp Close: 0; AST Currently In Use: 0; AST Temp Closed: 0 | 2 | 0 | 4 | 12144-015-007153 | JACK GREEN OIL CO INC
43236 | Currently in Use |  | 1992-05-19 |  | Petroleum | On road diesel | On road diesel | Retail | Single Wall | Single Wall | Coated & cathodic protection (sti-P3) |  | Fiberglass reinforced plastic |  |  | Catchment Basin | Flow Rest 90% Full | Automatic shutoff device At 95% full |  |  | Statistical Inventory Reconciliation (SIR) | Direct Bury submersible pump | [7 empty] | UST Currently In Use: 3; UST Temp Close: 1; AST Currently In Use: 0; AST Temp Closed: 0 | 3 | 1 | 3 | 13708-103-008079 | OAKES OIL CO
43237 | Permanently Closed | 1998-07-08 | 1981-01-01 | 1999-01-11 | Petroleum | Unleaded gasoline | Unleaded gasoline |  | Steel | Steel |  | Painted or None | Steel |  | 1901-01-01 | [14 empty] | UST Currently In Use: 0; UST Temp Close: 0; AST Currently In Use: 0; AST Temp Closed: 0 | 0 | 0 | 3 | 17797-017-015531 | CARL MCWHORTER
43238 | Permanently Closed | 1998-07-08 | 1981-01-01 | 1999-01-11 | Petroleum | Unleaded gasoline | Unleaded gasoline |  | Steel | Steel |  | Painted or None | Steel |  | 1901-01-01 | [14 empty] | UST Currently In Use: 0; UST Temp Close: 0; AST Currently In Use: 0; AST Temp Closed: 0 | 0 | 0 | 3 | 17797-017-015531 | CARL MCWHORTER
43239 | Permanently Closed | 1998-07-08 | 1981-01-01 | 1998-11-24 | Petroleum | Unleaded gasoline | Unleaded gasoline |  | Steel | Steel |  | Painted or None | Steel |  | 1901-01-01 | [14 empty] | UST Currently In Use: 0; UST Temp Close: 0; AST Currently In Use: 0; AST Temp Closed: 0 | 0 | 0 | 3 | 17797-017-015531 | CARL MCWHORTER
43240 | Permanently Closed | 2016-08-05 | 1986-02-01 |  | Petroleum | Unleaded gasoline | Unleaded gasoline | Retail | Steel | Steel | Coated & cathodic protection (sti-P3) |  | Steel |  |  | Catchment Basin | Automatic shutoff device At 95% full | Automatic shutoff device At 95% full |  |  | Statistical Inventory Reconciliation (SIR) | [8 empty] | UST Currently In Use: 0; UST Temp Close: 2; AST Currently In Use: 0; AST Temp Closed: 0 | 0 | 2 | 1 | 25241-029-015532 | PHEROZALI HAMEED
43241 | Temporary Closed | 2020-07-01 | 1986-02-01 |  | Petroleum | Unleaded gasoline | Unleaded gasoline | Retail | Steel | Steel | Coated & cathodic protection (sti-P3) |  | Steel |  |  | Catchment Basin | Automatic shutoff device At 95% full | Automatic shutoff device At 95% full |  |  | Statistical Inventory Reconciliation (SIR) | [8 empty] | UST Currently In Use: 0; UST Temp Close: 2; AST Currently In Use: 0; AST Temp Closed: 0 | 0 | 2 | 1 | 25241-029-015532 | PHEROZALI HAMEED
43242 | Temporary Closed | 2020-07-01 | 1986-02-01 |  | Petroleum | Unleaded gasoline | Unleaded gasoline | Retail | Steel | Steel | Coated & cathodic protection (sti-P3) |  | Steel |  |  | Catchment Basin | Automatic shutoff device At 95% full | Automatic shutoff device At 95% full |  |  | Statistical Inventory Reconciliation (SIR) | [8 empty] | UST Currently In Use: 0; UST Temp Close: 2; AST Currently In Use: 0; AST Temp Closed: 0 | 0 | 2 | 1 | 25241-029-015532 | PHEROZALI HAMEED
43243 | Currently in Use |  | 1992-05-07 |  | Petroleum | On road diesel | On road diesel | Local government | Steel | Steel | Coated & cathodic protection (sti-P3) |  | Fiberglass reinforced plastic |  | 1901-01-01 | Catchment Basin | Flow Rest 90% Full | Flow Rest 90% Full |  |  | Automatic Tank Gauge | [8 empty] | UST Currently In Use: 1; UST Temp Close: 0; AST Currently In Use: 0; AST Temp Closed: 0 | 1 | 0 | 0 | 14796-123-015533 | TALLAPOOSA CO BD OF EDUCATION
43244 | Currently in Use |  | 1992-04-25 |  | Petroleum | Unleaded gasoline | Unleaded gasoline | Retail | Steel | Steel | Coated & cathodic protection (sti-P3) |  | Fiberglass reinforced plastic |  |  | Catchment Basin | Automatic shutoff device At 95% full | Automatic shutoff device At 95% full |  |  | Statistical Inventory Reconciliation (SIR) | [8 empty] | UST Currently In Use: 1; UST Temp Close: 0; AST Currently In Use: 0; AST Temp Closed: 0 | 1 | 0 | 2 | 13049-017-008614 | WILLIAM EDGE
43245 | Currently in Use |  | 1990-02-01 |  | Petroleum | On road diesel | On road diesel | Emergency power generator | Steel | Steel | Coated & cathodic protection (sti-P3) |  | Fiberglass reinforced plastic |  |  | Catchment Basin | Audible high level alarm At 90% full | Audible high level alarm At 90% full |  |  | Automatic Tank Gauge | [8 empty] | UST Currently In Use: 1; UST Temp Close: 0; AST Currently In Use: 0; AST Temp Closed: 0 | 1 | 0 | 1 | 21744-069-007804 | TRIAD OF ALABAMA LLC
43246 | Permanently Closed | 1994-10-01 | 1991-12-01 | 1994-11-01 | Petroleum | Unleaded gasoline | Unleaded gasoline |  | Steel | Steel | Coated & cathodic protection (sti-P3) |  | Fiberglass reinforced plastic |  | 1901-01-01 | Catchment Basin | Flow Rest 90% Full | Flow Rest 90% Full |  |  | Automatic Tank Gauge | [5 empty] | Annual line testing | Annual line testing |  | UST Currently In Use: 2; UST Temp Close: 0; AST Currently In Use: 0; AST Temp Closed: 0 | 2 | 0 | 8 | 13364-109-009835 | MCKENZIE OIL COMPANY, INC.
43247 | Permanently Closed | 1994-10-01 | 1991-12-01 | 1994-11-01 | Petroleum | Unleaded gasoline | Unleaded gasoline |  | Steel | Steel | Coated & cathodic protection (sti-P3) |  | Fiberglass reinforced plastic |  | 1901-01-01 | Catchment Basin | Flow Rest 90% Full | Flow Rest 90% Full |  |  | Automatic Tank Gauge | [5 empty] | Annual line testing | Annual line testing |  | UST Currently In Use: 2; UST Temp Close: 0; AST Currently In Use: 0; AST Temp Closed: 0 | 2 | 0 | 8 | 13364-109-009835 | MCKENZIE OIL COMPANY, INC.
43248 | Permanently Closed | 1994-10-01 | 1991-12-01 | 1994-11-01 | Petroleum | Unleaded gasoline | Unleaded gasoline |  | Steel | Steel | Coated & cathodic protection (sti-P3) |  | Fiberglass reinforced plastic |  | 1901-01-01 | Catchment Basin | Flow Rest 90% Full | Flow Rest 90% Full |  |  | Automatic Tank Gauge | [5 empty] | Annual line testing | Annual line testing |  | UST Currently In Use: 2; UST Temp Close: 0; AST Currently In Use: 0; AST Temp Closed: 0 | 2 | 0 | 8 | 13364-109-009835 | MCKENZIE OIL COMPANY, INC.
43249 | Permanently Closed | 1994-10-01 | 1991-12-01 | 1994-11-01 | Petroleum | On road diesel | On road diesel |  | Fiberglass coated steel | Fiberglass coated steel |  |  | Fiberglass reinforced plastic |  | 1901-01-01 | Catchment Basin | Flow Rest 90% Full | Flow Rest 90% Full |  |  | Automatic Tank Gauge | [5 empty] | Annual line testing | Annual line testing |  | UST Currently In Use: 2; UST Temp Close: 0; AST Currently In Use: 0; AST Temp Closed: 0 | 2 | 0 | 8 | 13364-109-009835 | MCKENZIE OIL COMPANY, INC.
43250 | Cannot Locate or abandoned | 2000-10-01 | 1992-09-10 |  | Petroleum | Unleaded gasoline | Unleaded gasoline | Retail | Steel | Steel | Coated & cathodic protection (sti-P3) |  | Fiberglass reinforced plastic |  | 1901-01-01 | Catchment Basin | Automatic shutoff device At 95% full | Automatic shutoff device At 95% full |  |  | Statistical Inventory Reconciliation (SIR) | [8 empty] | UST Currently In Use: 0; UST Temp Close: 0; AST Currently In Use: 0; AST Temp Closed: 0 | 0 | 0 | 0 | 15310-089-000325 | WATKINS OIL CO INC
43251 | Cannot Locate or abandoned | 2000-10-01 | 1992-09-10 |  | Petroleum | On road diesel | On road diesel | Retail | Steel | Steel | Coated & cathodic protection (sti-P3) |  | Fiberglass reinforced plastic |  | 1901-01-01 | Catchment Basin | Automatic shutoff device At 95% full | Automatic shutoff device At 95% full |  |  | Statistical Inventory Reconciliation (SIR) | [8 empty] | UST Currently In Use: 0; UST Temp Close: 0; AST Currently In Use: 0; AST Temp Closed: 0 | 0 | 0 | 0 | 15310-089-000325 | WATKINS OIL CO INC
43253 | Permanently Closed | 2015-05-01 | 1992-08-21 | 2015-09-08 | Petroleum | Unleaded gasoline | Unleaded gasoline | Local government | Double Wall | Double Wall |  |  | Fiberglass reinforced plastic |  | 1901-01-01 | Catchment Basin | Flow Rest 90% Full | Flow Rest 90% Full | Interstitial Monitoring within Secondary Containment | SENSOR TO ATG | Automatic Tank Gauge | [8 empty] | UST Currently In Use: 0; UST Temp Close: 0; AST Currently In Use: 0; AST Temp Closed: 0 | 0 | 0 | 3 | 16815-103-014854 | CITY OF HARTSELLE
43254 | Permanently Closed | 2015-05-01 | 1992-08-21 | 2015-09-08 | Petroleum | On road diesel | On road diesel | Local government | Fiberglass reinforced plastic | Fiberglass reinforced plastic |  |  | Single Wall |  | 1901-01-01 | Catchment Basin | Flow Rest 90% Full | Flow Rest 90% Full |  |  | Automatic Tank Gauge | [8 empty] | UST Currently In Use: 0; UST Temp Close: 0; AST Currently In Use: 0; AST Temp Closed: 0 | 0 | 0 | 3 | 16815-103-014854 | CITY OF HARTSELLE
43256 | Permanently Closed | 2002-12-01 | 1982-03-01 | 2003-02-12 | Petroleum | Unleaded gasoline | Unleaded gasoline | Retail | Steel | Steel | Coated & cathodic protection (sti-P3) |  | Fiberglass reinforced plastic |  | 1901-01-01 | [14 empty] | UST Currently In Use: 0; UST Temp Close: 0; AST Currently In Use: 0; AST Temp Closed: 0 | 0 | 0 | 3 | 19566-121-013986 | CAR WASH ASSOCIATES INC
43257 | Permanently Closed | 2002-12-01 | 1982-03-01 | 2003-02-12 | Petroleum | Unleaded gasoline | Unleaded gasoline | Retail | Steel | Steel | Coated & cathodic protection (sti-P3) |  | Fiberglass reinforced plastic |  | 1901-01-01 | [14 empty] | UST Currently In Use: 0; UST Temp Close: 0; AST Currently In Use: 0; AST Temp Closed: 0 | 0 | 0 | 3 | 19566-121-013986 | CAR WASH ASSOCIATES INC
43258 | Permanently Closed | 2002-07-01 | 1982-03-01 | 2003-02-12 | Petroleum | Unleaded gasoline | Unleaded gasoline |  | Steel | Steel | Coated & cathodic protection (sti-P3) |  | Fiberglass reinforced plastic |  | 1901-01-01 | [14 empty] | UST Currently In Use: 0; UST Temp Close: 0; AST Currently In Use: 0; AST Temp Closed: 0 | 0 | 0 | 3 | 19566-121-013986 | CAR WASH ASSOCIATES INC
43259 | Temporary Closed | 2006-02-01 | 1988-06-08 |  | Petroleum | Unleaded gasoline | Unleaded gasoline | Retail | Single Wall | Single Wall | Coated & cathodic protection (sti-P3) |  | Steel |  |  | Catchment Basin | Automatic shutoff device At 95% full | Automatic shutoff device At 95% full | [11 empty] | UST Currently In Use: 0; UST Temp Close: 2; AST Currently In Use: 0; AST Temp Closed: 0 | 0 | 2 | 0 | 17831-127-015142 | ROBERT JACKSON
43260 | Temporary Closed | 2006-02-01 | 1988-06-08 |  | Petroleum | Premium gasoline | Premium gasoline | Retail | Steel | Single Wall | Coated & cathodic protection (sti-P3) |  | Steel |  |  | Catchment Basin | Automatic shutoff device At 95% full | Automatic shutoff device At 95% full | [11 empty] | UST Currently In Use: 0; UST Temp Close: 2; AST Currently In Use: 0; AST Temp Closed: 0 | 0 | 2 | 0 | 17831-127-015142 | ROBERT JACKSON
43261 | Permanently Closed | 1993-04-11 | 1982-02-18 | 1993-04-11 | Petroleum | On road diesel | On road diesel |  | Steel | Steel |  | Painted or None | Steel |  | 1901-01-01 | [14 empty] | UST Currently In Use: 0; UST Temp Close: 0; AST Currently In Use: 0; AST Temp Closed: 0 | 0 | 0 | 1 | 17979-073-015812 | BIRMINGHAM WATER
43265 | Currently in Use |  | 1992-01-15 |  | Petroleum | Unleaded gasoline | Unleaded gasoline | Retail | DBL-WALL | Fiberglass reinforced plastic |  |  | Fiberglass reinforced plastic |  | 1901-01-01 | Catchment Basin | Audible high level alarm At 90% full | Audible high level alarm At 90% full | Interstitial Monitoring within Secondary Containment |  | Continuous Automatic Tank Gauge |  | Automatic flow restrictor (MLLD) | Automatic flow restrictor (MLLD) | Interstitial Monitoring within Secondary Containment |  | Continuous alarm system | Annual line testing |  | UST Currently In Use: 3; UST Temp Close: 0; AST Currently In Use: 0; AST Temp Closed: 0 | 3 | 0 | 3 | 21888-123-001409 | WIND CREEK STATE PARK
43266 | Temporary Closed | 2019-06-25 | 1992-08-19 |  | Petroleum | Unleaded gasoline | Unleaded gasoline |  | Steel | Steel | Coated & cathodic protection (sti-P3) |  | Fiberglass reinforced plastic |  |  | Catchment Basin | Flow Rest 90% Full | Flow Rest 90% Full |  |  | Statistical Inventory Reconciliation (SIR) | [8 empty] | UST Currently In Use: 0; UST Temp Close: 1; AST Currently In Use: 1; AST Temp Closed: 0 | 0 | 1 | 2 | 24932-049-000179 | JOE GRIGGS
43267 | Currently in Use |  | 1992-06-10 |  | Petroleum | Unleaded gasoline | Unleaded gasoline | Retail | Double Wall | Double Wall | Coated & cathodic protection (sti-P3) |  | Flexible | OPW |  | Catchment Basin | Flow Rest 90% Full | Flow Rest 90% Full |  |  | Statistical Inventory Reconciliation (SIR) |  | Automatic flow restrictor (MLLD) | Automatic flow restrictor (MLLD) |  |  | Statistical inventory reconciliation (SIR) | Statistical inventory reconciliation (SIR) |  | UST Currently In Use: 2; UST Temp Close: 0; AST Currently In Use: 0; AST Temp Closed: 0 | 2 | 0 | 5 | 14776-055-005725 | BROWN OIL CO INC
43269 | Currently in Use |  | 1992-06-10 |  | Petroleum | Premium gasoline | Premium gasoline | Retail | Double Wall | Double Wall | Coated & cathodic protection (sti-P3) |  | Double Wall | OPW |  | Catchment Basin | Flow Rest 90% Full | Flow Rest 90% Full |  |  | Statistical Inventory Reconciliation (SIR) |  | Automatic flow restrictor (MLLD) | Automatic flow restrictor (MLLD) |  |  | Statistical inventory reconciliation (SIR) | Statistical inventory reconciliation (SIR) |  | UST Currently In Use: 2; UST Temp Close: 0; AST Currently In Use: 0; AST Temp Closed: 0 | 2 | 0 | 5 | 14776-055-005725 | BROWN OIL CO INC
43270 | Currently in Use |  | 1992-06-10 |  | Petroleum | On road diesel | On road diesel | Retail | Steel | Double Wall | Coated & cathodic protection (sti-P3) |  | Fiberglass reinforced plastic |  |  | Catchment Basin | Flow Rest 90% Full | Flow Rest 90% Full |  |  | Statistical Inventory Reconciliation (SIR) | [8 empty] | UST Currently In Use: 1; UST Temp Close: 0; AST Currently In Use: 0; AST Temp Closed: 0 | 1 | 0 | 0 | 21073-055-005725 | MISTY RAMSEY WATSON
43271 | Temporary Closed | 2008-08-07 | 1992-06-24 |  | Petroleum | Kerosene | Kerosene | Retail | Steel | Single Wall | Coated & cathodic protection (sti-P3) |  | Fiberglass reinforced plastic |  | 1901-01-01 | Catchment Basin | Flow Rest 90% Full | Flow Rest 90% Full |  |  | Statistical Inventory Reconciliation (SIR) | [8 empty] | UST Currently In Use: 0; UST Temp Close: 5; AST Currently In Use: 0; AST Temp Closed: 0 | 0 | 5 | 1 | 25309-133-006098 | JIGAR AMIN
43272 | Permanently Closed | 2010-04-04 | 1992-04-20 | 2012-04-04 | Petroleum | Unleaded gasoline | Unleaded gasoline | Retail | Steel | Single Wall | Coated & cathodic protection (sti-P3) |  | Fiberglass reinforced plastic |  |  | Catchment Basin | Automatic shutoff device At 95% full | Automatic shutoff device At 95% full |  |  | Continuous Automatic Tank Gauge |  | Automatic shutoff device (AELLD) | Automatic shutoff device (AELLD) | [5 empty] | UST Currently In Use: 2; UST Temp Close: 0; AST Currently In Use: 0; AST Temp Closed: 0 | 2 | 0 | 2 | 13343-127-015143 | MCCULLOUGH OIL COMPANY, INC.
43273 | Permanently Closed | 2010-04-04 | 1992-04-20 | 2012-04-04 | Petroleum | Premium gasoline | Premium gasoline | Retail | Single Wall | Single Wall | Coated & cathodic protection (sti-P3) |  | Single Wall |  |  | Catchment Basin | Automatic shutoff device At 95% full | Automatic shutoff device At 95% full |  |  | Continuous Automatic Tank Gauge |  | Automatic shutoff device (AELLD) | Automatic shutoff device (AELLD) | [5 empty] | UST Currently In Use: 2; UST Temp Close: 0; AST Currently In Use: 0; AST Temp Closed: 0 | 2 | 0 | 2 | 13343-127-015143 | MCCULLOUGH OIL COMPANY, INC.
43274 | Permanently Closed | 1993-05-01 | 1971-01-01 | 1994-11-30 | Petroleum | Unleaded gasoline | Unleaded gasoline |  | Steel | Steel |  |  |  |  | 1901-01-01 | [14 empty] | UST Currently In Use: 0; UST Temp Close: 0; AST Currently In Use: 0; AST Temp Closed: 0 | 0 | 0 | 3 | 17833-057-015144 | LENARDS SERVICE STATION
43275 | Permanently Closed | 1993-05-01 | 1971-01-01 | 1994-11-30 | Petroleum | Unleaded gasoline | Unleaded gasoline |  | Steel | Steel |  |  |  |  | 1901-01-01 | [14 empty] | UST Currently In Use: 0; UST Temp Close: 0; AST Currently In Use: 0; AST Temp Closed: 0 | 0 | 0 | 3 | 17833-057-015144 | LENARDS SERVICE STATION
43276 | Permanently Closed | 1993-05-01 | 1971-01-01 | 1994-11-30 | Petroleum | Unleaded gasoline | Unleaded gasoline |  | Steel | Steel |  |  |  |  | 1901-01-01 | [14 empty] | UST Currently In Use: 0; UST Temp Close: 0; AST Currently In Use: 0; AST Temp Closed: 0 | 0 | 0 | 3 | 17833-057-015144 | LENARDS SERVICE STATION
43277 | Currently in Use |  | 1992-08-15 |  | Petroleum | Unleaded gasoline | Unleaded gasoline | Retail | Steel | Steel | Coated & cathodic protection (sti-P3) |  | Fiberglass reinforced plastic |  |  | Catchment Basin | Automatic shutoff device At 95% full | Automatic shutoff device At 95% full |  |  | Statistical Inventory Reconciliation (SIR) |  | Automatic flow restrictor (MLLD) | Automatic flow restrictor (MLLD) |  |  | Statistical inventory reconciliation (SIR) | Statistical inventory reconciliation (SIR) |  | UST Currently In Use: 1; UST Temp Close: 2; AST Currently In Use: 0; AST Temp Closed: 0 | 1 | 2 | 5 | 22987-097-005627 | THANH Q DUONG
43278 | Temporary Closed |  | 1992-08-15 | 1901-01-01 | Petroleum | Unleaded gasoline | Unleaded gasoline | [22 empty] | UST Currently In Use: 1; UST Temp Close: 2; AST Currently In Use: 0; AST Temp Closed: 0 | 1 | 2 | 5 | 22987-097-005627 | THANH Q DUONG
43279 | Temporary Closed | 2015-06-11 | 1992-08-15 |  | Petroleum | Premium gasoline | Premium gasoline | Retail | Steel | Steel | Coated & cathodic protection (sti-P3) |  | Fiberglass reinforced plastic |  |  | Catchment Basin | Flow Rest 90% Full | Flow Rest 90% Full |  |  | Statistical Inventory Reconciliation (SIR) |  | Automatic flow restrictor (MLLD) | Automatic flow restrictor (MLLD) |  |  | Statistical inventory reconciliation (SIR) | Statistical inventory reconciliation (SIR) |  | UST Currently In Use: 1; UST Temp Close: 2; AST Currently In Use: 0; AST Temp Closed: 0 | 1 | 2 | 5 | 22987-097-005627 | THANH Q DUONG
43280 | Permanently Closed | 1995-01-14 | 1987-05-12 | 1995-01-14 | Petroleum | Unleaded gasoline | Unleaded gasoline |  | Steel | Steel | Coated & cathodic protection (sti-P3) |  | COPPER |  | 1901-01-01 | Catchment Basin | Flow Rest 90% Full | Flow Rest 90% Full |  |  | Manual Tank Gauging (only tanks 1000 gal. or less and 48” or 64” in diameter) | [8 empty] | UST Currently In Use: 0; UST Temp Close: 0; AST Currently In Use: 1; AST Temp Closed: 0 | 0 | 0 | 1 | 17744-097-015760 | AMERICAN RED CROSS
43282 | Currently in Use |  | 1992-06-18 |  | Petroleum | Unleaded gasoline | Unleaded gasoline | Bulk facility | Steel | Steel | Coated & cathodic protection (sti-P3) |  | Fiberglass reinforced plastic |  |  | Catchment Basin | Flow Rest 90% Full | Audible high level alarm At 90% full |  |  | Automatic Tank Gauge |  | Automatic flow restrictor (MLLD) | Automatic flow restrictor (MLLD) |  |  | Annual line testing | Annual line testing |  | UST Currently In Use: 5; UST Temp Close: 0; AST Currently In Use: 0; AST Temp Closed: 0 | 5 | 0 | 0 | 25058-101-015146 | PUMPELLY OIL AQUISITION, LLC
43283 | Currently in Use |  | 1992-06-18 |  | Petroleum | Unleaded gasoline | Unleaded gasoline | Bulk facility | Steel | Steel | Coated & cathodic protection (sti-P3) |  | Fiberglass reinforced plastic |  |  | Catchment Basin | Flow Rest 90% Full | Audible high level alarm At 90% full |  |  | Automatic Tank Gauge |  | Automatic flow restrictor (MLLD) | Automatic flow restrictor (MLLD) |  |  | Annual line testing | Annual line testing |  | UST Currently In Use: 5; UST Temp Close: 0; AST Currently In Use: 0; AST Temp Closed: 0 | 5 | 0 | 0 | 25058-101-015146 | PUMPELLY OIL AQUISITION, LLC
43284 | Currently in Use |  | 1992-06-18 |  | Petroleum | Kerosene | Kerosene | Bulk facility | Steel | Steel | Coated & cathodic protection (sti-P3) |  | Fiberglass reinforced plastic |  |  | Catchment Basin | Flow Rest 90% Full | Audible high level alarm At 90% full |  |  | Automatic Tank Gauge |  | Automatic flow restrictor (MLLD) | Automatic flow restrictor (MLLD) |  |  | Annual line testing | Annual line testing |  | UST Currently In Use: 5; UST Temp Close: 0; AST Currently In Use: 0; AST Temp Closed: 0 | 5 | 0 | 0 | 25058-101-015146 | PUMPELLY OIL AQUISITION, LLC
43285 | Currently in Use |  | 1992-06-18 |  | Petroleum | On road diesel | On road diesel | Bulk facility | Steel | Steel | Coated & cathodic protection (sti-P3) |  | Fiberglass reinforced plastic |  |  | Catchment Basin | Flow Rest 90% Full | Audible high level alarm At 90% full |  |  | Automatic Tank Gauge |  | Automatic flow restrictor (MLLD) | Automatic flow restrictor (MLLD) |  |  | Annual line testing | Annual line testing |  | UST Currently In Use: 5; UST Temp Close: 0; AST Currently In Use: 0; AST Temp Closed: 0 | 5 | 0 | 0 | 25058-101-015146 | PUMPELLY OIL AQUISITION, LLC
43286 | Currently in Use |  | 1992-06-18 |  | Petroleum | On road diesel | On road diesel | Retail | Steel | Steel | Coated & cathodic protection (sti-P3) |  | Fiberglass reinforced plastic |  |  | Catchment Basin | Flow Rest 90% Full | Audible high level alarm At 90% full |  |  | Automatic Tank Gauge |  | Automatic flow restrictor (MLLD) | Automatic flow restrictor (MLLD) |  |  | Annual line testing | Annual line testing |  | UST Currently In Use: 5; UST Temp Close: 0; AST Currently In Use: 0; AST Temp Closed: 0 | 5 | 0 | 0 | 25058-101-015146 | PUMPELLY OIL AQUISITION, LLC
43287 | Currently in Use |  | 1991-09-01 |  | Petroleum | Unleaded gasoline | Unleaded gasoline | Retail | Fiberglass reinforced plastic | Fiberglass reinforced plastic |  |  | Fiberglass reinforced plastic |  | 1901-01-01 | Catchment Basin | Flow Rest 90% Full | Flow Rest 90% Full |  |  | Continuous Automatic Tank Gauge |  | Containment Sump | Automatic flow restrictor (MLLD) |  |  | Annual line testing | Annual line testing |  | UST Currently In Use: 3; UST Temp Close: 0; AST Currently In Use: 0; AST Temp Closed: 0 | 3 | 0 | 4 | 23404-051-007871 | RIVERSIDE LLC
43288 | Currently in Use |  | 1991-09-01 |  | Petroleum | Premium gasoline | Premium gasoline | Retail | Fiberglass reinforced plastic | Fiberglass reinforced plastic |  |  | Single Wall |  | 1901-01-01 | Catchment Basin | Flow Rest 90% Full | Flow Rest 90% Full |  |  | Continuous Automatic Tank Gauge |  | Automatic flow restrictor (MLLD) | Automatic flow restrictor (MLLD) |  |  | Annual line testing | Annual line testing |  | UST Currently In Use: 3; UST Temp Close: 0; AST Currently In Use: 0; AST Temp Closed: 0 | 3 | 0 | 4 | 23404-051-007871 | RIVERSIDE LLC
43289 | Currently in Use |  | 1991-09-01 |  | Petroleum | On road diesel | On road diesel | Retail | Fiberglass reinforced plastic | Fiberglass reinforced plastic |  |  | Fiberglass reinforced plastic |  | 1901-01-01 | Catchment Basin | Flow Rest 90% Full | Flow Rest 90% Full |  |  | Continuous Automatic Tank Gauge |  | Automatic flow restrictor (MLLD) | Automatic flow restrictor (MLLD) |  |  | Annual line testing | Annual line testing |  | UST Currently In Use: 3; UST Temp Close: 0; AST Currently In Use: 0; AST Temp Closed: 0 | 3 | 0 | 4 | 23404-051-007871 | RIVERSIDE LLC
43290 | Currently in Use |  | 1992-07-01 |  | Petroleum | Unleaded gasoline | Unleaded gasoline | Retail | Single Wall | Single Wall | Field installed cathodic protection |  | Single Wall |  |  | Catchment Basin | Flow Rest 90% Full | Flow Rest 90% Full |  |  | Continuous Automatic Tank Gauge |  | Automatic shutoff device (AELLD) | Automatic shutoff device (AELLD) |  |  | Automatic electronic line leak detector (AELLD) | Automatic electronic line leak detector (AELLD) |  | UST Currently In Use: 2; UST Temp Close: 0; AST Currently In Use: 0; AST Temp Closed: 0 | 2 | 0 | 0 | 15201-089-015768 | VULCAN OIL COMPANY INC.
43291 | Currently in Use |  | 1992-07-01 |  | Petroleum | Mid-grade gasoline | Mid-grade gasoline | Retail | Single Wall | Single Wall | Field installed cathodic protection |  | Single Wall |  |  | Catchment Basin | Flow Rest 90% Full | Flow Rest 90% Full |  |  | Continuous Automatic Tank Gauge |  | Automatic shutoff device (AELLD) | Automatic shutoff device (AELLD) | [5 empty] | UST Currently In Use: 2; UST Temp Close: 0; AST Currently In Use: 0; AST Temp Closed: 0 | 2 | 0 | 0 | 15201-089-015768 | VULCAN OIL COMPANY INC.
43292 | Permanently Closed | 1998-01-01 | 1992-08-31 | 1998-01-01 | Petroleum | Unleaded gasoline | Unleaded gasoline |  | Steel | Steel | Coated & cathodic protection (sti-P3) |  | Fiberglass reinforced plastic |  | 1901-01-01 | Catchment Basin | Flow Rest 90% Full | Flow Rest 90% Full | Interstitial Monitoring within Secondary Containment | [10 empty] | UST Currently In Use: 0; UST Temp Close: 0; AST Currently In Use: 0; AST Temp Closed: 0 | 0 | 0 | 1 | 17834-051-003651 | W T DOZIER FARM
43293 | Currently in Use |  | 1992-08-01 |  | Petroleum | Unleaded gasoline | Unleaded gasoline | Retail | Steel | Steel | Coated & cathodic protection (sti-P3) |  | STL @ SUMP |  |  | Catchment Basin | Automatic shutoff device At 95% full | Automatic shutoff device At 95% full |  |  | Statistical Inventory Reconciliation (SIR) |  | Automatic flow restrictor (MLLD) | Automatic flow restrictor (MLLD) |  |  | Statistical inventory reconciliation (SIR) | Statistical inventory reconciliation (SIR) |  | UST Currently In Use: 1; UST Temp Close: 0; AST Currently In Use: 0; AST Temp Closed: 0 | 1 | 0 | 0 | 11576-107-015147 | DUTCH OIL COMPANY
43294 | Currently in Use |  | 1990-07-30 |  | Petroleum | On road diesel | On road diesel | Emergency power generator | Fiberglass reinforced plastic | Fiberglass reinforced plastic |  |  | Fiberglass reinforced plastic |  | 1901-01-01 | Catchment Basin | Flow Rest 90% Full | Audible high level alarm At 90% full |  |  | Automatic Tank Gauge | [8 empty] | UST Currently In Use: 1; UST Temp Close: 0; AST Currently In Use: 0; AST Temp Closed: 0 | 1 | 0 | 1 | 12482-101-012551 | BAPTIST MEDICAL CENTER EAST
43295 | Currently in Use |  | 1991-07-01 |  | Petroleum | Unleaded gasoline | Unleaded gasoline | Retail | Fiberglass reinforced plastic | Fiberglass reinforced plastic |  |  | Fiberglass reinforced plastic |  | 1901-01-01 | Catchment Basin | Flow Rest 90% Full | Flow Rest 90% Full |  |  | Continuous Automatic Tank Gauge |  | Automatic flow restrictor (MLLD) | Automatic flow restrictor (MLLD) |  |  | Annual line testing | Annual line testing |  | UST Currently In Use: 5; UST Temp Close: 0; AST Currently In Use: 0; AST Temp Closed: 0 | 5 | 0 | 0 | 13526-125-015145 | MOORE OIL COMPANY, INC.
43296 | Currently in Use |  | 1991-07-01 |  | Petroleum | Mid-grade gasoline | Mid-grade gasoline | Retail | Fiberglass reinforced plastic | Fiberglass reinforced plastic |  |  | Fiberglass reinforced plastic |  | 1901-01-01 | Catchment Basin | Flow Rest 90% Full | Flow Rest 90% Full |  |  | Continuous Automatic Tank Gauge |  | Automatic flow restrictor (MLLD) | Automatic flow restrictor (MLLD) |  |  | Annual line testing | Annual line testing |  | UST Currently In Use: 5; UST Temp Close: 0; AST Currently In Use: 0; AST Temp Closed: 0 | 5 | 0 | 0 | 13526-125-015145 | MOORE OIL COMPANY, INC.
43297 | Currently in Use |  | 1991-07-01 |  | Petroleum | Premium gasoline | Premium gasoline | Retail | Fiberglass reinforced plastic | Fiberglass reinforced plastic |  |  | Fiberglass reinforced plastic |  | 1901-01-01 | Catchment Basin | Flow Rest 90% Full | Flow Rest 90% Full |  |  | Continuous Automatic Tank Gauge |  | Automatic flow restrictor (MLLD) | Automatic flow restrictor (MLLD) |  |  | Annual line testing | Annual line testing |  | UST Currently In Use: 5; UST Temp Close: 0; AST Currently In Use: 0; AST Temp Closed: 0 | 5 | 0 | 0 | 13526-125-015145 | MOORE OIL COMPANY, INC.
43298 | Currently in Use |  | 1991-07-01 |  | Petroleum | On road diesel | On road diesel | Retail | Fiberglass reinforced plastic | Fiberglass reinforced plastic |  |  | Fiberglass reinforced plastic |  | 1901-01-01 | Catchment Basin | Flow Rest 90% Full | Flow Rest 90% Full |  |  | Continuous Automatic Tank Gauge |  | Automatic flow restrictor (MLLD) | Automatic flow restrictor (MLLD) |  |  | Annual line testing | Annual line testing |  | UST Currently In Use: 5; UST Temp Close: 0; AST Currently In Use: 0; AST Temp Closed: 0 | 5 | 0 | 0 | 13526-125-015145 | MOORE OIL COMPANY, INC.
43299 | Currently in Use |  | 1991-07-01 |  | Petroleum | Kerosene | Kerosene | Retail | Fiberglass reinforced plastic | Fiberglass reinforced plastic |  |  | Fiberglass reinforced plastic |  | 1901-01-01 | Catchment Basin | Flow Rest 90% Full | Flow Rest 90% Full |  |  | Continuous Automatic Tank Gauge |  | Automatic flow restrictor (MLLD) | Automatic flow restrictor (MLLD) |  |  | Annual line testing | Annual line testing |  | UST Currently In Use: 5; UST Temp Close: 0; AST Currently In Use: 0; AST Temp Closed: 0 | 5 | 0 | 0 | 13526-125-015145 | MOORE OIL COMPANY, INC.
43300 | Currently in Use |  | 1991-12-19 |  | Petroleum | Unleaded gasoline | Unleaded gasoline | Retail | Steel | Steel | Coated & cathodic protection (sti-P3) |  | Fiberglass reinforced plastic |  |  | Catchment Basin | Flow Rest 90% Full | Flow Rest 90% Full |  |  | Continuous Automatic Tank Gauge |  | Automatic shutoff device (AELLD) | Automatic shutoff device (AELLD) | [5 empty] | UST Currently In Use: 3; UST Temp Close: 0; AST Currently In Use: 0; AST Temp Closed: 0 | 3 | 0 | 0 | 24294-101-005324 | JAI SANTOSHI MAA LLC
43301 | Currently in Use |  | 1991-12-19 |  | Petroleum | Unleaded gasoline | Unleaded gasoline | Retail | Steel | Steel | Coated & cathodic protection (sti-P3) |  | Fiberglass reinforced plastic |  |  | Catchment Basin | Flow Rest 90% Full | Flow Rest 90% Full |  |  | Continuous Automatic Tank Gauge |  | Automatic shutoff device (AELLD) | Automatic shutoff device (AELLD) | [5 empty] | UST Currently In Use: 3; UST Temp Close: 0; AST Currently In Use: 0; AST Temp Closed: 0 | 3 | 0 | 0 | 24294-101-005324 | JAI SANTOSHI MAA LLC
43302 | Currently in Use |  | 1991-12-19 |  | Petroleum | Unleaded gasoline | Unleaded gasoline | Retail | Steel | Steel | Coated & cathodic protection (sti-P3) |  | Fiberglass reinforced plastic |  |  | Catchment Basin | Flow Rest 90% Full | Flow Rest 90% Full |  |  | Continuous Automatic Tank Gauge |  | Automatic shutoff device (AELLD) | Automatic shutoff device (AELLD) | [5 empty] | UST Currently In Use: 3; UST Temp Close: 0; AST Currently In Use: 0; AST Temp Closed: 0 | 3 | 0 | 0 | 24294-101-005324 | JAI SANTOSHI MAA LLC
43303 | Currently in Use |  | 1992-09-02 |  | Petroleum | On road diesel | On road diesel | Retail | Single Wall | Single Wall | Field installed cathodic protection |  | Single Wall |  |  | Catchment Basin | Flow Rest 90% Full | Automatic shutoff device At 95% full |  |  | Continuous Automatic Tank Gauge | [8 empty] | UST Currently In Use: 4; UST Temp Close: 0; AST Currently In Use: 1; AST Temp Closed: 0 | 4 | 0 | 0 | 25716-115-011729 | 411 PACKAGE INC
43304 | Permanently Closed | 1996-05-01 | 1911-01-01 | 1999-09-16 | Petroleum | Kerosene | Kerosene | Retail | [6 empty] | 1901-01-01 | [14 empty] | UST Currently In Use: 0; UST Temp Close: 0; AST Currently In Use: 0; AST Temp Closed: 0 | 0 | 0 | 4 | 17133-077-005923 | DENNIS WALLACE
43305 | Permanently Closed | 1996-05-01 | 1911-01-01 | 1999-09-16 | Petroleum | On road diesel | On road diesel | Retail | [6 empty] | 1901-01-01 | [14 empty] | UST Currently In Use: 0; UST Temp Close: 0; AST Currently In Use: 0; AST Temp Closed: 0 | 0 | 0 | 4 | 17133-077-005923 | DENNIS WALLACE
43306 | Temporary Closed | 2019-05-08 | 1992-07-18 |  | Petroleum | Unleaded gasoline | Unleaded gasoline | Retail | Steel | Steel | Coated & cathodic protection (sti-P3) |  | Fiberglass reinforced plastic |  | 1901-01-01 | Catchment Basin | Flow Rest 90% Full | Flow Rest 90% Full |  |  | Automatic Tank Gauge |  | Automatic flow restrictor (MLLD) | Automatic flow restrictor (MLLD) |  |  | Annual line testing | Annual line testing |  | UST Currently In Use: 0; UST Temp Close: 3; AST Currently In Use: 0; AST Temp Closed: 0 | 0 | 3 | 0 | 23242-097-015761 | HUSAIN ABDULLA
43307 | Temporary Closed | 2019-05-08 | 1992-07-18 |  | Petroleum | Premium gasoline | Premium gasoline | Retail | Steel | Steel | Coated & cathodic protection (sti-P3) |  | Fiberglass reinforced plastic |  | 1901-01-01 | Catchment Basin | Flow Rest 90% Full | Flow Rest 90% Full |  |  | Automatic Tank Gauge |  | Automatic flow restrictor (MLLD) | Automatic flow restrictor (MLLD) |  |  | Annual line testing | Annual line testing |  | UST Currently In Use: 0; UST Temp Close: 3; AST Currently In Use: 0; AST Temp Closed: 0 | 0 | 3 | 0 | 23242-097-015761 | HUSAIN ABDULLA
43309 | Temporary Closed | 2019-05-08 | 1992-07-18 |  | Petroleum | On road diesel | On road diesel | Retail | Steel | Steel | Coated & cathodic protection (sti-P3) |  | Fiberglass reinforced plastic |  | 1901-01-01 | Catchment Basin | Flow Rest 90% Full | Flow Rest 90% Full |  |  | Automatic Tank Gauge |  | Automatic flow restrictor (MLLD) | Automatic flow restrictor (MLLD) |  |  | Annual line testing | Annual line testing |  | UST Currently In Use: 0; UST Temp Close: 3; AST Currently In Use: 0; AST Temp Closed: 0 | 0 | 3 | 0 | 23242-097-015761 | HUSAIN ABDULLA
43310 | Currently in Use |  | 1988-06-29 |  | Petroleum | On road diesel | On road diesel | Emergency power generator | Steel | Steel | Coated & cathodic protection (sti-P3) |  | Steel |  |  | Catchment Basin | Automatic shutoff device At 95% full | Automatic shutoff device At 95% full |  |  | Automatic Tank Gauge | [8 empty] | UST Currently In Use: 1; UST Temp Close: 0; AST Currently In Use: 0; AST Temp Closed: 0 | 1 | 0 | 0 | 17745-097-015762 | PREMIER MEDICAL EYE EAR NOSE THROAT
43311 | Permanently Closed | 1998-02-01 | 1991-08-27 | 1998-05-28 | Petroleum | Unleaded gasoline | Unleaded gasoline | State/federal government | Fiberglass reinforced plastic | Fiberglass reinforced plastic |  |  | Fiberglass reinforced plastic |  | 1901-01-01 | Catchment Basin | Flow Rest 90% Full | Flow Rest 90% Full | Interstitial Monitoring within Secondary Containment |  | Automatic Tank Gauge | [8 empty] | UST Currently In Use: 0; UST Temp Close: 0; AST Currently In Use: 0; AST Temp Closed: 0 | 0 | 0 | 2 | 15102-125-011121 | UNITED STATES POSTAL SERVICE
43312 | Permanently Closed | 1997-03-01 | 1983-06-10 | 1997-09-09 | Petroleum | Unleaded gasoline | Unleaded gasoline |  | Steel | Steel |  | Painted or None | Steel |  | 1901-01-01 |  | Flow Rest 90% Full | Flow Rest 90% Full | [8 empty] | Annual line testing | Annual line testing |  | UST Currently In Use: 0; UST Temp Close: 0; AST Currently In Use: 0; AST Temp Closed: 0 | 0 | 0 | 5 | 13447-125-007723 | MILLER GROCERY INC
43313 | Permanently Closed | 1997-03-01 | 1983-06-10 | 1997-09-09 | Petroleum | Unleaded gasoline | Unleaded gasoline |  | Steel | Steel |  | Painted or None | Steel |  | 1901-01-01 |  | Flow Rest 90% Full | Flow Rest 90% Full | [8 empty] | Annual line testing | Annual line testing |  | UST Currently In Use: 0; UST Temp Close: 0; AST Currently In Use: 0; AST Temp Closed: 0 | 0 | 0 | 5 | 13447-125-007723 | MILLER GROCERY INC
43314 | Permanently Closed | 1997-03-01 | 1983-06-10 | 1997-09-09 | Petroleum | On road diesel | On road diesel |  | Steel | Steel |  | Painted or None | Steel |  | 1901-01-01 |  | Flow Rest 90% Full | Flow Rest 90% Full | [8 empty] | Annual line testing | Annual line testing |  | UST Currently In Use: 0; UST Temp Close: 0; AST Currently In Use: 0; AST Temp Closed: 0 | 0 | 0 | 5 | 13447-125-007723 | MILLER GROCERY INC
43315 | Permanently Closed | 1997-03-01 | 1983-06-10 | 1997-09-09 | Petroleum | Kerosene | Kerosene |  | Steel | Steel |  | Painted or None | Steel |  | 1901-01-01 |  | Flow Rest 90% Full | Flow Rest 90% Full | [8 empty] | Annual line testing | Annual line testing |  | UST Currently In Use: 0; UST Temp Close: 0; AST Currently In Use: 0; AST Temp Closed: 0 | 0 | 0 | 5 | 13447-125-007723 | MILLER GROCERY INC
43316 | Permanently Closed | 1997-01-01 | 1988-08-05 | 1994-05-20 | Petroleum | On road diesel | On road diesel |  | Steel | Steel |  | Painted or None | Steel |  | 1901-01-01 | [14 empty] | UST Currently In Use: 0; UST Temp Close: 0; AST Currently In Use: 5; AST Temp Closed: 0 | 0 | 0 | 1 | 17859-033-015769 | SHOAL WESTERN GASOLINE HAROLD HATTON
43322 | Temporary Closed | 2018-03-18 | 1992-10-22 |  | Petroleum | Premium gasoline | Premium gasoline | Retail | Single Wall | Single Wall | Coated & cathodic protection (sti-P3) |  | Single Wall |  |  | Catchment Basin | Flow Rest 90% Full | Flow Rest 90% Full |  |  | Statistical Inventory Reconciliation (SIR) | [8 empty] | UST Currently In Use: 0; UST Temp Close: 3; AST Currently In Use: 0; AST Temp Closed: 0 | 0 | 3 | 0 | 17841-093-012385 | JAMES HOLLIS
43323 | Temporary Closed | 2018-03-18 | 1992-10-22 |  | Petroleum | Unleaded gasoline | Unleaded gasoline | Retail | Single Wall | Single Wall | Coated & cathodic protection (sti-P3) |  | Single Wall |  |  | Catchment Basin | Flow Rest 90% Full | Flow Rest 90% Full |  |  | Statistical Inventory Reconciliation (SIR) | [8 empty] | UST Currently In Use: 0; UST Temp Close: 3; AST Currently In Use: 0; AST Temp Closed: 0 | 0 | 3 | 0 | 17841-093-012385 | JAMES HOLLIS
43324 | Temporary Closed | 2018-03-18 | 1992-10-22 |  | Petroleum | Mid-grade gasoline | Mid-grade gasoline | Retail | Steel | Single Wall | Coated & cathodic protection (sti-P3) |  | Fiberglass reinforced plastic |  |  | Catchment Basin | Flow Rest 90% Full | Flow Rest 90% Full |  |  | Statistical Inventory Reconciliation (SIR) | [8 empty] | UST Currently In Use: 0; UST Temp Close: 3; AST Currently In Use: 0; AST Temp Closed: 0 | 0 | 3 | 0 | 17841-093-012385 | JAMES HOLLIS
43328 | Temporary Closed | 2011-12-28 | 1992-07-03 |  | Petroleum | Unleaded gasoline | Unleaded gasoline | Retail | Steel | Steel | Coated & cathodic protection (sti-P3) |  | Fiberglass reinforced plastic |  |  | Catchment Basin | Flow Rest 90% Full | Flow Rest 90% Full |  |  | Statistical Inventory Reconciliation (SIR) | [8 empty] | UST Currently In Use: 0; UST Temp Close: 1; AST Currently In Use: 0; AST Temp Closed: 0 | 0 | 1 | 3 | 17088-107-006502 | W E HUDSON
43329 | Permanently Closed | 2018-10-01 | 1982-09-10 | 2019-01-14 | Petroleum | Unleaded gasoline | Unleaded gasoline | Retail | Steel | Steel | Field installed cathodic protection |  | Steel |  | 1901-01-01 | Catchment Basin | Automatic shutoff device At 95% full | Automatic shutoff device At 95% full |  |  | Statistical Inventory Reconciliation (SIR) | [8 empty] | UST Currently In Use: 0; UST Temp Close: 0; AST Currently In Use: 0; AST Temp Closed: 0 | 0 | 0 | 2 | 25479-001-015149 | RANDY SILAS
43330 | Permanently Closed | 2018-11-16 | 1982-09-10 | 2019-01-14 | Petroleum | Mid-grade gasoline | Mid-grade gasoline | Retail | Steel | Steel | Field installed cathodic protection |  | Steel |  | 1901-01-01 | Catchment Basin | Automatic shutoff device At 95% full | Automatic shutoff device At 95% full |  |  | Statistical Inventory Reconciliation (SIR) | [8 empty] | UST Currently In Use: 0; UST Temp Close: 0; AST Currently In Use: 0; AST Temp Closed: 0 | 0 | 0 | 2 | 25479-001-015149 | RANDY SILAS
43331 | Permanently Closed | 1991-02-01 | 1987-06-24 | 1994-09-20 | Petroleum | Unleaded gasoline | Unleaded gasoline | Retail | Steel | Steel | Coated & cathodic protection (sti-P3) |  | Steel |  | 1901-01-01 |  | Flow Rest 90% Full | Flow Rest 90% Full | [8 empty] | Annual line testing | Annual line testing |  | UST Currently In Use: 0; UST Temp Close: 0; AST Currently In Use: 0; AST Temp Closed: 0 | 0 | 0 | 3 | 12991-093-015148 | KRUPP OIL CO INC
43332 | Permanently Closed | 1991-02-01 | 1987-06-24 | 1994-09-20 | Petroleum | Unleaded gasoline | Unleaded gasoline | Retail | Steel | Steel | Coated & cathodic protection (sti-P3) |  | Steel |  | 1901-01-01 |  | Flow Rest 90% Full | Flow Rest 90% Full | [8 empty] | Annual line testing | Annual line testing |  | UST Currently In Use: 0; UST Temp Close: 0; AST Currently In Use: 0; AST Temp Closed: 0 | 0 | 0 | 3 | 12991-093-015148 | KRUPP OIL CO INC
43333 | Permanently Closed | 1991-02-01 | 1987-06-24 | 1994-09-20 | Petroleum | Unleaded gasoline | Unleaded gasoline | Retail | Steel | Steel | Coated & cathodic protection (sti-P3) |  | Steel |  | 1901-01-01 |  | Flow Rest 90% Full | Flow Rest 90% Full | [8 empty] | Annual line testing | Annual line testing |  | UST Currently In Use: 0; UST Temp Close: 0; AST Currently In Use: 0; AST Temp Closed: 0 | 0 | 0 | 3 | 12991-093-015148 | KRUPP OIL CO INC
43334 | Currently in Use |  | 1992-10-09 |  | Petroleum | Unleaded gasoline | Unleaded gasoline | Industrial | Fiberglass reinforced plastic | Fiberglass reinforced plastic |  |  | Fiberglass reinforced plastic |  | 1901-01-01 | Catchment Basin | Flow Rest 90% Full | Flow Rest 90% Full |  |  | Automatic Tank Gauge |  | Automatic flow restrictor (MLLD) | Automatic flow restrictor (MLLD) |  |  | Annual line testing | Annual line testing |  | UST Currently In Use: 1; UST Temp Close: 0; AST Currently In Use: 0; AST Temp Closed: 0 | 1 | 0 | 1 | 15115-125-015713 | UNIV OF ALABAMA HEALTH AND SAFETY
43335 | Cannot Locate or abandoned | 2003-01-21 | 1992-05-29 |  | Petroleum | Unleaded gasoline | Unleaded gasoline | Retail | Steel | Steel | Coated & cathodic protection (sti-P3) |  | Fiberglass reinforced plastic |  | 1901-01-01 | Catchment Basin | Flow Rest 90% Full | Flow Rest 90% Full | [11 empty] | UST Currently In Use: 0; UST Temp Close: 0; AST Currently In Use: 0; AST Temp Closed: 0 | 0 | 0 | 0 | 20937-085-015714 | RAYENETTA TAYLOR
43336 | Permanently Closed | 1998-12-21 | 1984-04-01 | 1999-02-08 | Petroleum | Unleaded gasoline | Unleaded gasoline | Industrial | Steel | Steel |  |  | Steel |  | 1901-01-01 |  | Flow Rest 90% Full | Flow Rest 90% Full | [8 empty] | Annual line testing | Annual line testing |  | UST Currently In Use: 0; UST Temp Close: 0; AST Currently In Use: 0; AST Temp Closed: 0 | 0 | 0 | 1 | 17844-101-015715 | LONG ELECTRIC CO INC
43337 | Cannot Locate or abandoned | 1994-06-02 | 1901-01-01 |  | Petroleum | Unleaded gasoline | Unleaded gasoline | Retail | Steel | Steel |  |  | Steel |  | 1901-01-01 | Catchment Basin | [13 empty] | UST Currently In Use: 0; UST Temp Close: 0; AST Currently In Use: 0; AST Temp Closed: 0 | 0 | 0 | 0 | 15923-001-002905 | MACARTHUR DAVIS
43338 | Cannot Locate or abandoned | 1994-06-02 | 1901-01-01 |  | Petroleum | Unleaded gasoline | Unleaded gasoline | Retail | Steel | Steel |  |  | Steel |  | 1901-01-01 | [14 empty] | UST Currently In Use: 0; UST Temp Close: 0; AST Currently In Use: 0; AST Temp Closed: 0 | 0 | 0 | 0 | 15923-001-002905 | MACARTHUR DAVIS
43339 | Cannot Locate or abandoned | 1994-06-02 | 1901-01-01 |  | Petroleum | On road diesel | On road diesel | Retail | Steel | Steel |  |  | Steel |  | 1901-01-01 | [14 empty] | UST Currently In Use: 0; UST Temp Close: 0; AST Currently In Use: 0; AST Temp Closed: 0 | 0 | 0 | 0 | 15923-001-002905 | MACARTHUR DAVIS
43341 | Permanently Closed | 1993-10-29 | 1992-05-27 | 1993-10-29 | Petroleum | Unleaded gasoline | Unleaded gasoline | Bulk facility | Fiberglass reinforced plastic | Fiberglass reinforced plastic |  |  |  |  | 1901-01-01 | Catchment Basin | Audible high level alarm At 90% full | Audible high level alarm At 90% full |  |  | Automatic Tank Gauge |  |  |  |  | INTERSTITIAL BARRIER |  |  |  | UST Currently In Use: 0; UST Temp Close: 0; AST Currently In Use: 0; AST Temp Closed: 0 | 0 | 0 | 2 | 14462-073-012083 | BELLSOUTH TELECOMM. DBA AT&T ALA.
43342 | Permanently Closed | 2013-02-14 | 1992-02-27 | 2017-08-10 | Petroleum | On road diesel | On road diesel | Emergency power generator | Fiberglass reinforced plastic | Fiberglass reinforced plastic |  |  | Steel |  |  | Catchment Basin | Flow Rest 90% Full | Flow Rest 90% Full |  |  | Other | [8 empty] | UST Currently In Use: 0; UST Temp Close: 0; AST Currently In Use: 0; AST Temp Closed: 0 | 0 | 0 | 3 | 23933-115-001913 | ST CLAIR COUNTY
43343 | Currently in Use |  | 1991-05-15 |  | Petroleum | On road diesel | On road diesel | Industrial | Fiberglass reinforced plastic | Fiberglass reinforced plastic |  |  | 2 PIECES |  | 1901-01-01 | Catchment Basin | Automatic shutoff device At 95% full | Automatic shutoff device At 95% full |  |  | Continuous Automatic Tank Gauge |  | Containment Sump | Containment Sump | Interstitial Monitoring within Secondary Containment | SENSOR TO ATG | Continuous alarm system | Continuous alarm system |  | UST Currently In Use: 1; UST Temp Close: 0; AST Currently In Use: 2; AST Temp Closed: 0 | 1 | 0 | 3 | 12228-073-002345 | HANNA TRUCK LINE INC
43344 | Currently in Use |  | 1982-07-24 |  | Petroleum | Unleaded gasoline | Unleaded gasoline | Retail | Single Wall | Single Wall | Coated & cathodic protection (sti-P3) |  | Steel |  |  | Catchment Basin | Automatic shutoff device At 95% full | Automatic shutoff device At 95% full |  |  | Statistical Inventory Reconciliation (SIR) |  | Automatic flow restrictor (MLLD) | Automatic flow restrictor (MLLD) |  |  | Statistical inventory reconciliation (SIR) | Statistical inventory reconciliation (SIR) |  | UST Currently In Use: 2; UST Temp Close: 0; AST Currently In Use: 0; AST Temp Closed: 0 | 2 | 0 | 0 | 25721-073-015824 | UNIQUE INVESTMENT LLC
43345 | Currently in Use |  | 1982-07-24 |  | Petroleum | Other, NONETHANOL | Other | Retail | Steel | Single Wall | Field installed cathodic protection |  | Steel |  |  | Catchment Basin | Automatic shutoff device At 95% full | Automatic shutoff device At 95% full |  |  | Statistical Inventory Reconciliation (SIR) |  | Automatic flow restrictor (MLLD) | Automatic flow restrictor (MLLD) |  |  | Statistical inventory reconciliation (SIR) | Statistical inventory reconciliation (SIR) |  | UST Currently In Use: 2; UST Temp Close: 0; AST Currently In Use: 0; AST Temp Closed: 0 | 2 | 0 | 0 | 25721-073-015824 | UNIQUE INVESTMENT LLC
43346 | Currently in Use |  | 1988-07-08 |  | Petroleum | On road diesel | On road diesel | Industrial | Fiberglass reinforced plastic | Fiberglass reinforced plastic |  |  | Fiberglass reinforced plastic |  | 1901-01-01 | Catchment Basin | Flow Rest 90% Full | Flow Rest 90% Full |  |  | Continuous Automatic Tank Gauge |  | Automatic flow restrictor (MLLD) | Automatic flow restrictor (MLLD) |  |  | Annual line testing | Annual line testing |  | UST Currently In Use: 3; UST Temp Close: 0; AST Currently In Use: 0; AST Temp Closed: 0 | 3 | 0 | 0 | 23465-097-015763 | EVERGREEN TRANSPORT LLC
43347 | Currently in Use |  | 1988-07-08 |  | Petroleum | Virgin oil | Virgin oil | Industrial | Fiberglass reinforced plastic | Fiberglass reinforced plastic |  |  | Fiberglass reinforced plastic |  | 1901-01-01 | Catchment Basin | Flow Rest 90% Full | Flow Rest 90% Full |  |  | Continuous Automatic Tank Gauge | [8 empty] | UST Currently In Use: 3; UST Temp Close: 0; AST Currently In Use: 0; AST Temp Closed: 0 | 3 | 0 | 0 | 23465-097-015763 | EVERGREEN TRANSPORT LLC
43348 | Currently in Use |  | 1988-07-08 |  | Petroleum | Used oil | Used oil | Industrial | Fiberglass reinforced plastic | Fiberglass reinforced plastic |  |  | Fiberglass reinforced plastic |  | 1901-01-01 | Catchment Basin | Flow Rest 90% Full | Flow Rest 90% Full |  |  | Continuous Automatic Tank Gauge | [8 empty] | UST Currently In Use: 3; UST Temp Close: 0; AST Currently In Use: 0; AST Temp Closed: 0 | 3 | 0 | 0 | 23465-097-015763 | EVERGREEN TRANSPORT LLC
43349 | Permanently Closed | 2001-12-22 | 1992-10-10 | 2003-03-26 | Petroleum | Unleaded gasoline | Unleaded gasoline | Retail | Steel | Steel | Coated & cathodic protection (sti-P3) |  | Fiberglass reinforced plastic |  | 1901-01-01 | Catchment Basin | Flow Rest 90% Full | Audible high level alarm At 90% full |  |  | Automatic Tank Gauge | [5 empty] | Continuous alarm system | Continuous alarm system |  | UST Currently In Use: 0; UST Temp Close: 0; AST Currently In Use: 0; AST Temp Closed: 0 | 0 | 0 | 5 | 20616-101-004553 | HARCO INC DBA RITE AID CORP
43350 | Permanently Closed | 2001-12-22 | 1992-10-10 | 2003-03-26 | Petroleum | Unleaded gasoline | Unleaded gasoline | Retail | Steel | Steel | Coated & cathodic protection (sti-P3) |  | Fiberglass reinforced plastic |  | 1901-01-01 | Catchment Basin | Flow Rest 90% Full | Audible high level alarm At 90% full |  |  | Automatic Tank Gauge | [5 empty] | Continuous alarm system | Continuous alarm system |  | UST Currently In Use: 0; UST Temp Close: 0; AST Currently In Use: 0; AST Temp Closed: 0 | 0 | 0 | 5 | 20616-101-004553 | HARCO INC DBA RITE AID CORP
43351 | Permanently Closed | 1995-02-22 | 1988-07-27 | 1995-03-15 | Petroleum | On road diesel | On road diesel | Retail | Steel | Steel | Coated & cathodic protection (sti-P3) |  | Steel |  | 1901-01-01 | [14 empty] | UST Currently In Use: 0; UST Temp Close: 0; AST Currently In Use: 0; AST Temp Closed: 0 | 0 | 0 | 2 | 10511-069-010013 | BETTER BRANDS INC
43352 | Currently in Use |  | 1994-01-01 |  | Petroleum | Unleaded gasoline | Unleaded gasoline | Retail | Single Wall | Single Wall | Coated & cathodic protection (sti-P3) |  | Double Wall |  |  | Catchment Basin | Automatic shutoff device At 95% full | Automatic shutoff device At 95% full |  |  | Continuous Automatic Tank Gauge |  | Automatic shutoff device (AELLD) | Automatic shutoff device (AELLD) | [5 empty] | UST Currently In Use: 3; UST Temp Close: 0; AST Currently In Use: 1; AST Temp Closed: 0 | 3 | 0 | 3 | 12534-055-005160 | IRA PHILLIPS INC
43353 | Currently in Use |  | 1992-01-01 |  | Petroleum | Premium gasoline | Premium gasoline | Retail | Single Wall | Single Wall | Coated & cathodic protection (sti-P3) |  | Fiberglass reinforced plastic |  |  | Catchment Basin | Automatic shutoff device At 95% full | Automatic shutoff device At 95% full |  |  | Continuous Automatic Tank Gauge |  | Automatic shutoff device (AELLD) | Automatic shutoff device (AELLD) | [5 empty] | UST Currently In Use: 3; UST Temp Close: 0; AST Currently In Use: 1; AST Temp Closed: 0 | 3 | 0 | 3 | 12534-055-005160 | IRA PHILLIPS INC
43354 | Permanently Closed | 2001-05-17 | 1991-01-01 | 2001-05-17 | Petroleum | On road diesel | On road diesel | Retail | Steel | Steel | Coated & cathodic protection (sti-P3) |  | Fiberglass reinforced plastic |  | 1901-01-01 | Catchment Basin | Flow Rest 90% Full | Flow Rest 90% Full |  |  | Automatic Tank Gauge | [8 empty] | UST Currently In Use: 0; UST Temp Close: 0; AST Currently In Use: 1; AST Temp Closed: 0 | 0 | 0 | 6 | 13758-073-005496 | UPS FREIGHT
43355 | Permanently Closed | 1994-05-11 | 1982-04-09 23:00 | 1994-05-13 | Petroleum | On road diesel | On road diesel | Industrial | Steel | Steel |  | Painted or None | Steel |  | 1901-01-01 | [14 empty] | UST Currently In Use: 0; UST Temp Close: 0; AST Currently In Use: 1; AST Temp Closed: 0 | 0 | 0 | 6 | 24500-073-005991 | YRC INC DBA YRC FREIGHT
43356 | Permanently Closed | 1994-05-11 | 1982-04-09 23:00 | 1994-05-13 | Petroleum | On road diesel | On road diesel | Industrial | Steel | Steel |  | Painted or None | Steel |  | 1901-01-01 | [14 empty] | UST Currently In Use: 0; UST Temp Close: 0; AST Currently In Use: 1; AST Temp Closed: 0 | 0 | 0 | 6 | 24500-073-005991 | YRC INC DBA YRC FREIGHT
43357 | Permanently Closed | 1997-05-06 | 1979-12-26 | 1997-05-06 | Petroleum | Unleaded gasoline | Unleaded gasoline | Retail | Steel | Steel |  | Painted or None | Steel |  | 1901-01-01 | [11 empty] | Continuous alarm system | Annual line testing |  | UST Currently In Use: 2; UST Temp Close: 0; AST Currently In Use: 1; AST Temp Closed: 0 | 2 | 0 | 2 | 19970-015-015826 | JAMES D HIBBITTS
43358 | Permanently Closed | 1997-05-06 | 1979-12-26 | 1997-05-06 | Petroleum | Unleaded gasoline | Unleaded gasoline | Retail | Steel | Steel |  | Painted or None | Steel |  | 1901-01-01 | [11 empty] | Continuous alarm system | Annual line testing |  | UST Currently In Use: 2; UST Temp Close: 0; AST Currently In Use: 1; AST Temp Closed: 0 | 2 | 0 | 2 | 19970-015-015826 | JAMES D HIBBITTS
43359 | Currently in Use |  | 1992-08-10 |  | Petroleum | Unleaded gasoline | Unleaded gasoline | Retail | Steel | Steel | Coated & cathodic protection (sti-P3) |  | Fiberglass reinforced plastic |  |  | Catchment Basin | Automatic shutoff device At 95% full | Automatic shutoff device At 95% full |  |  | Automatic Tank Gauge |  | Automatic flow restrictor (MLLD) | Automatic flow restrictor (MLLD) |  |  | Annual line testing | Annual line testing |  | UST Currently In Use: 2; UST Temp Close: 0; AST Currently In Use: 0; AST Temp Closed: 0 | 2 | 0 | 0 | 21372-097-015764 | TRIPURA LLC C/O THE DIPI STORE
43360 | Currently in Use |  | 1992-08-10 |  | Petroleum | Mid-grade gasoline | Mid-grade gasoline | Retail | Steel | Steel | Coated & cathodic protection (sti-P3) |  | Fiberglass reinforced plastic |  |  | Catchment Basin | Automatic shutoff device At 95% full | Automatic shutoff device At 95% full |  |  | Automatic Tank Gauge |  | Automatic flow restrictor (MLLD) | Automatic flow restrictor (MLLD) |  |  | Annual line testing | Annual line testing |  | UST Currently In Use: 2; UST Temp Close: 0; AST Currently In Use: 0; AST Temp Closed: 0 | 2 | 0 | 0 | 21372-097-015764 | TRIPURA LLC C/O THE DIPI STORE
43362 | Currently in Use |  | 1992-01-01 |  | Petroleum | Unleaded gasoline | Unleaded gasoline | Retail | 8K/6K | Double Wall |  |  | Fiberglass reinforced plastic |  | 1901-01-01 | Catchment Basin | Automatic shutoff device At 95% full | Automatic shutoff device At 95% full |  | SENSOR TO ATG | Continuous Automatic Tank Gauge |  | Automatic shutoff device (AELLD) | Automatic shutoff device (AELLD) | [5 empty] | UST Currently In Use: 2; UST Temp Close: 0; AST Currently In Use: 0; AST Temp Closed: 0 | 2 | 0 | 3 | 13343-073-009240 | MCCULLOUGH OIL COMPANY, INC.
43364 | Currently in Use |  | 1992-01-01 |  | Petroleum | Premium gasoline | Premium gasoline | Retail | Double Wall | Double Wall |  |  | Double Wall |  | 1901-01-01 | Catchment Basin | Automatic shutoff device At 95% full | Automatic shutoff device At 95% full |  |  | Continuous Automatic Tank Gauge |  | Automatic shutoff device (AELLD) | Automatic shutoff device (AELLD) |  |  | Continuous alarm system | Continuous alarm system |  | UST Currently In Use: 2; UST Temp Close: 0; AST Currently In Use: 0; AST Temp Closed: 0 | 2 | 0 | 3 | 13343-073-009240 | MCCULLOUGH OIL COMPANY, INC.
43365 | Currently in Use |  | 1992-02-01 |  | Petroleum | Unleaded gasoline | Unleaded gasoline | Retail | Single Wall | Fiberglass reinforced plastic |  |  | Fiberglass reinforced plastic |  | 1901-01-01 | Catchment Basin | Automatic shutoff device At 95% full | Automatic shutoff device At 95% full |  |  | Continuous Automatic Tank Gauge |  | Automatic shutoff device (AELLD) | Automatic shutoff device (AELLD) | [5 empty] | UST Currently In Use: 2; UST Temp Close: 0; AST Currently In Use: 0; AST Temp Closed: 0 | 2 | 0 | 3 | 13343-073-009243 | MCCULLOUGH OIL COMPANY, INC.
43366 | Currently in Use |  | 1992-02-01 |  | Petroleum | Premium gasoline | Premium gasoline | Retail | Fiberglass reinforced plastic | Fiberglass reinforced plastic |  |  | Fiberglass reinforced plastic |  | 1901-01-01 | Catchment Basin | Automatic shutoff device At 95% full | Automatic shutoff device At 95% full |  |  | Continuous Automatic Tank Gauge |  | Automatic shutoff device (AELLD) | Automatic shutoff device (AELLD) | [5 empty] | UST Currently In Use: 2; UST Temp Close: 0; AST Currently In Use: 0; AST Temp Closed: 0 | 2 | 0 | 3 | 13343-073-009243 | MCCULLOUGH OIL COMPANY, INC.
43368 | Permanently Closed | 1992-12-15 | 1978-01-01 | 1992-12-15 | Petroleum | On road diesel | On road diesel | Emergency Power Generator | Steel | Steel |  | Painted or None | Steel |  | 1901-01-01 | [14 empty] | UST Currently In Use: 0; UST Temp Close: 0; AST Currently In Use: 1; AST Temp Closed: 0 | 0 | 0 | 1 | 17880-081-015538 | VERMONT AMERICAN CORP
43369 | Permanently Closed | 1998-07-02 | 1990-04-01 | 1998-07-02 | Petroleum | On road diesel | On road diesel | Industrial | Steel | Steel | Coated & cathodic protection (sti-P3) |  | Steel |  | 1901-01-01 | [11 empty] | Annual line testing | Annual line testing |  | UST Currently In Use: 0; UST Temp Close: 0; AST Currently In Use: 0; AST Temp Closed: 0 | 0 | 0 | 1 | 17906-117-015830 | NICHOLS CONCRETE
43371 | Permanently Closed | 2000-03-28 | 1987-07-01 | 2000-03-28 | Petroleum | Kerosene | Kerosene | Retail | Steel | Steel | Field installed cathodic protection |  | Steel |  | 1901-01-01 | Catchment Basin | Flow Rest 90% Full | Flow Rest 90% Full | [11 empty] | UST Currently In Use: 0; UST Temp Close: 0; AST Currently In Use: 0; AST Temp Closed: 0 | 0 | 0 | 1 | 17883-069-011591 | MIKE ARNOLD
43373 | Currently in Use |  | 1992-08-20 |  | Petroleum | Unleaded gasoline | Unleaded gasoline | Industrial | Fiberglass reinforced plastic | Double Wall |  |  | Fiberglass reinforced plastic |  | 1901-01-01 | Catchment Basin | Automatic shutoff device At 95% full | Automatic shutoff device At 95% full | Interstitial Monitoring within Secondary Containment | SENSOR TO ATG | Automatic Tank Gauge |  | Automatic flow restrictor (MLLD) | Automatic flow restrictor (MLLD) | Interstitial Monitoring within Secondary Containment | SENSOR TO ATG | Continuous alarm system | Continuous alarm system |  | UST Currently In Use: 1; UST Temp Close: 0; AST Currently In Use: 0; AST Temp Closed: 0 | 1 | 0 | 2 | 15094-125-002655 | UNITED PARCEL SERVICE
43374 | Permanently Closed | 1998-12-10 | 1982-01-05 | 1999-09-28 | Petroleum | Unleaded gasoline | Unleaded gasoline | State/Federal Government | Steel | Steel |  | Painted or None | Steel |  | 1901-01-01 | [11 empty] | Annual line testing | Annual line testing |  | UST Currently In Use: 0; UST Temp Close: 0; AST Currently In Use: 0; AST Temp Closed: 0 | 0 | 0 | 2 | 17928-101-015716 | ALABAMA STATE UNIVERSITY-TRANSP DIR
43375 | Permanently Closed | 1998-12-10 | 1977-01-05 | 1999-09-28 | Petroleum | Unleaded gasoline | Unleaded gasoline | State/Federal Government | Steel | Steel |  | Painted or None | Steel |  | 1901-01-01 | [11 empty] | Annual line testing | Annual line testing |  | UST Currently In Use: 0; UST Temp Close: 0; AST Currently In Use: 0; AST Temp Closed: 0 | 0 | 0 | 2 | 17928-101-015716 | ALABAMA STATE UNIVERSITY-TRANSP DIR
43376 | Currently in Use |  | 1992-11-13 |  | Petroleum | Unleaded gasoline | Unleaded gasoline | Retail | Steel | Single Wall | Coated & cathodic protection (sti-P3) |  | Fiberglass reinforced plastic |  |  | Catchment Basin | Flow Rest 90% Full | Flow Rest 90% Full |  |  | Continuous Automatic Tank Gauge |  | SLAVE | Other |  |  | SLAVE | Other |  | UST Currently In Use: 4; UST Temp Close: 0; AST Currently In Use: 0; AST Temp Closed: 0 | 4 | 0 | 5 | 12698-127-004417 | JAMES T AND JAMES R HARRIS
43377 | Currently in Use |  | 1992-11-13 |  | Petroleum | Unleaded gasoline | Unleaded gasoline | Retail | MANIFOLDED | Single Wall | Coated & cathodic protection (sti-P3) |  | Double Wall |  |  | Catchment Basin | Flow Rest 90% Full | Flow Rest 90% Full |  |  | Continuous Automatic Tank Gauge |  | MASTER | Automatic shutoff device (AELLD) |  |  | Other | Other |  | UST Currently In Use: 4; UST Temp Close: 0; AST Currently In Use: 0; AST Temp Closed: 0 | 4 | 0 | 5 | 12698-127-004417 | JAMES T AND JAMES R HARRIS
43378 | Currently in Use |  | 1992-11-13 |  | Petroleum | Premium gasoline | Premium gasoline | Retail | Single Wall | Single Wall | Coated & cathodic protection (sti-P3) |  | Fiberglass reinforced plastic |  |  | Catchment Basin | Flow Rest 90% Full | Flow Rest 90% Full |  |  | Continuous Automatic Tank Gauge |  | Automatic shutoff device (AELLD) | Automatic shutoff device (AELLD) | [5 empty] | UST Currently In Use: 4; UST Temp Close: 0; AST Currently In Use: 0; AST Temp Closed: 0 | 4 | 0 | 5 | 12698-127-004417 | JAMES T AND JAMES R HARRIS
43379 | Currently in Use |  | 1992-11-13 |  | Petroleum | On road diesel | On road diesel | Retail | Single Wall | Single Wall | Coated & cathodic protection (sti-P3) |  | Fiberglass reinforced plastic |  |  | Catchment Basin | Flow Rest 90% Full | Flow Rest 90% Full |  |  | Continuous Automatic Tank Gauge |  | Automatic shutoff device (AELLD) | Automatic shutoff device (AELLD) | [5 empty] | UST Currently In Use: 4; UST Temp Close: 0; AST Currently In Use: 0; AST Temp Closed: 0 | 4 | 0 | 5 | 12698-127-004417 | JAMES T AND JAMES R HARRIS
43380 | Permanently Closed | 1997-01-01 | 1901-01-01 | 1997-01-18 | Petroleum | Unleaded gasoline | Unleaded gasoline | Local Government | Steel | Steel |  |  | Steel |  | 1901-01-01 | [11 empty] | Annual line testing | Annual line testing |  | UST Currently In Use: 0; UST Temp Close: 0; AST Currently In Use: 0; AST Temp Closed: 0 | 0 | 0 | 1 | 17931-051-015717 | TALLASSEE CITY BOARD OF EDUCATION
43381 | Currently in Use |  | 1990-11-02 |  | Petroleum | Unleaded gasoline | Unleaded gasoline | Retail | Fiberglass reinforced plastic | Fiberglass reinforced plastic |  |  | Fiberglass reinforced plastic |  | 1901-01-01 | Catchment Basin | Automatic shutoff device At 95% full | Automatic shutoff device At 95% full |  |  | Automatic Tank Gauge |  | Automatic flow restrictor (MLLD) | Automatic flow restrictor (MLLD) |  |  | Annual line testing | Annual line testing |  | UST Currently In Use: 3; UST Temp Close: 0; AST Currently In Use: 0; AST Temp Closed: 0 | 3 | 0 | 2 | 25458-101-004254 | LIONS PRIDE PROPERTY INC
43382 | Currently in Use |  | 1990-11-02 |  | Petroleum | Unleaded gasoline | Unleaded gasoline | Retail | Fiberglass reinforced plastic | Fiberglass reinforced plastic |  |  | Fiberglass reinforced plastic |  | 1901-01-01 | Catchment Basin | Automatic shutoff device At 95% full | Automatic shutoff device At 95% full |  |  | Automatic Tank Gauge |  | Automatic flow restrictor (MLLD) | Automatic flow restrictor (MLLD) |  |  | Annual line testing | Annual line testing |  | UST Currently In Use: 3; UST Temp Close: 0; AST Currently In Use: 0; AST Temp Closed: 0 | 3 | 0 | 2 | 25458-101-004254 | LIONS PRIDE PROPERTY INC
43383 | Currently in Use |  | 1990-11-02 |  | Petroleum | Unleaded gasoline | Unleaded gasoline | Retail | Fiberglass reinforced plastic | Fiberglass reinforced plastic |  |  | Fiberglass reinforced plastic |  | 1901-01-01 | Catchment Basin | Automatic shutoff device At 95% full | Automatic shutoff device At 95% full |  |  | Automatic Tank Gauge |  | Automatic flow restrictor (MLLD) | Automatic flow restrictor (MLLD) |  |  | Annual line testing | Annual line testing |  | UST Currently In Use: 3; UST Temp Close: 0; AST Currently In Use: 0; AST Temp Closed: 0 | 3 | 0 | 2 | 25458-101-004254 | LIONS PRIDE PROPERTY INC
43384 | Permanently Closed | 2007-12-14 | 1992-02-01 | 2009-12-14 | Petroleum | Unleaded gasoline | Unleaded gasoline | Retail | Fiberglass coated steel | Fiberglass coated steel | Other |  | Fiberglass reinforced plastic |  | 1901-01-01 | Catchment Basin | Audible high level alarm At 90% full | Audible high level alarm At 90% full | Interstitial Monitoring within Secondary Containment |  | Continuous Automatic Tank Gauge |  | Automatic shutoff device (AELLD) | Automatic shutoff device (AELLD) | Interstitial Monitoring within Secondary Containment |  | Continuous alarm system | Continuous alarm system |  | UST Currently In Use: 3; UST Temp Close: 0; AST Currently In Use: 0; AST Temp Closed: 0 | 3 | 0 | 3 | 14001-083-015770 | RACETRAC PETROLEUM, INC.
43385 | Permanently Closed | 2007-12-14 | 1992-02-01 | 2009-12-14 | Petroleum | Mid-grade gasoline | Mid-grade gasoline | Retail | Fiberglass coated steel | Fiberglass coated steel |  |  | Fiberglass reinforced plastic |  | 1901-01-01 | Catchment Basin | Audible high level alarm At 90% full | Audible high level alarm At 90% full | Interstitial Monitoring within Secondary Containment |  | Continuous Automatic Tank Gauge |  | Automatic shutoff device (AELLD) | Automatic shutoff device (AELLD) | Interstitial Monitoring within Secondary Containment |  | Continuous alarm system | Continuous alarm system |  | UST Currently In Use: 3; UST Temp Close: 0; AST Currently In Use: 0; AST Temp Closed: 0 | 3 | 0 | 3 | 14001-083-015770 | RACETRAC PETROLEUM, INC.
43386 | Permanently Closed | 2007-12-14 | 1992-02-01 | 2009-12-14 | Petroleum | Premium gasoline | Premium gasoline | Retail | Fiberglass coated steel | Fiberglass coated steel |  |  | Fiberglass reinforced plastic |  | 1901-01-01 | Catchment Basin | Automatic shutoff device At 95% full | Audible high level alarm At 90% full | Interstitial Monitoring within Secondary Containment |  | Continuous Automatic Tank Gauge |  | Automatic shutoff device (AELLD) | Automatic shutoff device (AELLD) | Interstitial Monitoring within Secondary Containment |  | Continuous alarm system | Continuous alarm system |  | UST Currently In Use: 3; UST Temp Close: 0; AST Currently In Use: 0; AST Temp Closed: 0 | 3 | 0 | 3 | 14001-083-015770 | RACETRAC PETROLEUM, INC.
43387 | Currently in Use |  | 1992-06-15 |  | Petroleum | Unleaded gasoline | Unleaded gasoline | Retail | Steel | Steel | Coated & cathodic protection (sti-P3) |  | Double Wall |  |  | Catchment Basin | Flow Rest 90% Full | Flow Rest 90% Full | Interstitial Monitoring within Secondary Containment |  |  |  | Automatic flow restrictor (MLLD) | Automatic flow restrictor (MLLD) |  |  | Annual line testing | Annual line testing |  | UST Currently In Use: 3; UST Temp Close: 0; AST Currently In Use: 0; AST Temp Closed: 0 | 3 | 0 | 0 | 12920-003-015765 | JUNIOR FOOD STORES OF WEST FLORIDA
43388 | Currently in Use |  | 1992-06-15 |  | Petroleum | Mid-grade gasoline | Mid-grade gasoline | Retail | Steel | Steel | Coated & cathodic protection (sti-P3) |  | Double Wall |  |  | Catchment Basin | Flow Rest 90% Full | Flow Rest 90% Full |  |  | Continuous Automatic Tank Gauge |  | Automatic flow restrictor (MLLD) | Automatic flow restrictor (MLLD) |  |  | Annual line testing | Annual line testing |  | UST Currently In Use: 3; UST Temp Close: 0; AST Currently In Use: 0; AST Temp Closed: 0 | 3 | 0 | 0 | 12920-003-015765 | JUNIOR FOOD STORES OF WEST FLORIDA
43389 | Currently in Use |  | 1992-06-15 |  | Petroleum | Premium gasoline | Premium gasoline | Retail | Steel | Steel | Coated & cathodic protection (sti-P3) |  | Fiberglass reinforced plastic |  |  | Catchment Basin | Flow Rest 90% Full | Flow Rest 90% Full |  |  | Continuous Automatic Tank Gauge |  | Automatic flow restrictor (MLLD) | Automatic flow restrictor (MLLD) |  |  | Annual line testing | Annual line testing |  | UST Currently In Use: 3; UST Temp Close: 0; AST Currently In Use: 0; AST Temp Closed: 0 | 3 | 0 | 0 | 12920-003-015765 | JUNIOR FOOD STORES OF WEST FLORIDA
43390 | Currently in Use |  | 1992-10-22 |  | Petroleum | Unleaded gasoline | Unleaded gasoline | Retail | Steel | Steel | Coated & cathodic protection (sti-P3) |  | Fiberglass reinforced plastic |  |  | Catchment Basin | Flow Rest 90% Full | Flow Rest 90% Full |  |  | Continuous Automatic Tank Gauge |  | Automatic shutoff device (AELLD) | Automatic shutoff device (AELLD) | [5 empty] | UST Currently In Use: 4; UST Temp Close: 0; AST Currently In Use: 0; AST Temp Closed: 0 | 4 | 0 | 0 | 11453-053-015766 | DIAMOND GASOLINE STATIONS, INC.
43391 | Currently in Use |  | 1992-10-22 |  | Petroleum | Unleaded gasoline | Unleaded gasoline | Retail | Steel | Steel | Coated & cathodic protection (sti-P3) |  | Fiberglass reinforced plastic |  |  | Catchment Basin | Flow Rest 90% Full | Flow Rest 90% Full |  |  | Continuous Automatic Tank Gauge |  | Automatic shutoff device (AELLD) | Automatic shutoff device (AELLD) | [5 empty] | UST Currently In Use: 4; UST Temp Close: 0; AST Currently In Use: 0; AST Temp Closed: 0 | 4 | 0 | 0 | 11453-053-015766 | DIAMOND GASOLINE STATIONS, INC.
43392 | Currently in Use |  | 1992-10-22 |  | Petroleum | Premium gasoline | Premium gasoline | Retail | Steel | Steel | Coated & cathodic protection (sti-P3) |  | Fiberglass reinforced plastic |  |  | Catchment Basin | Flow Rest 90% Full | Flow Rest 90% Full |  |  | Continuous Automatic Tank Gauge |  | Automatic shutoff device (AELLD) | Automatic shutoff device (AELLD) | [5 empty] | UST Currently In Use: 4; UST Temp Close: 0; AST Currently In Use: 0; AST Temp Closed: 0 | 4 | 0 | 0 | 11453-053-015766 | DIAMOND GASOLINE STATIONS, INC.
43393 | Currently in Use |  | 1992-10-22 |  | Petroleum | On road diesel | On road diesel | Retail | Steel | Steel | Coated & cathodic protection (sti-P3) |  | Fiberglass reinforced plastic |  |  | Catchment Basin | Flow Rest 90% Full | Flow Rest 90% Full |  |  | Continuous Automatic Tank Gauge |  | Automatic shutoff device (AELLD) | Automatic shutoff device (AELLD) | [5 empty] | UST Currently In Use: 4; UST Temp Close: 0; AST Currently In Use: 0; AST Temp Closed: 0 | 4 | 0 | 0 | 11453-053-015766 | DIAMOND GASOLINE STATIONS, INC.
43394 | Currently in Use |  | 1990-10-15 |  | Petroleum | Unleaded gasoline | Unleaded gasoline | Retail | Steel | Steel | Coated & cathodic protection (sti-P3) |  | Fiberglass reinforced plastic |  |  | Catchment Basin | Flow Rest 90% Full | Flow Rest 90% Full |  |  | Continuous Automatic Tank Gauge |  | Containment Sump | Automatic flow restrictor (MLLD) |  |  | Annual line testing | Annual line testing |  | UST Currently In Use: 2; UST Temp Close: 0; AST Currently In Use: 0; AST Temp Closed: 0 | 2 | 0 | 0 | 25616-097-014987 | JAMIL HAIFA
43395 | Currently in Use |  | 1990-10-15 |  | Petroleum | Premium gasoline | Premium gasoline | Retail | Steel | Steel | Coated & cathodic protection (sti-P3) |  | Fiberglass reinforced plastic |  |  | Catchment Basin | Flow Rest 90% Full | Flow Rest 90% Full |  |  | Continuous Automatic Tank Gauge |  | Containment Sump | Automatic flow restrictor (MLLD) |  |  | Annual line testing | Annual line testing |  | UST Currently In Use: 2; UST Temp Close: 0; AST Currently In Use: 0; AST Temp Closed: 0 | 2 | 0 | 0 | 25616-097-014987 | JAMIL HAIFA
43398 | Permanently Closed | 1994-04-14 | 1901-01-01 | 1994-04-14 | Petroleum | Unleaded gasoline | Unleaded gasoline |  |  |  |  | Painted or None |  |  | 1901-01-01 | [14 empty] | UST Currently In Use: 0; UST Temp Close: 0; AST Currently In Use: 0; AST Temp Closed: 0 | 0 | 0 | 3 | 10714-073-004293 | BRUNOS INC
43399 | Permanently Closed | 1994-04-14 | 1901-01-01 | 1994-04-14 | Petroleum | Unleaded gasoline | Unleaded gasoline |  |  |  |  | Painted or None |  |  | 1901-01-01 | [14 empty] | UST Currently In Use: 0; UST Temp Close: 0; AST Currently In Use: 0; AST Temp Closed: 0 | 0 | 0 | 3 | 10714-073-004293 | BRUNOS INC
43400 | Permanently Closed | 1996-06-17 | 1988-08-24 | 1996-06-17 | Petroleum | Unleaded gasoline | Unleaded gasoline | Bulk facility | Fiberglass reinforced plastic | Fiberglass reinforced plastic |  |  | Fiberglass reinforced plastic |  | 1901-01-01 | Catchment Basin | [13 empty] | UST Currently In Use: 0; UST Temp Close: 0; AST Currently In Use: 0; AST Temp Closed: 0 | 0 | 0 | 2 | 17914-073-015832 | LAIDLAW TRANSIT INC
43401 | Permanently Closed | 1996-06-17 | 1988-08-24 | 1996-06-17 | Petroleum | On road diesel | On road diesel | Bulk facility | Fiberglass reinforced plastic | Fiberglass reinforced plastic |  |  | Fiberglass reinforced plastic |  | 1901-01-01 | Catchment Basin | [13 empty] | UST Currently In Use: 0; UST Temp Close: 0; AST Currently In Use: 0; AST Temp Closed: 0 | 0 | 0 | 2 | 17914-073-015832 | LAIDLAW TRANSIT INC
43402 | Cannot Locate or abandoned | 1996-07-01 | 1962-06-01 |  | Petroleum | Used oil | Used oil |  |  |  |  | Painted or None |  |  | 1901-01-01 | [14 empty] | UST Currently In Use: 0; UST Temp Close: 0; AST Currently In Use: 0; AST Temp Closed: 0 | 0 | 0 | 5 | 11402-043-008174 | DEAN OIL CO INC
43404 | Permanently Closed | 2019-11-03 | 1992-10-01 | 2020-08-05 | Petroleum | Unleaded gasoline | Unleaded gasoline | Retail | Single Wall | Single Wall | Coated & cathodic protection (sti-P3) |  | Single Wall |  |  | Catchment Basin | Flow Rest 90% Full | Flow Rest 90% Full |  |  | Continuous Automatic Tank Gauge |  | Automatic flow restrictor (MLLD) | Automatic flow restrictor (MLLD) |  |  | Annual line testing | Annual line testing |  | UST Currently In Use: 0; UST Temp Close: 0; AST Currently In Use: 0; AST Temp Closed: 0 | 0 | 0 | 3 | 14001-015-015833 | RACETRAC PETROLEUM, INC.
43405 | Permanently Closed | 2019-11-03 | 1992-10-01 | 2020-08-05 | Petroleum | Premium gasoline | Premium gasoline | Retail | Single Wall | Single Wall | Coated & cathodic protection (sti-P3) |  | Single Wall |  |  | Catchment Basin | Flow Rest 90% Full | Flow Rest 90% Full |  |  | Continuous Automatic Tank Gauge |  | Automatic flow restrictor (MLLD) | Automatic flow restrictor (MLLD) |  |  | Annual line testing | Annual line testing |  | UST Currently In Use: 0; UST Temp Close: 0; AST Currently In Use: 0; AST Temp Closed: 0 | 0 | 0 | 3 | 14001-015-015833 | RACETRAC PETROLEUM, INC.
43406 | Permanently Closed | 2019-11-03 | 1992-10-01 | 2020-08-05 | Petroleum | On road diesel | On road diesel | Retail | Steel | Single Wall | Coated & cathodic protection (sti-P3) |  | Fiberglass reinforced plastic |  |  | Catchment Basin | Flow Rest 90% Full | Flow Rest 90% Full |  |  | Continuous Automatic Tank Gauge |  | Automatic flow restrictor (MLLD) | Automatic flow restrictor (MLLD) |  |  | Annual line testing | Annual line testing |  | UST Currently In Use: 0; UST Temp Close: 0; AST Currently In Use: 0; AST Temp Closed: 0 | 0 | 0 | 3 | 14001-015-015833 | RACETRAC PETROLEUM, INC.
43407 | Currently in Use |  | 1992-01-29 |  | Petroleum | Unleaded gasoline | Unleaded gasoline | Industrial | Double Wall | Double Wall |  |  | Fiberglass reinforced plastic |  | 1901-01-01 | Catchment Basin | Automatic shutoff device At 95% full | Automatic shutoff device At 95% full | Interstitial Monitoring within Secondary Containment |  | Automatic Tank Gauge | [8 empty] | UST Currently In Use: 2; UST Temp Close: 0; AST Currently In Use: 0; AST Temp Closed: 0 | 2 | 0 | 4 | 22342-117-003348 | INVERNESS HOLDINGS, LLC
43408 | Currently in Use |  | 1992-01-29 |  | Petroleum | Other, OFF ROAD | Other | Industrial | DBWALL | Fiberglass reinforced plastic |  |  | Fiberglass reinforced plastic |  | 1901-01-01 | Catchment Basin | Automatic shutoff device At 95% full | Automatic shutoff device At 95% full | Interstitial Monitoring within Secondary Containment |  | Automatic Tank Gauge | [8 empty] | UST Currently In Use: 2; UST Temp Close: 0; AST Currently In Use: 0; AST Temp Closed: 0 | 2 | 0 | 4 | 22342-117-003348 | INVERNESS HOLDINGS, LLC
43412 | Temporary Closed | 2016-06-09 | 1983-08-13 |  | Petroleum | Unleaded gasoline | Unleaded gasoline | Retail | Steel | Steel | Field installed cathodic protection |  | Steel |  |  | Catchment Basin | Automatic shutoff device At 95% full | Automatic shutoff device At 95% full |  |  | Statistical Inventory Reconciliation (SIR) | [8 empty] | UST Currently In Use: 0; UST Temp Close: 2; AST Currently In Use: 0; AST Temp Closed: 0 | 0 | 2 | 0 | 22840-073-015834 | QUICK & FAST INC DBA EZ STOP
43413 | Temporary Closed | 2016-06-09 | 1983-08-13 |  | Petroleum | Unleaded gasoline | Unleaded gasoline | Retail | Steel | Steel | Field installed cathodic protection |  | Steel |  |  |  | Automatic shutoff device At 95% full | Automatic shutoff device At 95% full |  |  | Statistical Inventory Reconciliation (SIR) | [8 empty] | UST Currently In Use: 0; UST Temp Close: 2; AST Currently In Use: 0; AST Temp Closed: 0 | 0 | 2 | 0 | 22840-073-015834 | QUICK & FAST INC DBA EZ STOP
43414 | Currently in Use |  | 1992-06-01 |  | Petroleum | Unleaded gasoline | Unleaded gasoline | Retail | Fiberglass reinforced plastic | Fiberglass reinforced plastic |  |  | Fiberglass reinforced plastic |  | 1901-01-01 | Catchment Basin | Audible high level alarm At 90% full | Audible high level alarm At 90% full | Interstitial Monitoring within Secondary Containment |  | Automatic Tank Gauge |  | Automatic flow restrictor (MLLD) | Automatic flow restrictor (MLLD) | Interstitial Monitoring within Secondary Containment |  | Continuous alarm system | Annual line testing |  | UST Currently In Use: 2; UST Temp Close: 1; AST Currently In Use: 0; AST Temp Closed: 0 | 2 | 1 | 2 | 25458-101-004989 | LIONS PRIDE PROPERTY INC
43415 | Currently in Use |  | 1992-06-01 |  | Petroleum | Unleaded gasoline | Unleaded gasoline | Retail | Fiberglass reinforced plastic | Fiberglass reinforced plastic |  |  | Fiberglass reinforced plastic |  | 1901-01-01 | Catchment Basin | Audible high level alarm At 90% full | Audible high level alarm At 90% full | Interstitial Monitoring within Secondary Containment |  | Automatic Tank Gauge |  | Containment Sump | Automatic flow restrictor (MLLD) | Interstitial Monitoring within Secondary Containment |  | Annual line testing | Annual line testing |  | UST Currently In Use: 2; UST Temp Close: 1; AST Currently In Use: 0; AST Temp Closed: 0 | 2 | 1 | 2 | 25458-101-004989 | LIONS PRIDE PROPERTY INC
43416 | Temporary Closed | 2023-01-01 | 1992-06-01 |  | Petroleum | Unleaded gasoline | Unleaded gasoline | Retail | Fiberglass reinforced plastic | Fiberglass reinforced plastic |  |  | Fiberglass reinforced plastic |  | 1901-01-01 | Catchment Basin | Audible high level alarm At 90% full | Audible high level alarm At 90% full | Interstitial Monitoring within Secondary Containment |  | Automatic Tank Gauge |  | Containment Sump | Automatic flow restrictor (MLLD) | Interstitial Monitoring within Secondary Containment |  | Continuous alarm system | Annual line testing |  | UST Currently In Use: 2; UST Temp Close: 1; AST Currently In Use: 0; AST Temp Closed: 0 | 2 | 1 | 2 | 25458-101-004989 | LIONS PRIDE PROPERTY INC
43417 | Currently in Use |  | 1992-11-18 |  | Petroleum | On road diesel | On road diesel | Retail | Single Wall | Single Wall | Coated & cathodic protection (sti-P3) |  | Single Wall |  |  | Catchment Basin | Automatic shutoff device At 95% full | Automatic shutoff device At 95% full |  |  | Automatic Tank Gauge | [8 empty] | UST Currently In Use: 3; UST Temp Close: 0; AST Currently In Use: 0; AST Temp Closed: 0 | 3 | 0 | 4 | 25255-055-005729 | JAMIE GRANT
43418 | Currently in Use |  | 1992-11-18 |  | Petroleum | Other, 100%OFFRD | Other | Retail | Single Wall | Single Wall | Coated & cathodic protection (sti-P3) |  | Fiberglass reinforced plastic |  |  | Catchment Basin | Automatic shutoff device At 95% full | Automatic shutoff device At 95% full |  |  | Automatic Tank Gauge | [8 empty] | UST Currently In Use: 3; UST Temp Close: 0; AST Currently In Use: 0; AST Temp Closed: 0 | 3 | 0 | 4 | 25255-055-005729 | JAMIE GRANT
43419 | Currently in Use |  | 1992-09-08 |  | Petroleum | Unleaded gasoline | Unleaded gasoline | Retail | Double Wall | Double Wall |  |  | Double Wall |  | 1901-01-01 | Catchment Basin | Automatic shutoff device At 95% full | Automatic shutoff device At 95% full |  |  | Continuous Automatic Tank Gauge |  | Automatic flow restrictor (MLLD) | Automatic flow restrictor (MLLD) |  |  | Continuous alarm system | Annual line testing |  | UST Currently In Use: 3; UST Temp Close: 0; AST Currently In Use: 0; AST Temp Closed: 0 | 3 | 0 | 4 | 19974-073-005297 | ROUND ROBIN ENTERPRISES INC
43420 | Currently in Use |  | 1992-09-08 |  | Petroleum | Unleaded gasoline | Unleaded gasoline | Retail | Double Wall | Double Wall |  |  | Fiberglass reinforced plastic |  | 1901-01-01 | Catchment Basin | Automatic shutoff device At 95% full | Automatic shutoff device At 95% full |  |  | Continuous Automatic Tank Gauge |  | Automatic flow restrictor (MLLD) | Automatic flow restrictor (MLLD) |  |  | Annual line testing | Annual line testing |  | UST Currently In Use: 3; UST Temp Close: 0; AST Currently In Use: 0; AST Temp Closed: 0 | 3 | 0 | 4 | 19974-073-005297 | ROUND ROBIN ENTERPRISES INC
43421 | Currently in Use |  | 1992-09-08 |  | Petroleum | Premium gasoline | Premium gasoline | Retail | Fiberglass reinforced plastic | Double Wall |  |  | 2-PIECES |  | 1901-01-01 | Catchment Basin | Automatic shutoff device At 95% full | Automatic shutoff device At 95% full |  |  | Continuous Automatic Tank Gauge |  | Automatic flow restrictor (MLLD) | Automatic flow restrictor (MLLD) |  |  | Annual line testing | Annual line testing |  | UST Currently In Use: 3; UST Temp Close: 0; AST Currently In Use: 0; AST Temp Closed: 0 | 3 | 0 | 4 | 19974-073-005297 | ROUND ROBIN ENTERPRISES INC
43422 | Currently in Use |  | 1991-07-01 |  | Petroleum | Unleaded gasoline | Unleaded gasoline | Retail | Fiberglass reinforced plastic | Fiberglass reinforced plastic |  |  | Fiberglass reinforced plastic |  | 1901-01-01 | Catchment Basin | Audible high level alarm At 90% full | Audible high level alarm At 90% full |  | PIT LINER | Automatic Tank Gauge |  | Automatic flow restrictor (MLLD) | Automatic flow restrictor (MLLD) | Interstitial Monitoring within Secondary Containment | SENSOR TO ATG | Continuous alarm system | Continuous alarm system |  | UST Currently In Use: 2; UST Temp Close: 0; AST Currently In Use: 0; AST Temp Closed: 0 | 2 | 0 | 5 | 14667-031-002958 | DEPARTMENT OF TRANSPORTATION HIGHWAY
43423 | Currently in Use |  | 1991-07-01 |  | Petroleum | On road diesel | On road diesel | Retail | Fiberglass reinforced plastic | Fiberglass reinforced plastic |  |  | Fiberglass reinforced plastic |  | 1901-01-01 | Catchment Basin | Audible high level alarm At 90% full | Audible high level alarm At 90% full |  | PIT LINER | Automatic Tank Gauge |  | Automatic flow restrictor (MLLD) | Automatic flow restrictor (MLLD) | Interstitial Monitoring within Secondary Containment | SENSOR TO ATG | Continuous alarm system | Continuous alarm system |  | UST Currently In Use: 2; UST Temp Close: 0; AST Currently In Use: 0; AST Temp Closed: 0 | 2 | 0 | 5 | 14667-031-002958 | DEPARTMENT OF TRANSPORTATION HIGHWAY
43424 | Currently in Use |  | 1991-10-18 |  | Petroleum | Unleaded gasoline | Unleaded gasoline | State/federal government | Fiberglass reinforced plastic | Fiberglass reinforced plastic |  |  | Fiberglass reinforced plastic |  | 1901-01-01 | Catchment Basin | Audible high level alarm At 90% full | Audible high level alarm At 90% full |  |  | Continuous Automatic Tank Gauge |  | Automatic flow restrictor (MLLD) | Automatic flow restrictor (MLLD) | Interstitial Monitoring within Secondary Containment | SENSOR TO ATG | Annual line testing | Annual line testing |  | UST Currently In Use: 2; UST Temp Close: 0; AST Currently In Use: 0; AST Temp Closed: 0 | 2 | 0 | 5 | 14667-069-002982 | DEPARTMENT OF TRANSPORTATION HIGHWAY
43425 | Currently in Use |  | 1991-10-18 |  | Petroleum | On road diesel | On road diesel | State/federal government | Fiberglass reinforced plastic | Fiberglass reinforced plastic |  |  | Fiberglass reinforced plastic |  | 1901-01-01 | Catchment Basin | Audible high level alarm At 90% full | Audible high level alarm At 90% full |  |  | Continuous Automatic Tank Gauge |  | Automatic flow restrictor (MLLD) | Automatic flow restrictor (MLLD) | Interstitial Monitoring within Secondary Containment | SENSOR TO ATG | Annual line testing | Annual line testing |  | UST Currently In Use: 2; UST Temp Close: 0; AST Currently In Use: 0; AST Temp Closed: 0 | 2 | 0 | 5 | 14667-069-002982 | DEPARTMENT OF TRANSPORTATION HIGHWAY
43427 | Permanently Closed | 1997-03-01 | 1992-11-17 | 1997-03-26 | Petroleum | On road diesel | On road diesel | State/Federal Government | Fiberglass coated steel | Fiberglass coated steel |  |  | Steel |  | 1901-01-01 |  | Automatic shutoff device At 95% full | Automatic shutoff device At 95% full |  |  | Automatic Tank Gauge | [8 empty] | UST Currently In Use: 0; UST Temp Close: 0; AST Currently In Use: 64; AST Temp Closed: 3 | 0 | 0 | 16 | 15115-125-009115 | UNIV OF ALABAMA HEALTH AND SAFETY
43428 | Permanently Closed | 2019-05-06 | 1992-11-17 | 2019-05-06 | Petroleum | On road diesel | On road diesel | State/Federal Government | Double Wall | Double Wall |  |  | CU IN CONT |  | 1901-01-01 | Catchment Basin | Automatic shutoff device At 95% full | Automatic shutoff device At 95% full | Interstitial Monitoring within Secondary Containment | SENSOR TO ATG | Other |  | Other | Other | Interstitial Monitoring within Secondary Containment | SENSOR TO ATG | Continuous alarm system | Continuous alarm system |  | UST Currently In Use: 0; UST Temp Close: 0; AST Currently In Use: 0; AST Temp Closed: 0 | 0 | 0 | 1 | 16273-073-015835 | UAB DEPT. HEALTH & SAFETY
43429 | Currently in Use |  | 1992-12-07 |  | Petroleum | On road diesel | On road diesel | Industrial | Double Wall | Double Wall |  |  | Single Wall |  | 1901-01-01 | Catchment Basin | Automatic shutoff device At 95% full | Automatic shutoff device At 95% full |  | OTHER | Automatic Tank Gauge | [8 empty] | UST Currently In Use: 2; UST Temp Close: 0; AST Currently In Use: 0; AST Temp Closed: 0 | 2 | 0 | 0 | 17922-043-015836 | INGRAM FARMS
43430 | Currently in Use |  | 1992-12-07 |  | Petroleum | Unleaded gasoline | Unleaded gasoline | Industrial | Fiberglass reinforced plastic | Double Wall |  |  | Fiberglass reinforced plastic |  | 1901-01-01 | Catchment Basin | Automatic shutoff device At 95% full | Automatic shutoff device At 95% full |  | OTHER | Automatic Tank Gauge | [8 empty] | UST Currently In Use: 2; UST Temp Close: 0; AST Currently In Use: 0; AST Temp Closed: 0 | 2 | 0 | 0 | 17922-043-015836 | INGRAM FARMS
43431 | Currently in Use |  | 1990-01-05 |  | Petroleum | Unleaded gasoline | Unleaded gasoline | Retail | Steel | Steel | Coated & cathodic protection (sti-P3) |  | Fiberglass reinforced plastic |  | 1901-01-01 | Catchment Basin | Flow Rest 90% Full | Flow Rest 90% Full |  |  | Continuous Automatic Tank Gauge |  | Automatic flow restrictor (MLLD) | Automatic flow restrictor (MLLD) |  |  | Annual line testing | Annual line testing |  | UST Currently In Use: 4; UST Temp Close: 0; AST Currently In Use: 0; AST Temp Closed: 0 | 4 | 0 | 0 | 24083-057-015718 | SIPSEY RIVER OIL COMPANY
43432 | Currently in Use |  | 1990-01-05 |  | Petroleum | Unleaded gasoline | Unleaded gasoline | Retail | Steel | Steel | Coated & cathodic protection (sti-P3) |  | Fiberglass reinforced plastic |  | 1901-01-01 | Catchment Basin | Flow Rest 90% Full | Flow Rest 90% Full |  |  | Continuous Automatic Tank Gauge |  | Automatic flow restrictor (MLLD) | Automatic flow restrictor (MLLD) |  |  | Other | Annual line testing |  | UST Currently In Use: 4; UST Temp Close: 0; AST Currently In Use: 0; AST Temp Closed: 0 | 4 | 0 | 0 | 24083-057-015718 | SIPSEY RIVER OIL COMPANY
43433 | Currently in Use |  | 1990-01-05 |  | Petroleum | Premium gasoline | Premium gasoline | Retail | Steel | Steel | Coated & cathodic protection (sti-P3) |  | Fiberglass reinforced plastic |  | 1901-01-01 | Catchment Basin | Flow Rest 90% Full | Flow Rest 90% Full |  |  | Continuous Automatic Tank Gauge |  | Automatic flow restrictor (MLLD) | Automatic flow restrictor (MLLD) |  |  | Annual line testing | Annual line testing |  | UST Currently In Use: 4; UST Temp Close: 0; AST Currently In Use: 0; AST Temp Closed: 0 | 4 | 0 | 0 | 24083-057-015718 | SIPSEY RIVER OIL COMPANY
43434 | Currently in Use |  | 1990-01-05 |  | Petroleum | On road diesel | On road diesel | Retail | Steel | Steel | Coated & cathodic protection (sti-P3) |  | Fiberglass reinforced plastic |  | 1901-01-01 | Catchment Basin | Flow Rest 90% Full | Flow Rest 90% Full |  |  | Continuous Automatic Tank Gauge |  | Automatic flow restrictor (MLLD) | Automatic flow restrictor (MLLD) |  |  | Annual line testing | Annual line testing |  | UST Currently In Use: 4; UST Temp Close: 0; AST Currently In Use: 0; AST Temp Closed: 0 | 4 | 0 | 0 | 24083-057-015718 | SIPSEY RIVER OIL COMPANY
43435 | Currently in Use |  | 1992-10-24 |  | Petroleum | Unleaded gasoline | Unleaded gasoline | Retail | Steel | Steel | Coated & cathodic protection (sti-P3) |  | Fiberglass reinforced plastic |  |  | Catchment Basin | Automatic shutoff device At 95% full | Automatic shutoff device At 95% full |  |  | Continuous Automatic Tank Gauge |  | Containment Sump | Automatic shutoff device (AELLD) |  |  | Annual line testing | Annual line testing |  | UST Currently In Use: 3; UST Temp Close: 0; AST Currently In Use: 0; AST Temp Closed: 0 | 3 | 0 | 0 | 13364-003-015767 | MCKENZIE OIL COMPANY, INC.
43436 | Currently in Use |  | 1992-10-24 |  | Petroleum | Premium gasoline | Premium gasoline | Retail | Steel | Steel | Coated & cathodic protection (sti-P3) |  | Double Wall |  |  | Catchment Basin | Automatic shutoff device At 95% full | Automatic shutoff device At 95% full |  |  | Continuous Automatic Tank Gauge |  | Containment Sump | Automatic shutoff device (AELLD) |  |  | Annual line testing | Annual line testing |  | UST Currently In Use: 3; UST Temp Close: 0; AST Currently In Use: 0; AST Temp Closed: 0 | 3 | 0 | 0 | 13364-003-015767 | MCKENZIE OIL COMPANY, INC.
43437 | Permanently Closed | 1993-10-31 | 1984-06-01 | 1995-03-28 | Petroleum | On road diesel | On road diesel | Bulk facility | Steel | Steel |  | Painted or None | Steel |  | 1901-01-01 | Catchment Basin |  |  |  |  | Statistical Inventory Reconciliation (SIR) | [8 empty] | UST Currently In Use: 0; UST Temp Close: 0; AST Currently In Use: 0; AST Temp Closed: 0 | 0 | 0 | 1 | 11845-097-007252 | FLEET TRANSPORT CO
43438 | Permanently Closed | 2003-08-05 | 1992-08-19 | 2003-08-05 | Petroleum | Unleaded gasoline | Unleaded gasoline | Retail | Steel | Steel | Coated & cathodic protection (sti-P3) |  | Fiberglass reinforced plastic |  | 1901-01-01 | Catchment Basin | Automatic shutoff device At 95% full | Automatic shutoff device At 95% full |  |  | Automatic Tank Gauge |  |  |  | Interstitial Monitoring within Secondary Containment |  | Annual line testing | Annual line testing |  | UST Currently In Use: 0; UST Temp Close: 0; AST Currently In Use: 0; AST Temp Closed: 0 | 0 | 0 | 3 | 21731-003-015768 | FSB INVESTMENT LLC
43439 | Permanently Closed | 2003-08-05 | 1992-08-19 | 2003-08-05 | Petroleum | Premium gasoline | Premium gasoline | Retail | Steel | Steel | Coated & cathodic protection (sti-P3) |  | Fiberglass reinforced plastic |  | 1901-01-01 | Catchment Basin | Automatic shutoff device At 95% full | Automatic shutoff device At 95% full |  |  | Automatic Tank Gauge |  |  |  | Interstitial Monitoring within Secondary Containment |  | Annual line testing | Annual line testing |  | UST Currently In Use: 0; UST Temp Close: 0; AST Currently In Use: 0; AST Temp Closed: 0 | 0 | 0 | 3 | 21731-003-015768 | FSB INVESTMENT LLC
43440 | Permanently Closed | 2003-08-05 | 1992-08-19 | 2003-08-05 | Petroleum | On road diesel | On road diesel | Retail | Steel | Steel | Coated & cathodic protection (sti-P3) |  | Fiberglass reinforced plastic |  | 1901-01-01 | Catchment Basin | Automatic shutoff device At 95% full | Automatic shutoff device At 95% full |  |  | Automatic Tank Gauge |  |  |  | Interstitial Monitoring within Secondary Containment |  | Annual line testing | Annual line testing |  | UST Currently In Use: 0; UST Temp Close: 0; AST Currently In Use: 0; AST Temp Closed: 0 | 0 | 0 | 3 | 21731-003-015768 | FSB INVESTMENT LLC
43441 | Permanently Closed | 1998-08-04 | 1969-03-07 | 1998-08-04 | Petroleum | On road diesel | On road diesel | Emergency power generator | Steel | Steel |  | Painted or None | Steel |  | 1901-01-01 | [14 empty] | UST Currently In Use: 0; UST Temp Close: 0; AST Currently In Use: 0; AST Temp Closed: 0 | 0 | 0 | 1 | 17953-025-015769 | GROVE HILL MEMORIAL HOSPITAL
43442 | Permanently Closed | 1998-12-19 | 1969-01-05 | 1998-12-19 | Petroleum | On road diesel | On road diesel | Emergency Power Generator | Steel | Steel |  |  | Steel |  | 1901-01-01 | [14 empty] | UST Currently In Use: 0; UST Temp Close: 0; AST Currently In Use: 0; AST Temp Closed: 0 | 0 | 0 | 1 | 17954-003-015770 | NORTH BALDWIN HOSPITAL
43443 | Currently in Use |  | 1992-09-15 |  | Petroleum | Unleaded gasoline | Unleaded gasoline | Retail | Steel | Single Wall | Coated & cathodic protection (sti-P3) |  | Flexible | APT |  | Catchment Basin | Automatic shutoff device At 95% full | Automatic shutoff device At 95% full |  |  | Continuous Automatic Tank Gauge |  | Automatic flow restrictor (MLLD) | Automatic flow restrictor (MLLD) |  |  | Annual line testing | Annual line testing |  | UST Currently In Use: 3; UST Temp Close: 0; AST Currently In Use: 0; AST Temp Closed: 0 | 3 | 0 | 0 | 22176-073-003009 | CIRCLE K
43444 | Currently in Use |  | 1992-09-15 |  | Petroleum | Premium gasoline | Premium gasoline | Retail | Single Wall | Single Wall | Coated & cathodic protection (sti-P3) |  | Flexible | APT |  | Catchment Basin | Automatic shutoff device At 95% full | Automatic shutoff device At 95% full |  |  | Continuous Automatic Tank Gauge |  | Automatic flow restrictor (MLLD) | Automatic flow restrictor (MLLD) |  |  | Annual line testing | Annual line testing |  | UST Currently In Use: 3; UST Temp Close: 0; AST Currently In Use: 0; AST Temp Closed: 0 | 3 | 0 | 0 | 22176-073-003009 | CIRCLE K
43445 | Currently in Use |  | 1992-10-05 |  | Petroleum | Unleaded gasoline | Unleaded gasoline | Retail | Double Wall | Double Wall |  |  | Double Wall |  | 1901-01-01 | Catchment Basin | Flow Rest 90% Full | Flow Rest 90% Full |  |  | Continuous Automatic Tank Gauge |  | Containment Sump | Automatic shutoff device (AELLD) |  |  | Continuous alarm system | Continuous alarm system |  | UST Currently In Use: 3; UST Temp Close: 0; AST Currently In Use: 0; AST Temp Closed: 0 | 3 | 0 | 0 | 25265-089-015771 | LGWS/CROSS AMERICA PARTNERS
43446 | Currently in Use |  | 1992-10-05 |  | Petroleum | Unleaded gasoline | Unleaded gasoline | Retail | Double Wall | Double Wall |  |  | Double Wall |  | 1901-01-01 | Catchment Basin | Flow Rest 90% Full | Flow Rest 90% Full |  |  | Continuous Automatic Tank Gauge |  | Containment Sump | Automatic shutoff device (AELLD) |  |  | Continuous alarm system | Continuous alarm system |  | UST Currently In Use: 3; UST Temp Close: 0; AST Currently In Use: 0; AST Temp Closed: 0 | 3 | 0 | 0 | 25265-089-015771 | LGWS/CROSS AMERICA PARTNERS
43447 | Currently in Use |  | 1992-09-15 |  | Petroleum | On road diesel | On road diesel | Retail | Steel | Single Wall | Coated & cathodic protection (sti-P3) |  | Double Wall | APT |  | Catchment Basin | Automatic shutoff device At 95% full | Automatic shutoff device At 95% full |  |  | Continuous Automatic Tank Gauge |  | Containment Sump | Automatic flow restrictor (MLLD) |  |  | Annual line testing | Annual line testing |  | UST Currently In Use: 3; UST Temp Close: 0; AST Currently In Use: 0; AST Temp Closed: 0 | 3 | 0 | 0 | 22176-073-003009 | CIRCLE K
43448 | Currently in Use |  | 1991-12-02 |  | Petroleum | Unleaded gasoline | Unleaded gasoline | Local Government | Fiberglass reinforced plastic | Fiberglass reinforced plastic |  |  | Fiberglass reinforced plastic |  | 1901-01-01 | Catchment Basin | Audible high level alarm At 90% full | Audible high level alarm At 90% full |  |  | Continuous Automatic Tank Gauge | [8 empty] | UST Currently In Use: 2; UST Temp Close: 0; AST Currently In Use: 0; AST Temp Closed: 0 | 2 | 0 | 2 | 17334-003-015457 | CITY OF DAPHNE
43449 | Currently in Use |  | 1991-12-02 |  | Petroleum | On road diesel | On road diesel | Industrial | Fiberglass reinforced plastic | Fiberglass reinforced plastic |  |  | Fiberglass reinforced plastic |  | 1901-01-01 | Catchment Basin | Audible high level alarm At 90% full | Audible high level alarm At 90% full |  |  | Continuous Automatic Tank Gauge | [8 empty] | UST Currently In Use: 2; UST Temp Close: 0; AST Currently In Use: 0; AST Temp Closed: 0 | 2 | 0 | 2 | 17334-003-015457 | CITY OF DAPHNE
43450 | Currently in Use |  | 1991-10-30 |  | Petroleum | Unleaded gasoline | Unleaded gasoline | Retail | Double Wall | Double Wall | Other |  | Double Wall |  |  | Catchment Basin | Flow Rest 90% Full | Flow Rest 90% Full |  |  | Statistical Inventory Reconciliation (SIR) | Single walled submersible pump containment sump | Automatic flow restrictor (MLLD) | Automatic flow restrictor (MLLD) |  |  | Annual line testing | Annual line testing |  | UST Currently In Use: 3; UST Temp Close: 0; AST Currently In Use: 1; AST Temp Closed: 0 | 3 | 0 | 3 | 13856-103-013508 | PETROLEUM SALES, INC.
43451 | Currently in Use |  | 1991-10-30 |  | Petroleum | Unleaded gasoline | Unleaded gasoline | Retail | Double Wall | Double Wall | Other |  | Fiberglass reinforced plastic |  |  | Catchment Basin | Flow Rest 90% Full | Flow Rest 90% Full |  |  | Statistical Inventory Reconciliation (SIR) | Single walled submersible pump containment sump | Containment Sump | Automatic flow restrictor (MLLD) |  |  | Annual line testing | Annual line testing |  | UST Currently In Use: 3; UST Temp Close: 0; AST Currently In Use: 1; AST Temp Closed: 0 | 3 | 0 | 3 | 13856-103-013508 | PETROLEUM SALES, INC.
43452 | Currently in Use |  | 1991-10-30 |  | Petroleum | On road diesel | On road diesel | Retail | Steel | Double Wall | TOTAL CONT |  | Double Wall |  |  | Catchment Basin | Flow Rest 90% Full | Flow Rest 90% Full |  |  | Statistical Inventory Reconciliation (SIR) | Single walled submersible pump containment sump | Containment Sump | Automatic flow restrictor (MLLD) |  |  | Annual line testing | Annual line testing |  | UST Currently In Use: 3; UST Temp Close: 0; AST Currently In Use: 1; AST Temp Closed: 0 | 3 | 0 | 3 | 13856-103-013508 | PETROLEUM SALES, INC.
43454 | Permanently Closed | 2000-01-01 | 1992-09-28 |  | Petroleum | Unleaded gasoline | Unleaded gasoline | Retail | Fiberglass coated steel | Fiberglass coated steel |  |  | Fiberglass reinforced plastic |  | 1901-01-01 | Catchment Basin | Flow Rest 90% Full | Flow Rest 90% Full |  |  | Statistical Inventory Reconciliation (SIR) | [8 empty] | UST Currently In Use: 3; UST Temp Close: 0; AST Currently In Use: 0; AST Temp Closed: 0 | 3 | 0 | 4 | 23563-051-003382 | Tallassee Y LLC
43455 | Currently in Use |  | 1992-09-12 |  | Petroleum | Unleaded gasoline | Unleaded gasoline | Retail | Steel | Steel | Coated & cathodic protection (sti-P3) |  | Fiberglass reinforced plastic |  |  | Catchment Basin | Automatic shutoff device At 95% full | Automatic shutoff device At 95% full |  |  | Continuous Automatic Tank Gauge | [8 empty] | UST Currently In Use: 1; UST Temp Close: 0; AST Currently In Use: 1; AST Temp Closed: 0 | 1 | 0 | 4 | 25674-017-010275 | EAST ALABAMA LUMBER
43456 | Permanently Closed | 1998-09-02 | 1991-08-06 | 1998-09-02 | Petroleum | Unleaded gasoline | Unleaded gasoline | State/federal government | Fiberglass reinforced plastic | Fiberglass reinforced plastic |  |  | Fiberglass reinforced plastic |  | 1901-01-01 | Catchment Basin | Flow Rest 90% Full | Flow Rest 90% Full | Interstitial Monitoring within Secondary Containment |  | Automatic Tank Gauge |  |  |  | Interstitial Monitoring within Secondary Containment |  | Statistical inventory reconciliation (SIR) | Statistical inventory reconciliation (SIR) |  | UST Currently In Use: 0; UST Temp Close: 0; AST Currently In Use: 0; AST Temp Closed: 0 | 0 | 0 | 2 | 19614-077-009176 | POSTMASTER
43457 | Temporary Closed | 2010-07-31 | 1990-02-08 |  | Petroleum | Premium gasoline | Premium gasoline | Industrial | Fiberglass reinforced plastic | Fiberglass reinforced plastic |  |  | Fiberglass reinforced plastic |  | 1901-01-01 | Catchment Basin | Automatic shutoff device At 95% full | Automatic shutoff device At 95% full |  |  | Continuous Automatic Tank Gauge | [8 empty] | UST Currently In Use: 0; UST Temp Close: 1; AST Currently In Use: 0; AST Temp Closed: 0 | 0 | 1 | 0 | 21142-121-015539 | TALLADEGA MUNICIPAL AIRPORT BOARD
43458 | Temporary Closed | 2002-01-01 | 1990-10-15 |  | Petroleum | On road diesel | On road diesel |  | Fiberglass reinforced plastic | Fiberglass reinforced plastic |  |  | Fiberglass reinforced plastic |  | 1901-01-01 | Catchment Basin | Flow Rest 90% Full | Flow Rest 90% Full |  |  | Automatic Tank Gauge | [8 empty] | UST Currently In Use: 0; UST Temp Close: 1; AST Currently In Use: 0; AST Temp Closed: 0 | 0 | 1 | 1 | 24467-027-009367 | BIBB GRAVES ALUMNI ASSOCIATION
43459 | Currently in Use |  | 1990-10-22 |  | Petroleum | On road diesel | On road diesel | Local government | Fiberglass reinforced plastic | Fiberglass reinforced plastic |  |  | Fiberglass reinforced plastic |  | 1901-01-01 | Catchment Basin | Flow Rest 90% Full | Flow Rest 90% Full |  |  | Automatic Tank Gauge | [8 empty] | UST Currently In Use: 1; UST Temp Close: 0; AST Currently In Use: 0; AST Temp Closed: 0 | 1 | 0 | 1 | 11111-027-009368 | CLAY COUNTY BOARD OF EDUCATION
43460 | Temporary Closed | 2012-10-26 | 1990-10-08 |  | Petroleum | On road diesel | On road diesel | Farm/Residential tank Less Than 1100 gal (Not Regulated) | Fiberglass reinforced plastic | Fiberglass reinforced plastic |  |  | Fiberglass reinforced plastic |  | 1901-01-01 | Catchment Basin | Flow Rest 90% Full | Flow Rest 90% Full |  |  | Continuous Automatic Tank Gauge | [8 empty] | UST Currently In Use: 0; UST Temp Close: 1; AST Currently In Use: 0; AST Temp Closed: 0 | 0 | 1 | 1 | 11111-027-009369 | CLAY COUNTY BOARD OF EDUCATION
43461 | Temporary Closed | 2002-01-01 | 1990-10-01 |  | Petroleum | On road diesel | On road diesel |  | Fiberglass reinforced plastic | Fiberglass reinforced plastic |  |  | Fiberglass reinforced plastic |  | 1901-01-01 | Catchment Basin | Flow Rest 90% Full | Flow Rest 90% Full |  |  | Automatic Tank Gauge | [8 empty] | UST Currently In Use: 0; UST Temp Close: 1; AST Currently In Use: 0; AST Temp Closed: 0 | 0 | 1 | 1 | 24572-027-009371 | MELLOW VALLEY COMMUNITY CENTER
43462 | Currently in Use |  | 1992-06-15 |  | Petroleum | Unleaded gasoline | Unleaded gasoline | Retail | Fiberglass reinforced plastic | Fiberglass reinforced plastic |  |  | Flexible |  | 1901-01-01 | Catchment Basin | Flow Rest 90% Full | Automatic shutoff device At 95% full |  |  | Continuous Automatic Tank Gauge |  | Containment Sump | Automatic shutoff device (AELLD) | [5 empty] | UST Currently In Use: 3; UST Temp Close: 0; AST Currently In Use: 0; AST Temp Closed: 0 | 3 | 0 | 0 | 24604-001-015719 | 1679 EAST MAIN STREET
43463 | Currently in Use |  | 1992-06-15 |  | Petroleum | On road diesel | On road diesel | Retail | Fiberglass reinforced plastic | Fiberglass reinforced plastic |  |  | ENVIROFLEX |  | 1901-01-01 | Catchment Basin | Automatic shutoff device At 95% full | Automatic shutoff device At 95% full |  |  | Continuous Automatic Tank Gauge |  | Automatic shutoff device (AELLD) | Automatic shutoff device (AELLD) |  |  | Annual line testing | Annual line testing |  | UST Currently In Use: 3; UST Temp Close: 0; AST Currently In Use: 0; AST Temp Closed: 0 | 3 | 0 | 0 | 24604-001-015719 | 1679 EAST MAIN STREET
43464 | Currently in Use |  | 1992-06-15 |  | Petroleum | Premium gasoline | Premium gasoline | Retail | Fiberglass reinforced plastic | Fiberglass reinforced plastic |  |  | Flexible |  | 1901-01-01 | Catchment Basin | Flow Rest 90% Full | Flow Rest 90% Full |  |  | Continuous Automatic Tank Gauge |  | Automatic shutoff device (AELLD) | Automatic shutoff device (AELLD) |  |  | Annual line testing | Annual line testing |  | UST Currently In Use: 3; UST Temp Close: 0; AST Currently In Use: 0; AST Temp Closed: 0 | 3 | 0 | 0 | 24604-001-015719 | 1679 EAST MAIN STREET
43465 | Permanently Closed | 1999-04-29 | 1992-11-06 | 1999-10-13 | Petroleum | Unleaded gasoline | Unleaded gasoline | Retail | Steel | Steel | Coated & cathodic protection (sti-P3) |  | Fiberglass reinforced plastic |  | 1901-01-01 | Catchment Basin | Flow Rest 90% Full | Automatic shutoff device At 95% full |  |  | Statistical Inventory Reconciliation (SIR) | [5 empty] | Statistical inventory reconciliation (SIR) | Annual line testing |  | UST Currently In Use: 0; UST Temp Close: 0; AST Currently In Use: 0; AST Temp Closed: 0 | 0 | 0 | 4 | 14746-023-002198 | EZ SERVE C STORES INC C/O TITAN MGT
43466 | Permanently Closed | 1999-04-29 | 1992-11-06 | 1999-10-13 | Petroleum | Unleaded gasoline | Unleaded gasoline | Retail | Steel | Steel | Coated & cathodic protection (sti-P3) |  | Fiberglass reinforced plastic |  | 1901-01-01 | Catchment Basin | Flow Rest 90% Full | Automatic shutoff device At 95% full |  |  | Statistical Inventory Reconciliation (SIR) | [5 empty] | Statistical inventory reconciliation (SIR) | Annual line testing |  | UST Currently In Use: 0; UST Temp Close: 0; AST Currently In Use: 0; AST Temp Closed: 0 | 0 | 0 | 4 | 14746-023-002198 | EZ SERVE C STORES INC C/O TITAN MGT
43467 | Permanently Closed | 2018-01-15 | 1992-12-09 | 2019-09-26 | Petroleum | Unleaded gasoline | Unleaded gasoline | Retail | Steel | Steel | Coated & cathodic protection (sti-P3) |  | Fiberglass reinforced plastic |  | 1901-01-01 | Catchment Basin | Flow Rest 90% Full | Flow Rest 90% Full | Interstitial Monitoring within Secondary Containment |  | Automatic Tank Gauge |  | Automatic flow restrictor (MLLD) | Automatic flow restrictor (MLLD) | Interstitial Monitoring within Secondary Containment |  | Continuous alarm system | Continuous alarm system |  | UST Currently In Use: 0; UST Temp Close: 0; AST Currently In Use: 0; AST Temp Closed: 0 | 0 | 0 | 4 | 17956-003-010346 | CHARLIE KICHLER
43468 | Currently in Use |  | 1992-08-30 |  | Petroleum | Unleaded gasoline | Unleaded gasoline | Retail | Steel | Steel | Coated & cathodic protection (sti-P3) |  | Fiberglass reinforced plastic |  |  | Catchment Basin | Automatic shutoff device At 95% full | Automatic shutoff device At 95% full |  |  | Continuous Automatic Tank Gauge |  | Automatic flow restrictor (MLLD) | Automatic flow restrictor (MLLD) |  |  | Annual line testing | Annual line testing |  | UST Currently In Use: 2; UST Temp Close: 0; AST Currently In Use: 3; AST Temp Closed: 0 | 2 | 0 | 4 | 20875-039-005909 | GITTY UP-N-GO, INC.
43469 | Currently in Use |  | 1992-08-30 |  | Petroleum | Premium gasoline | Premium gasoline | Retail | Steel | Steel | Coated & cathodic protection (sti-P3) |  | Fiberglass reinforced plastic |  |  | Catchment Basin | Automatic shutoff device At 95% full | Automatic shutoff device At 95% full |  |  | Continuous Automatic Tank Gauge |  | Automatic flow restrictor (MLLD) | Automatic flow restrictor (MLLD) |  |  | Annual line testing | Annual line testing |  | UST Currently In Use: 2; UST Temp Close: 0; AST Currently In Use: 3; AST Temp Closed: 0 | 2 | 0 | 4 | 20875-039-005909 | GITTY UP-N-GO, INC.
43470 | Temporary Closed | 2017-07-06 | 1992-11-09 |  | Petroleum | On road diesel | On road diesel | Emergency Power Generator | Double Wall | Double Wall |  |  | Double Wall |  | 1901-01-01 | Other | Flow Rest 90% Full | Audible high level alarm At 90% full | Interstitial Monitoring within Secondary Containment |  | Automatic Tank Gauge |  | GENERATOR | Other | [5 empty] | UST Currently In Use: 0; UST Temp Close: 2; AST Currently In Use: 0; AST Temp Closed: 0 | 0 | 2 | 1 | 25160-073-015709 | UNIV OF ALA HEALTH SVC FOUNDATION PC
43471 | Temporary Closed | 2017-07-06 | 1992-12-10 |  | Petroleum | On road diesel | On road diesel | Emergency Power Generator | Double Wall | Double Wall |  |  | DBWALL |  | 1901-01-01 | Other | Audible high level alarm At 90% full | Audible high level alarm At 90% full | Interstitial Monitoring within Secondary Containment |  | Automatic Tank Gauge |  | GENERATOR | Other | Interstitial Monitoring within Secondary Containment |  |  |  |  | UST Currently In Use: 0; UST Temp Close: 2; AST Currently In Use: 0; AST Temp Closed: 0 | 0 | 2 | 1 | 25160-073-015709 | UNIV OF ALA HEALTH SVC FOUNDATION PC
43472 | Currently in Use |  | 1992-12-21 |  | Petroleum | On road diesel | On road diesel | Industrial | Double Wall | Double Wall |  |  | Double Wall |  | 1901-01-01 | Catchment Basin | Audible high level alarm At 90% full | Audible high level alarm At 90% full | Interstitial Monitoring within Secondary Containment | SENSOR TO ATG | Continuous Automatic Tank Gauge |  | Automatic shutoff device (AELLD) | Automatic shutoff device (AELLD) | Interstitial Monitoring within Secondary Containment | SENSOR TO ATG | Continuous alarm system | Continuous alarm system |  | UST Currently In Use: 1; UST Temp Close: 0; AST Currently In Use: 0; AST Temp Closed: 0 | 1 | 0 | 2 | 10146-009-011573 | ALABAMA POWER COMPANY
43473 | Currently in Use |  | 1992-12-16 |  | Petroleum | Unleaded gasoline | Unleaded gasoline | Industrial | Double Wall | Double Wall |  |  | Fiberglass reinforced plastic | APT | 2007-07-03 | Catchment Basin | Audible high level alarm At 90% full | Audible high level alarm At 90% full | Interstitial Monitoring within Secondary Containment | SENSOR TO ATG | Automatic Tank Gauge | Single walled submersible pump containment sump | Automatic shutoff device (AELLD) | Automatic shutoff device (AELLD) |  | SENSOR TO ATG | Continuous alarm system | Continuous alarm system |  | UST Currently In Use: 2; UST Temp Close: 0; AST Currently In Use: 0; AST Temp Closed: 0 | 2 | 0 | 2 | 10146-073-010988 | ALABAMA POWER COMPANY
43474 | Currently in Use |  | 1992-12-16 |  | Petroleum | On road diesel | On road diesel | Industrial | Double Wall | Double Wall |  |  | Double Wall | APT | 2007-07-03 | Catchment Basin | Audible high level alarm At 90% full | Audible high level alarm At 90% full | Interstitial Monitoring within Secondary Containment | SENSOR TO ATG | Automatic Tank Gauge | Single walled submersible pump containment sump | Automatic shutoff device (AELLD) | Automatic shutoff device (AELLD) |  |  | REQIRED | Continuous alarm system |  | UST Currently In Use: 2; UST Temp Close: 0; AST Currently In Use: 0; AST Temp Closed: 0 | 2 | 0 | 2 | 10146-073-010988 | ALABAMA POWER COMPANY
43475 | Currently in Use |  | 1992-10-12 |  | Petroleum | On road diesel | On road diesel | Retail | Steel | Single Wall | Coated & cathodic protection (sti-P3) |  | Double Wall |  |  | Catchment Basin | Automatic shutoff device At 95% full | Automatic shutoff device At 95% full |  |  | Continuous Automatic Tank Gauge |  | Automatic flow restrictor (MLLD) | Automatic flow restrictor (MLLD) | Interstitial Monitoring within Secondary Containment | SENSOR TO ATG | Continuous alarm system | Annual line testing |  | UST Currently In Use: 3; UST Temp Close: 0; AST Currently In Use: 0; AST Temp Closed: 0 | 3 | 0 | 0 | 25244-089-006200 | MEX NORTH ALABAMA, LLC.
43476 | Currently in Use |  | 1992-10-12 |  | Petroleum | Premium gasoline | Premium gasoline | Retail | Single Wall | Single Wall | Coated & cathodic protection (sti-P3) |  | Double Wall |  |  | Catchment Basin | Automatic shutoff device At 95% full | Automatic shutoff device At 95% full |  |  | Continuous Automatic Tank Gauge |  | Automatic flow restrictor (MLLD) | Automatic flow restrictor (MLLD) | Interstitial Monitoring within Secondary Containment | SENSOR TO ATG | Annual line testing | Annual line testing |  | UST Currently In Use: 3; UST Temp Close: 0; AST Currently In Use: 0; AST Temp Closed: 0 | 3 | 0 | 0 | 25244-089-006200 | MEX NORTH ALABAMA, LLC.
43477 | Currently in Use |  | 1992-10-12 |  | Petroleum | Unleaded gasoline | Unleaded gasoline | Retail | Single Wall | Single Wall | Coated & cathodic protection (sti-P3) |  | Fiberglass reinforced plastic |  |  | Catchment Basin | Automatic shutoff device At 95% full | Automatic shutoff device At 95% full |  |  | Continuous Automatic Tank Gauge |  | Automatic flow restrictor (MLLD) | Automatic flow restrictor (MLLD) | Interstitial Monitoring within Secondary Containment | SENSOR TO ATG | Annual line testing | Annual line testing |  | UST Currently In Use: 3; UST Temp Close: 0; AST Currently In Use: 0; AST Temp Closed: 0 | 3 | 0 | 0 | 25244-089-006200 | MEX NORTH ALABAMA, LLC.
43478 | Currently in Use |  | 1992-11-06 |  | Petroleum | On road diesel | On road diesel | Industrial | Steel | Double Wall | Coated & cathodic protection (sti-P3) |  | Double Wall |  |  | Catchment Basin | Automatic shutoff device At 95% full | Automatic shutoff device At 95% full |  |  | Automatic Tank Gauge | [8 empty] | UST Currently In Use: 1; UST Temp Close: 0; AST Currently In Use: 0; AST Temp Closed: 0 | 1 | 0 | 1 | 24510-103-002510 | PARKER TOWING COMPANY INC
43479 | Permanently Closed | 1995-01-01 | 1983-01-01 | 1998-09-18 | Petroleum | Unleaded gasoline | Unleaded gasoline |  | Steel | Steel | Coated & cathodic protection (sti-P3) |  | Steel |  | 1901-01-01 | Catchment Basin | Flow Rest 90% Full | Flow Rest 90% Full | [11 empty] | UST Currently In Use: 0; UST Temp Close: 0; AST Currently In Use: 0; AST Temp Closed: 0 | 0 | 0 | 1 | 17863-079-015772 | BRADFORD BROWN
43480 | Currently in Use |  | 1984-06-01 |  | Petroleum | On road diesel | On road diesel | Retail | Steel | Steel | Field installed cathodic protection |  | Double Wall |  |  | Catchment Basin | Flow Rest 90% Full | Automatic shutoff device At 95% full |  |  | Statistical Inventory Reconciliation (SIR) | [8 empty] | UST Currently In Use: 4; UST Temp Close: 0; AST Currently In Use: 0; AST Temp Closed: 0 | 4 | 0 | 0 | 24845-131-007775 | SHAUN REED
43481 | Permanently Closed | 1998-08-27 | 1982-01-05 | 1998-08-27 | Petroleum | Unleaded gasoline | Unleaded gasoline | Retail |  |  |  |  | Steel |  | 1901-01-01 | [5 empty] | Statistical Inventory Reconciliation (SIR) | [8 empty] | UST Currently In Use: 1; UST Temp Close: 0; AST Currently In Use: 0; AST Temp Closed: 0 | 1 | 0 | 3 | 24596-021-003481 | HOLDEN ENERGY LLC
43482 | Permanently Closed | 1998-08-27 | 1982-01-05 | 1998-08-27 | Petroleum | Unleaded gasoline | Unleaded gasoline | Retail | Steel | Steel |  |  | Steel |  | 1901-01-01 | [5 empty] | Statistical Inventory Reconciliation (SIR) | [8 empty] | UST Currently In Use: 1; UST Temp Close: 0; AST Currently In Use: 0; AST Temp Closed: 0 | 1 | 0 | 3 | 24596-021-003481 | HOLDEN ENERGY LLC
43483 | Temporary Closed | 2005-11-30 | 1992-11-02 |  | Petroleum | Unleaded gasoline | Unleaded gasoline | Bulk facility | Steel | Steel | Coated & cathodic protection (sti-P3) |  | ABOVE-GR |  |  | Catchment Basin | Automatic shutoff device At 95% full | Automatic shutoff device At 95% full |  |  | Statistical Inventory Reconciliation (SIR) |  | ABOVE-GR | Other |  |  | ABOVE-GR | Other |  | UST Currently In Use: 0; UST Temp Close: 4; AST Currently In Use: 0; AST Temp Closed: 0 | 0 | 4 | 0 | 10576-109-015534 | BLACK AND BOTTS OIL CO INC
43486 | Temporary Closed | 2005-11-30 | 1992-11-02 |  | Petroleum | Unleaded gasoline | Unleaded gasoline | Bulk facility | Steel | Steel | Coated & cathodic protection (sti-P3) |  | ABOVE-GR |  |  | Catchment Basin | Automatic shutoff device At 95% full | Automatic shutoff device At 95% full |  |  | Statistical Inventory Reconciliation (SIR) |  | ABOVE-GR | Other |  |  | ABOVE-GR | Other |  | UST Currently In Use: 0; UST Temp Close: 4; AST Currently In Use: 0; AST Temp Closed: 0 | 0 | 4 | 0 | 10576-109-015534 | BLACK AND BOTTS OIL CO INC
43489 | Temporary Closed | 2005-11-30 | 1992-11-02 |  | Petroleum | Unleaded gasoline | Unleaded gasoline | Bulk facility | Steel | Steel | Coated & cathodic protection (sti-P3) |  | ABOVE-GR |  |  | Catchment Basin | Automatic shutoff device At 95% full | Automatic shutoff device At 95% full |  |  | Statistical Inventory Reconciliation (SIR) |  | ABOVE-GR | Other |  |  | ABOVE-GR | Other |  | UST Currently In Use: 0; UST Temp Close: 4; AST Currently In Use: 0; AST Temp Closed: 0 | 0 | 4 | 0 | 10576-109-015534 | BLACK AND BOTTS OIL CO INC
43492 | Temporary Closed | 2005-11-30 | 1992-11-02 |  | Petroleum | On road diesel | On road diesel | Bulk facility | Steel | Steel | Coated & cathodic protection (sti-P3) |  | ABOVE-GR |  |  | Catchment Basin | Automatic shutoff device At 95% full | Automatic shutoff device At 95% full |  |  | Statistical Inventory Reconciliation (SIR) |  | ABOVE-GR | Other |  |  | Other | Other |  | UST Currently In Use: 0; UST Temp Close: 4; AST Currently In Use: 0; AST Temp Closed: 0 | 0 | 4 | 0 | 10576-109-015534 | BLACK AND BOTTS OIL CO INC
43493 | Temporary Closed | 2018-06-01 | 1992-11-10 |  | Petroleum | Unleaded gasoline | Unleaded gasoline | Retail | Steel | Steel | Coated & cathodic protection (sti-P3) |  | Fiberglass reinforced plastic |  |  | Catchment Basin | Flow Rest 90% Full | Automatic shutoff device At 95% full |  |  | Statistical Inventory Reconciliation (SIR) | [8 empty] | UST Currently In Use: 0; UST Temp Close: 3; AST Currently In Use: 0; AST Temp Closed: 0 | 0 | 3 | 3 | 16883-113-014636 | CRAWFORD ROAD GAS AND GROCERY INC
43496 | Temporary Closed | 2018-06-01 | 1992-11-10 |  | Petroleum | Mid-grade gasoline | Mid-grade gasoline | Retail | Steel | Steel | Coated & cathodic protection (sti-P3) |  | Fiberglass reinforced plastic |  |  | Catchment Basin | Automatic shutoff device At 95% full | Automatic shutoff device At 95% full |  |  | Statistical Inventory Reconciliation (SIR) | [8 empty] | UST Currently In Use: 0; UST Temp Close: 3; AST Currently In Use: 0; AST Temp Closed: 0 | 0 | 3 | 3 | 16883-113-014636 | CRAWFORD ROAD GAS AND GROCERY INC
43499 | Temporary Closed | 2018-06-01 | 1992-11-10 |  | Petroleum | Premium gasoline | Premium gasoline | Retail | Steel | Steel | Coated & cathodic protection (sti-P3) |  | Fiberglass reinforced plastic |  |  | Catchment Basin | Automatic shutoff device At 95% full | Automatic shutoff device At 95% full |  |  | Statistical Inventory Reconciliation (SIR) | [8 empty] | UST Currently In Use: 0; UST Temp Close: 3; AST Currently In Use: 0; AST Temp Closed: 0 | 0 | 3 | 3 | 16883-113-014636 | CRAWFORD ROAD GAS AND GROCERY INC
43500 | Currently in Use |  | 1992-07-22 |  | Petroleum | Unleaded gasoline | Unleaded gasoline | Local government | Steel | Steel | Coated & cathodic protection (sti-P3) |  | Fiberglass reinforced plastic |  |  | Catchment Basin | Automatic shutoff device At 95% full | Automatic shutoff device At 95% full |  |  | Automatic Tank Gauge |  | Sump sensor relayed to automatically shut off submersible pump | Automatic flow restrictor (MLLD) | Interstitial Monitoring within Secondary Containment | SENSOR TO ATG |  |  |  | UST Currently In Use: 1; UST Temp Close: 0; AST Currently In Use: 0; AST Temp Closed: 0 | 1 | 0 | 2 | 10170-123-001724 | ALEX CITY BOARD OF EDUCATION
43501 | Currently in Use |  | 1993-01-15 |  | Petroleum | Unleaded gasoline | Unleaded gasoline | Retail | Steel | Steel | Coated & cathodic protection (sti-P3) |  | DBWALL |  |  | Catchment Basin | Flow Rest 90% Full | Automatic shutoff device At 95% full |  |  | Continuous Automatic Tank Gauge |  | Sump sensor relayed to automatically shut off submersible pump | Automatic shutoff device (AELLD) |  |  | MANIFOLDED | Other |  | UST Currently In Use: 3; UST Temp Close: 0; AST Currently In Use: 0; AST Temp Closed: 0 | 3 | 0 | 2 | 20411-117-011281 | DC OIL COMPANY
43503 | Currently in Use |  | 1993-01-15 |  | Petroleum | Premium gasoline | Premium gasoline | Retail | Steel | Steel | Coated & cathodic protection (sti-P3) |  | Fiberglass reinforced plastic |  |  | Catchment Basin | Flow Rest 90% Full | Automatic shutoff device At 95% full |  |  | Continuous Automatic Tank Gauge |  | Automatic shutoff device (AELLD) | Automatic shutoff device (AELLD) | [5 empty] | UST Currently In Use: 3; UST Temp Close: 0; AST Currently In Use: 0; AST Temp Closed: 0 | 3 | 0 | 2 | 20411-117-011281 | DC OIL COMPANY
43504 | Temporary Closed | 2016-09-28 | 1992-12-15 |  | Petroleum | Unleaded gasoline | Unleaded gasoline | Retail | Steel | Single Wall | Coated & cathodic protection (sti-P3) |  | Single Wall |  |  | Catchment Basin | Automatic shutoff device At 95% full | Automatic shutoff device At 95% full |  |  | Continuous Automatic Tank Gauge | Direct Bury submersible pump | [7 empty] | UST Currently In Use: 0; UST Temp Close: 1; AST Currently In Use: 0; AST Temp Closed: 0 | 0 | 1 | 0 | 24752-043-010936 | STACY MCCAIN
43505 | Temporary Closed | 2017-07-20 | 1992-12-20 |  | Petroleum | Unleaded gasoline | Unleaded gasoline | Retail | Steel | Steel | Coated & cathodic protection (sti-P3) |  | Fiberglass reinforced plastic |  |  | Catchment Basin | Flow Rest 90% Full | Flow Rest 90% Full |  |  | Automatic Tank Gauge | [8 empty] | UST Currently In Use: 0; UST Temp Close: 3; AST Currently In Use: 0; AST Temp Closed: 0 | 0 | 3 | 0 | 21317-081-015536 | MICHAEL H KISER
43516 | Temporary Closed | 2016-10-01 | 1992-12-20 |  | Petroleum | On road diesel | On road diesel | Retail | Steel | Steel | Coated & cathodic protection (sti-P3) |  | Fiberglass reinforced plastic |  |  | Catchment Basin | Flow Rest 90% Full | Flow Rest 90% Full |  |  | Automatic Tank Gauge | [8 empty] | UST Currently In Use: 0; UST Temp Close: 3; AST Currently In Use: 0; AST Temp Closed: 0 | 0 | 3 | 0 | 21317-081-015536 | MICHAEL H KISER
43519 | Temporary Closed | 2017-07-14 | 1992-12-20 |  | Petroleum | On road diesel | On road diesel | Retail | Steel | Steel | Coated & cathodic protection (sti-P3) |  | Fiberglass reinforced plastic |  |  | Catchment Basin | Flow Rest 90% Full | Flow Rest 90% Full |  |  | Automatic Tank Gauge | [8 empty] | UST Currently In Use: 0; UST Temp Close: 3; AST Currently In Use: 0; AST Temp Closed: 0 | 0 | 3 | 0 | 21317-081-015536 | MICHAEL H KISER
43537 | Currently in Use |  | 1992-10-27 |  | Petroleum | Unleaded gasoline | Unleaded gasoline | Retail | Double Wall | Double Wall |  |  | Fiberglass reinforced plastic |  | 1901-01-01 | Catchment Basin | Flow Rest 90% Full | Flow Rest 90% Full |  |  | Continuous Automatic Tank Gauge | Single walled under dispenser containment | Automatic shutoff device (AELLD) | Automatic shutoff device (AELLD) |  |  | Automatic electronic line leak detector (AELLD) | Automatic electronic line leak detector (AELLD) | Pressurized Piping | UST Currently In Use: 2; UST Temp Close: 0; AST Currently In Use: 1; AST Temp Closed: 0 | 2 | 0 | 6 | 12300-043-000432 | HAYS AND SON OIL COMPANY, INC.
43538 | Currently in Use |  | 1992-10-27 |  | Petroleum | Premium gasoline | Premium gasoline | Retail | Double Wall | Double Wall |  |  | Fiberglass reinforced plastic |  | 1901-01-01 | Catchment Basin | Flow Rest 90% Full | Flow Rest 90% Full |  |  | Continuous Automatic Tank Gauge | Single walled under dispenser containment | Automatic shutoff device (AELLD) | Automatic shutoff device (AELLD) |  |  | Automatic electronic line leak detector (AELLD) | Automatic electronic line leak detector (AELLD) | Pressurized Piping | UST Currently In Use: 2; UST Temp Close: 0; AST Currently In Use: 1; AST Temp Closed: 0 | 2 | 0 | 6 | 12300-043-000432 | HAYS AND SON OIL COMPANY, INC.
43539 | Temporary Closed | 2007-06-30 | 1990-01-15 |  | Petroleum | Unleaded gasoline | Unleaded gasoline | Retail | Steel | Steel | Coated & cathodic protection (sti-P3) |  | Fiberglass reinforced plastic |  | 1901-01-01 | Catchment Basin | Automatic shutoff device At 95% full | Automatic shutoff device At 95% full |  |  | Statistical Inventory Reconciliation (SIR) | [8 empty] | UST Currently In Use: 0; UST Temp Close: 4; AST Currently In Use: 0; AST Temp Closed: 0 | 0 | 4 | 4 | 21796-109-002739 | MAX REEVES
43542 | Temporary Closed | 2007-06-30 | 1990-01-15 |  | Petroleum | Unleaded gasoline | Unleaded gasoline | Retail | Steel | Steel | Coated & cathodic protection (sti-P3) |  | Fiberglass reinforced plastic |  | 1901-01-01 | Catchment Basin | Automatic shutoff device At 95% full | Automatic shutoff device At 95% full |  |  | Statistical Inventory Reconciliation (SIR) | [8 empty] | UST Currently In Use: 0; UST Temp Close: 4; AST Currently In Use: 0; AST Temp Closed: 0 | 0 | 4 | 4 | 21796-109-002739 | MAX REEVES
43545 | Temporary Closed | 2007-06-30 | 1990-01-15 |  | Petroleum | Unleaded gasoline | Unleaded gasoline | Retail | Steel | Steel | Coated & cathodic protection (sti-P3) |  | Fiberglass reinforced plastic |  | 1901-01-01 | Catchment Basin | Automatic shutoff device At 95% full | Automatic shutoff device At 95% full |  |  | Statistical Inventory Reconciliation (SIR) | [8 empty] | UST Currently In Use: 0; UST Temp Close: 4; AST Currently In Use: 0; AST Temp Closed: 0 | 0 | 4 | 4 | 21796-109-002739 | MAX REEVES
43548 | Temporary Closed | 2007-06-30 | 1990-01-15 |  | Petroleum | On road diesel | On road diesel | Retail | Steel | Steel | Coated & cathodic protection (sti-P3) |  | Fiberglass reinforced plastic |  | 1901-01-01 | Catchment Basin | Automatic shutoff device At 95% full | Automatic shutoff device At 95% full |  |  | Statistical Inventory Reconciliation (SIR) | [8 empty] | UST Currently In Use: 0; UST Temp Close: 4; AST Currently In Use: 0; AST Temp Closed: 0 | 0 | 4 | 4 | 21796-109-002739 | MAX REEVES
43549 | Cannot Locate or abandoned | 2000-01-01 | 1992-04-16 |  | Petroleum | Unleaded gasoline | Unleaded gasoline | Industrial | Steel | Steel | Coated & cathodic protection (sti-P3) |  | Fiberglass reinforced plastic |  | 1901-01-01 | Catchment Basin | Flow Rest 90% Full | Flow Rest 90% Full | [11 empty] | UST Currently In Use: 0; UST Temp Close: 0; AST Currently In Use: 0; AST Temp Closed: 0 | 0 | 0 | 0 | 17870-103-015773 | NURSERY SALES YARD & LANDSCAPING
43550 | Cannot Locate or abandoned | 2000-01-01 | 1992-04-16 |  | Petroleum | On road diesel | On road diesel | Industrial | Steel | Steel | Coated & cathodic protection (sti-P3) |  | Fiberglass reinforced plastic |  | 1901-01-01 | Catchment Basin | Flow Rest 90% Full | Flow Rest 90% Full | [11 empty] | UST Currently In Use: 0; UST Temp Close: 0; AST Currently In Use: 0; AST Temp Closed: 0 | 0 | 0 | 0 | 17870-103-015773 | NURSERY SALES YARD & LANDSCAPING
43551 | Permanently Closed | 2001-05-11 | 1988-03-18 | 2001-08-20 | Petroleum | Unleaded gasoline | Unleaded gasoline | Bulk facility | Steel | Steel | Coated & cathodic protection (sti-P3) |  | Fiberglass reinforced plastic |  | 1901-01-01 | Catchment Basin | Automatic shutoff device At 95% full | Automatic shutoff device At 95% full | [8 empty] | Annual line testing | Annual line testing |  | UST Currently In Use: 0; UST Temp Close: 0; AST Currently In Use: 0; AST Temp Closed: 0 | 0 | 0 | 2 | 17889-011-015542 | CITY OF UNION SPRINGS
43554 | Permanently Closed | 2001-05-11 | 1988-03-18 | 2001-08-20 | Petroleum | Unleaded gasoline | Unleaded gasoline | Local Government | Steel | Steel | Coated & cathodic protection (sti-P3) |  | Fiberglass reinforced plastic |  | 1901-01-01 | Catchment Basin | Automatic shutoff device At 95% full | Automatic shutoff device At 95% full | [8 empty] | Annual line testing | Annual line testing |  | UST Currently In Use: 0; UST Temp Close: 0; AST Currently In Use: 0; AST Temp Closed: 0 | 0 | 0 | 2 | 17889-011-015542 | CITY OF UNION SPRINGS
43571 | Currently in Use |  | 1992-06-23 |  | Petroleum | Premium gasoline | Premium gasoline | Retail | Steel | Steel | Coated & cathodic protection (sti-P3) |  | Fiberglass reinforced plastic |  | 1901-01-01 | Catchment Basin | Flow Rest 90% Full | Flow Rest 90% Full |  |  | Statistical Inventory Reconciliation (SIR) | [8 empty] | UST Currently In Use: 3; UST Temp Close: 0; AST Currently In Use: 0; AST Temp Closed: 0 | 3 | 0 | 0 | 24781-067-015537 | EMMA THOMPSON
43572 | Currently in Use |  | 1992-06-23 |  | Petroleum | On road diesel | On road diesel | Retail | Steel | Steel | Coated & cathodic protection (sti-P3) |  | Fiberglass reinforced plastic |  | 1901-01-01 | Catchment Basin | Flow Rest 90% Full | Flow Rest 90% Full |  |  | Statistical Inventory Reconciliation (SIR) | [8 empty] | UST Currently In Use: 3; UST Temp Close: 0; AST Currently In Use: 0; AST Temp Closed: 0 | 3 | 0 | 0 | 24781-067-015537 | EMMA THOMPSON
43573 | Currently in Use |  | 1992-06-23 |  | Petroleum | Unleaded gasoline | Unleaded gasoline | Retail | Steel | Steel | Field installed cathodic protection |  | Fiberglass reinforced plastic |  | 1901-01-01 | Catchment Basin | Flow Rest 90% Full | Flow Rest 90% Full |  |  | Statistical Inventory Reconciliation (SIR) | [8 empty] | UST Currently In Use: 3; UST Temp Close: 0; AST Currently In Use: 0; AST Temp Closed: 0 | 3 | 0 | 0 | 24781-067-015537 | EMMA THOMPSON
43574 | Permanently Closed | 2011-11-25 | 1992-08-01 | 2012-02-28 | Petroleum | Unleaded gasoline | Unleaded gasoline | Industrial | Fiberglass reinforced plastic | Fiberglass reinforced plastic |  |  | Fiberglass reinforced plastic |  |  | Catchment Basin | Flow Rest 90% Full | Flow Rest 90% Full |  |  | Automatic Tank Gauge | [5 empty] | Annual line testing | Annual line testing |  | UST Currently In Use: 0; UST Temp Close: 0; AST Currently In Use: 0; AST Temp Closed: 0 | 0 | 0 | 3 | 23767-073-015839 | BFI WASTE SERVICES LLC
43575 | Permanently Closed | 2011-05-11 | 1992-08-01 | 2012-02-28 | Petroleum | On road diesel | On road diesel | Industrial | Fiberglass reinforced plastic | Fiberglass reinforced plastic |  |  | Fiberglass reinforced plastic |  |  | Catchment Basin | Flow Rest 90% Full | Flow Rest 90% Full |  |  | Automatic Tank Gauge | [5 empty] | Annual line testing | Annual line testing |  | UST Currently In Use: 0; UST Temp Close: 0; AST Currently In Use: 0; AST Temp Closed: 0 | 0 | 0 | 3 | 23767-073-015839 | BFI WASTE SERVICES LLC
43578 | Currently in Use |  | 1992-12-21 |  | Petroleum | Unleaded gasoline | Unleaded gasoline | Local Government | Fiberglass reinforced plastic | Fiberglass reinforced plastic |  |  | Fiberglass reinforced plastic |  | 1901-01-01 | Catchment Basin | Automatic shutoff device At 95% full | Automatic shutoff device At 95% full |  |  | Continuous Automatic Tank Gauge | [8 empty] | UST Currently In Use: 2; UST Temp Close: 0; AST Currently In Use: 0; AST Temp Closed: 0 | 2 | 0 | 3 | 10994-073-004178 | CITY OF BIRMINGHAM
43579 | Currently in Use |  | 1992-12-21 |  | Petroleum | On road diesel | On road diesel | Industrial | Fiberglass reinforced plastic | Fiberglass reinforced plastic |  |  | Fiberglass reinforced plastic |  | 1901-01-01 | Catchment Basin | Automatic shutoff device At 95% full | Automatic shutoff device At 95% full |  |  | Continuous Automatic Tank Gauge | [8 empty] | UST Currently In Use: 2; UST Temp Close: 0; AST Currently In Use: 0; AST Temp Closed: 0 | 2 | 0 | 3 | 10994-073-004178 | CITY OF BIRMINGHAM
43580 | Permanently Closed | 2001-01-01 | 1991-01-01 | 2003-08-13 | Petroleum | On road diesel | On road diesel |  | Fiberglass reinforced plastic | Fiberglass reinforced plastic |  |  | Fiberglass reinforced plastic |  | 1901-01-01 | Catchment Basin | EXEMPT | Automatic shutoff device At 95% full |  |  | Automatic Tank Gauge | [8 empty] | UST Currently In Use: 0; UST Temp Close: 0; AST Currently In Use: 0; AST Temp Closed: 0 | 0 | 0 | 3 | 21271-015-015814 | CALHOUN CO MCCLELLAN DEVLP AUTHORITY
43581 | Permanently Closed | 2001-01-01 | 1991-01-01 | 2003-08-13 | Petroleum | On road diesel | On road diesel |  | Fiberglass reinforced plastic | Fiberglass reinforced plastic |  |  | Fiberglass reinforced plastic |  | 1901-01-01 | Catchment Basin | EXEMPT | Automatic shutoff device At 95% full |  |  | Automatic Tank Gauge | [8 empty] | UST Currently In Use: 0; UST Temp Close: 0; AST Currently In Use: 0; AST Temp Closed: 0 | 0 | 0 | 3 | 21271-015-015814 | CALHOUN CO MCCLELLAN DEVLP AUTHORITY
43582 | Permanently Closed | 2000-08-25 | 1975-01-01 | 2000-08-25 | Petroleum | On road diesel | On road diesel |  | Steel | Steel | Field installed cathodic protection |  | Steel |  | 1901-01-01 | Catchment Basin | Flow Rest 90% Full | Flow Rest 90% Full |  |  | Automatic Tank Gauge | [8 empty] | UST Currently In Use: 0; UST Temp Close: 0; AST Currently In Use: 0; AST Temp Closed: 0 | 0 | 0 | 3 | 21271-015-015816 | CALHOUN CO MCCLELLAN DEVLP AUTHORITY
43583 | Permanently Closed | 2000-08-25 | 1975-01-01 | 2000-08-25 | Petroleum | On road diesel | On road diesel |  | Steel | Steel | Field installed cathodic protection |  | Steel |  | 1901-01-01 | Catchment Basin | Flow Rest 90% Full | Flow Rest 90% Full |  |  | Automatic Tank Gauge | [8 empty] | UST Currently In Use: 0; UST Temp Close: 0; AST Currently In Use: 0; AST Temp Closed: 0 | 0 | 0 | 3 | 21271-015-015816 | CALHOUN CO MCCLELLAN DEVLP AUTHORITY
43584 | Permanently Closed | 1994-05-13 | 1901-01-01 | 1994-05-13 | Petroleum | Unleaded gasoline | Unleaded gasoline | [7 empty] | 1901-01-01 | [14 empty] | UST Currently In Use: 0; UST Temp Close: 0; AST Currently In Use: 0; AST Temp Closed: 0 | 0 | 0 | 1 | 21271-015-015818 | CALHOUN CO MCCLELLAN DEVLP AUTHORITY
43585 | Permanently Closed | 2010-02-15 | 1901-01-01 |  | Petroleum | Unleaded gasoline | Unleaded gasoline |  | Fiberglass reinforced plastic | Fiberglass reinforced plastic |  |  | Fiberglass reinforced plastic |  | 1901-01-01 |  | Automatic shutoff device At 95% full | Automatic shutoff device At 95% full | [11 empty] | UST Currently In Use: 0; UST Temp Close: 0; AST Currently In Use: 0; AST Temp Closed: 0 | 0 | 0 | 2 | 23286-015-015819 | AMPRO MOLDING, LLC
43586 | Currently in Use |  | 1996-01-01 |  | Petroleum | Unleaded gasoline | Unleaded gasoline | Retail | Steel | Steel | Coated & cathodic protection (sti-P3) |  | Fiberglass reinforced plastic |  |  | Catchment Basin | Flow Rest 90% Full | Flow Rest 90% Full |  |  | Automatic Tank Gauge | [8 empty] | UST Currently In Use: 2; UST Temp Close: 0; AST Currently In Use: 0; AST Temp Closed: 0 | 2 | 0 | 0 | 17891-045-015543 | OZARK STRIPING CO INC
43588 | Currently in Use |  | 1996-01-01 |  | Petroleum | On road diesel | On road diesel | Retail | Steel | Steel | Coated & cathodic protection (sti-P3) |  | Fiberglass reinforced plastic |  |  | Catchment Basin | Flow Rest 90% Full | Flow Rest 90% Full |  |  | Automatic Tank Gauge | [8 empty] | UST Currently In Use: 2; UST Temp Close: 0; AST Currently In Use: 0; AST Temp Closed: 0 | 2 | 0 | 0 | 17891-045-015543 | OZARK STRIPING CO INC
43589 | Permanently Closed | 2012-01-01 | 1901-01-01 | 2012-10-29 | Petroleum | On road diesel | On road diesel | State/federal government | Fiberglass reinforced plastic | Fiberglass reinforced plastic |  |  | Fiberglass reinforced plastic |  | 1901-01-01 | Catchment Basin | Flow Rest 90% Full | Audible high level alarm At 90% full | [11 empty] | UST Currently In Use: 0; UST Temp Close: 0; AST Currently In Use: 0; AST Temp Closed: 0 | 0 | 0 | 1 | 14655-015-015823 | DEPARTMENT OF TRANSPORTATION
43590 | Permanently Closed | 2000-08-30 | 1984-01-01 | 2000-08-30 | Petroleum | Unleaded gasoline | Unleaded gasoline | State/federal government | Fiberglass reinforced plastic | Fiberglass reinforced plastic |  |  | Fiberglass reinforced plastic |  | 1901-01-01 | Catchment Basin | Flow Rest 90% Full | Flow Rest 90% Full | [11 empty] | UST Currently In Use: 0; UST Temp Close: 0; AST Currently In Use: 0; AST Temp Closed: 0 | 0 | 0 | 2 | 11953-015-015821 | US ARMY GARRISON/TRANSITION FORCE
43591 | Permanently Closed | 2000-08-30 | 1984-01-01 | 2000-08-30 | Petroleum | Unleaded gasoline | Unleaded gasoline | State/federal government | Fiberglass reinforced plastic | Fiberglass reinforced plastic |  |  | Fiberglass reinforced plastic |  | 1901-01-01 | Catchment Basin | Flow Rest 90% Full | Flow Rest 90% Full | [11 empty] | UST Currently In Use: 0; UST Temp Close: 0; AST Currently In Use: 0; AST Temp Closed: 0 | 0 | 0 | 2 | 11953-015-015821 | US ARMY GARRISON/TRANSITION FORCE
43592 | Permanently Closed | 2000-02-15 | 1901-01-01 | 2000-09-06 | Petroleum | Unleaded gasoline | Unleaded gasoline | State/federal government | Fiberglass reinforced plastic | Fiberglass reinforced plastic |  |  | Fiberglass reinforced plastic |  | 1901-01-01 | Catchment Basin | Flow Rest 90% Full | Flow Rest 90% Full | [11 empty] | UST Currently In Use: 0; UST Temp Close: 0; AST Currently In Use: 0; AST Temp Closed: 0 | 0 | 0 | 2 | 11953-015-015820 | US ARMY GARRISON/TRANSITION FORCE
43593 | Permanently Closed | 2000-02-15 | 1901-01-01 | 2000-09-06 | Petroleum | Unleaded gasoline | Unleaded gasoline | State/federal government | Fiberglass reinforced plastic | Fiberglass reinforced plastic |  |  | Fiberglass reinforced plastic |  | 1901-01-01 | Catchment Basin | Flow Rest 90% Full | Flow Rest 90% Full | Interstitial Monitoring within Secondary Containment |  | Automatic Tank Gauge | [8 empty] | UST Currently In Use: 0; UST Temp Close: 0; AST Currently In Use: 0; AST Temp Closed: 0 | 0 | 0 | 2 | 11953-015-015820 | US ARMY GARRISON/TRANSITION FORCE
43594 | Currently in Use |  | 1986-03-01 |  | Petroleum | Unleaded gasoline | Unleaded gasoline | Retail | Steel | Single Wall | Coated & cathodic protection (sti-P3) |  | Double Wall |  |  | Catchment Basin | Flow Rest 90% Full | Flow Rest 90% Full |  |  | Continuous Automatic Tank Gauge |  | Automatic flow restrictor (MLLD) | Automatic flow restrictor (MLLD) |  |  | Annual line testing | Annual line testing |  | UST Currently In Use: 3; UST Temp Close: 0; AST Currently In Use: 0; AST Temp Closed: 0 | 3 | 0 | 0 | 24797-073-015841 | JASVIR SINGH
43595 | Currently in Use |  | 1986-03-01 |  | Petroleum | Mid-grade gasoline | Mid-grade gasoline | Retail | Steel | Single Wall | Coated & cathodic protection (sti-P3) |  | 2 PIECES |  |  | Catchment Basin | Flow Rest 90% Full | Flow Rest 90% Full |  |  | Continuous Automatic Tank Gauge |  | Automatic flow restrictor (MLLD) | Automatic flow restrictor (MLLD) |  |  | Annual line testing | Annual line testing |  | UST Currently In Use: 3; UST Temp Close: 0; AST Currently In Use: 0; AST Temp Closed: 0 | 3 | 0 | 0 | 24797-073-015841 | JASVIR SINGH
43598 | Currently in Use |  | 1986-03-01 |  | Petroleum | Premium gasoline | Premium gasoline | Retail | Steel | Single Wall | Coated & cathodic protection (sti-P3) |  | Fiberglass reinforced plastic |  |  | Catchment Basin | Flow Rest 90% Full | Flow Rest 90% Full |  |  | Continuous Automatic Tank Gauge |  | Automatic flow restrictor (MLLD) | Automatic flow restrictor (MLLD) |  |  | Annual line testing | Annual line testing |  | UST Currently In Use: 3; UST Temp Close: 0; AST Currently In Use: 0; AST Temp Closed: 0 | 3 | 0 | 0 | 24797-073-015841 | JASVIR SINGH
43599 | Temporary Closed | 2013-10-01 | 1992-10-14 |  | Petroleum | Unleaded gasoline | Unleaded gasoline | Retail | Double Wall | Double Wall |  |  | Double Wall |  | 1901-01-01 | Catchment Basin | Flow Rest 90% Full | Flow Rest 90% Full |  |  | Continuous Automatic Tank Gauge |  | Automatic flow restrictor (MLLD) | Automatic flow restrictor (MLLD) |  |  | Annual line testing | Annual line testing |  | UST Currently In Use: 0; UST Temp Close: 3; AST Currently In Use: 0; AST Temp Closed: 0 | 0 | 3 | 0 | 23941-121-015544 | MARK DAVIS
43602 | Temporary Closed | 2013-10-01 | 1992-10-14 |  | Petroleum | Mid-grade gasoline | Mid-grade gasoline | Retail | Double Wall | Double Wall |  |  | Double Wall |  | 1901-01-01 | Catchment Basin | Flow Rest 90% Full | Flow Rest 90% Full |  |  | Continuous Automatic Tank Gauge |  | Automatic flow restrictor (MLLD) | Automatic flow restrictor (MLLD) |  |  | Annual line testing | Annual line testing |  | UST Currently In Use: 0; UST Temp Close: 3; AST Currently In Use: 0; AST Temp Closed: 0 | 0 | 3 | 0 | 23941-121-015544 | MARK DAVIS
43605 | Temporary Closed | 2013-10-01 | 1992-10-14 |  | Petroleum | Premium gasoline | Premium gasoline | Retail | Fiberglass reinforced plastic | Double Wall |  |  | Fiberglass reinforced plastic |  | 1901-01-01 | Catchment Basin | Flow Rest 90% Full | Flow Rest 90% Full |  |  | Continuous Automatic Tank Gauge |  | Automatic flow restrictor (MLLD) | Automatic flow restrictor (MLLD) |  |  | Annual line testing | Annual line testing |  | UST Currently In Use: 0; UST Temp Close: 3; AST Currently In Use: 0; AST Temp Closed: 0 | 0 | 3 | 0 | 23941-121-015544 | MARK DAVIS
43606 | Currently in Use |  | 1992-06-15 |  | Petroleum | Unleaded gasoline | Unleaded gasoline | Retail | Steel | Steel | Coated & cathodic protection (sti-P3) |  | Fiberglass reinforced plastic |  |  | Catchment Basin | Flow Rest 90% Full | Flow Rest 90% Full |  |  | Automatic Tank Gauge |  | Containment Sump | Automatic flow restrictor (MLLD) | Interstitial Monitoring within Secondary Containment | SENSOR TO ATG | Continuous alarm system | Continuous alarm system |  | UST Currently In Use: 5; UST Temp Close: 0; AST Currently In Use: 0; AST Temp Closed: 0 | 5 | 0 | 6 | 25643-123-005839 | CENTRAL ALABAMA COMMERCIAL PROP. LLC
43609 | Currently in Use |  | 1992-06-15 |  | Petroleum | Unleaded gasoline | Unleaded gasoline | Retail | Steel | Steel | Coated & cathodic protection (sti-P3) |  | Fiberglass reinforced plastic |  |  | Catchment Basin | Flow Rest 90% Full | Flow Rest 90% Full |  |  | Automatic Tank Gauge |  | Automatic flow restrictor (MLLD) | Automatic flow restrictor (MLLD) | Interstitial Monitoring within Secondary Containment | SENSOR TO ATG | Continuous alarm system | Continuous alarm system |  | UST Currently In Use: 5; UST Temp Close: 0; AST Currently In Use: 0; AST Temp Closed: 0 | 5 | 0 | 6 | 25643-123-005839 | CENTRAL ALABAMA COMMERCIAL PROP. LLC
43612 | Currently in Use |  | 1992-06-15 |  | Petroleum | Premium gasoline | Premium gasoline | Retail | Steel | Steel | Coated & cathodic protection (sti-P3) |  | Fiberglass reinforced plastic |  |  | Catchment Basin | Flow Rest 90% Full | Flow Rest 90% Full |  |  | Automatic Tank Gauge |  | Automatic flow restrictor (MLLD) | Automatic flow restrictor (MLLD) | Interstitial Monitoring within Secondary Containment | SENSOR TO ATG | Continuous alarm system | Continuous alarm system |  | UST Currently In Use: 5; UST Temp Close: 0; AST Currently In Use: 0; AST Temp Closed: 0 | 5 | 0 | 6 | 25643-123-005839 | CENTRAL ALABAMA COMMERCIAL PROP. LLC
43613 | Permanently Closed | 1993-02-24 | 1980-01-01 | 1993-02-24 | Petroleum | Unleaded gasoline | Unleaded gasoline | Industrial | Steel | Steel |  |  | Steel |  | 1901-01-01 | [14 empty] | UST Currently In Use: 1; UST Temp Close: 0; AST Currently In Use: 0; AST Temp Closed: 0 | 1 | 0 | 2 | 17893-121-015545 | TALLADEGA FED CORRRECTAL INSTITUTION
43616 | Permanently Closed | 1993-02-24 | 1980-01-01 | 1993-02-24 | Petroleum | Unleaded gasoline | Unleaded gasoline | Industrial | Steel | Steel |  |  | Steel |  | 1901-01-01 | [14 empty] | UST Currently In Use: 1; UST Temp Close: 0; AST Currently In Use: 0; AST Temp Closed: 0 | 1 | 0 | 2 | 17893-121-015545 | TALLADEGA FED CORRRECTAL INSTITUTION
43619 | Currently in Use |  | 1993-09-27 |  | Petroleum | Unleaded gasoline | Unleaded gasoline | State/federal government | Fiberglass reinforced plastic | Fiberglass reinforced plastic |  |  | Fiberglass reinforced plastic |  | 1901-01-01 | Catchment Basin | Audible high level alarm At 90% full | Audible high level alarm At 90% full |  |  | Automatic Tank Gauge |  | Automatic flow restrictor (MLLD) | Automatic flow restrictor (MLLD) |  |  | Annual line testing | Annual line testing |  | UST Currently In Use: 1; UST Temp Close: 0; AST Currently In Use: 0; AST Temp Closed: 0 | 1 | 0 | 2 | 17893-121-015545 | TALLADEGA FED CORRRECTAL INSTITUTION
43620 | Permanently Closed | 2013-06-18 | 1993-01-22 |  | Petroleum | On road diesel | On road diesel | Industrial | Fiberglass reinforced plastic | Fiberglass reinforced plastic |  |  | Fiberglass reinforced plastic |  | 1901-01-01 | Catchment Basin | Flow Rest 90% Full | Automatic shutoff device At 95% full | Interstitial Monitoring within Secondary Containment | SENSOR TO ATG |  |  | Automatic shutoff device (AELLD) | Automatic shutoff device (AELLD) | [5 empty] | UST Currently In Use: 0; UST Temp Close: 0; AST Currently In Use: 0; AST Temp Closed: 0 | 0 | 0 | 3 | 10146-101-011555 | ALABAMA POWER COMPANY
43621 | Temporary Closed | 2014-07-01 | 1991-10-28 |  | Petroleum | Unleaded gasoline | Unleaded gasoline | Industrial | Steel | Steel | Coated & cathodic protection (sti-P3) |  | Fiberglass reinforced plastic |  |  | Catchment Basin | Flow Rest 90% Full | Flow Rest 90% Full |  |  | Statistical Inventory Reconciliation (SIR) | [8 empty] | UST Currently In Use: 0; UST Temp Close: 1; AST Currently In Use: 0; AST Temp Closed: 0 | 0 | 1 | 1 | 11108-125-005930 | CLAUDINE H PERKINS
43622 | Permanently Closed | 2008-05-30 | 1992-10-15 | 2008-06-17 | Petroleum | Unleaded gasoline | Unleaded gasoline | Retail | Steel | Steel | Coated & cathodic protection (sti-P3) |  | Fiberglass reinforced plastic |  | 1901-01-01 | Catchment Basin | Flow Rest 90% Full | Flow Rest 90% Full |  |  | Automatic Tank Gauge | [5 empty] | Annual line testing | Annual line testing |  | UST Currently In Use: 0; UST Temp Close: 0; AST Currently In Use: 0; AST Temp Closed: 0 | 0 | 0 | 3 | 19011-051-007104 | HOLLEY OIL CO INC
43623 | Permanently Closed | 2008-05-30 | 1992-10-15 | 2008-06-17 | Petroleum | Premium gasoline | Premium gasoline | Retail | Steel | Steel | Coated & cathodic protection (sti-P3) |  | Fiberglass reinforced plastic |  | 1901-01-01 | Catchment Basin | Flow Rest 90% Full | Flow Rest 90% Full |  |  | Automatic Tank Gauge | [5 empty] | Annual line testing | Annual line testing |  | UST Currently In Use: 0; UST Temp Close: 0; AST Currently In Use: 0; AST Temp Closed: 0 | 0 | 0 | 3 | 19011-051-007104 | HOLLEY OIL CO INC
43624 | Permanently Closed | 2008-05-30 | 1992-10-15 | 2008-06-17 | Petroleum | On road diesel | On road diesel | Retail | Steel | Steel | Coated & cathodic protection (sti-P3) |  | Fiberglass reinforced plastic |  | 1901-01-01 | Catchment Basin | Flow Rest 90% Full | Flow Rest 90% Full |  |  | Automatic Tank Gauge | [5 empty] | Annual line testing | Annual line testing |  | UST Currently In Use: 0; UST Temp Close: 0; AST Currently In Use: 0; AST Temp Closed: 0 | 0 | 0 | 3 | 19011-051-007104 | HOLLEY OIL CO INC
43625 | Permanently Closed | 1997-08-01 | 1986-03-01 | 1997-09-04 | Petroleum | Unleaded gasoline | Unleaded gasoline | Retail | Steel | Steel |  |  | Steel |  | 1901-01-01 | [14 empty] | UST Currently In Use: 0; UST Temp Close: 0; AST Currently In Use: 0; AST Temp Closed: 0 | 0 | 0 | 1 | 17960-097-015771 | ROBERT MEADOR WAREHOUSING AND DIST
43626 | Permanently Closed | 1997-03-04 | 1988-10-08 | 1997-03-05 | Petroleum | Used oil | Used oil | Bulk facility | [6 empty] | 1901-01-01 | [5 empty] | Manual Tank Gauging (only tanks 1000 gal. or less and 48” or 64” in diameter) | [8 empty] | UST Currently In Use: 0; UST Temp Close: 0; AST Currently In Use: 0; AST Temp Closed: 0 | 0 | 0 | 2 | 11819-097-008950 | FEDERAL EXPRESS ENVIRON MGMT GRP
43627 | Currently in Use |  | 1992-12-30 |  | Petroleum | Unleaded gasoline | Unleaded gasoline | Retail | Steel | Steel | Coated & cathodic protection (sti-P3) |  | Fiberglass reinforced plastic |  |  | Catchment Basin | Automatic shutoff device At 95% full | Automatic shutoff device At 95% full |  | SENSOR TO ATG | Continuous Automatic Tank Gauge |  | Automatic flow restrictor (MLLD) | Automatic flow restrictor (MLLD) |  |  | Annual line testing | Annual line testing |  | UST Currently In Use: 1; UST Temp Close: 0; AST Currently In Use: 0; AST Temp Closed: 0 | 1 | 0 | 3 | 22235-003-007299 | MANSHREE INC
43628 | Currently in Use |  | 1993-01-15 |  | Petroleum | Unleaded gasoline | Unleaded gasoline | Retail | DBL WALL | Double Wall |  |  | Flexible |  | 1901-01-01 | Catchment Basin | Flow Rest 90% Full | Flow Rest 90% Full |  |  | Continuous Automatic Tank Gauge |  | Containment Sump | Automatic shutoff device (AELLD) | [5 empty] | UST Currently In Use: 2; UST Temp Close: 0; AST Currently In Use: 0; AST Temp Closed: 0 | 2 | 0 | 4 | 12084-023-004748 | GOC LTD
43629 | Currently in Use |  | 1993-01-15 |  | Petroleum | On road diesel | On road diesel | Retail | DBL WALL | Double Wall |  |  | Double Wall |  | 1901-01-01 | Catchment Basin | Flow Rest 90% Full | Flow Rest 90% Full |  |  | Continuous Automatic Tank Gauge |  | Containment Sump | Automatic shutoff device (AELLD) | [5 empty] | UST Currently In Use: 2; UST Temp Close: 0; AST Currently In Use: 0; AST Temp Closed: 0 | 2 | 0 | 4 | 12084-023-004748 | GOC LTD
43630 | Cannot Locate or abandoned | 1998-11-01 | 1985-06-01 |  | Petroleum | Kerosene | Kerosene | Retail | Steel | Steel |  | Painted or None | Steel |  | 1901-01-01 | [14 empty] | UST Currently In Use: 0; UST Temp Close: 2; AST Currently In Use: 0; AST Temp Closed: 0 | 0 | 2 | 0 | 15968-059-014160 | WILBURN OIL CO
43631 | Currently in Use |  | 1992-05-14 |  | Petroleum | Unleaded gasoline | Unleaded gasoline | Local government | Fiberglass reinforced plastic | Fiberglass reinforced plastic |  |  | Fiberglass reinforced plastic |  | 1901-01-01 | Catchment Basin | Automatic shutoff device At 95% full | Automatic shutoff device At 95% full |  | SENSOR TO ATG | Continuous Automatic Tank Gauge |  | Containment Sump | Automatic flow restrictor (MLLD) |  | SENSOR TO ATG | Continuous alarm system | Annual line testing |  | UST Currently In Use: 2; UST Temp Close: 0; AST Currently In Use: 0; AST Temp Closed: 0 | 2 | 0 | 3 | 16940-097-014971 | MOBILE COUNTY COMMISSION
43632 | Currently in Use |  | 1992-05-14 |  | Petroleum | On road diesel | On road diesel | Local government | Fiberglass reinforced plastic | Fiberglass reinforced plastic |  |  | Fiberglass reinforced plastic |  | 1901-01-01 | Catchment Basin | Automatic shutoff device At 95% full | Automatic shutoff device At 95% full |  | SENSOR TO ATG | Continuous Automatic Tank Gauge |  | Automatic flow restrictor (MLLD) | Automatic flow restrictor (MLLD) |  | SENSOR TO ATG | Annual line testing | Annual line testing |  | UST Currently In Use: 2; UST Temp Close: 0; AST Currently In Use: 0; AST Temp Closed: 0 | 2 | 0 | 3 | 16940-097-014971 | MOBILE COUNTY COMMISSION
43633 | Currently in Use |  | 1992-07-20 |  | Petroleum | Unleaded gasoline | Unleaded gasoline | Local government | Fiberglass reinforced plastic | Fiberglass reinforced plastic |  |  | Fiberglass reinforced plastic |  | 1901-01-01 | Catchment Basin | Automatic shutoff device At 95% full | Automatic shutoff device At 95% full |  | SENSOR TO ATG | Continuous Automatic Tank Gauge |  | Containment Sump | Containment Sump | [5 empty] | UST Currently In Use: 2; UST Temp Close: 0; AST Currently In Use: 0; AST Temp Closed: 0 | 2 | 0 | 3 | 16940-097-014972 | MOBILE COUNTY COMMISSION
43634 | Currently in Use |  | 1992-07-20 |  | Petroleum | On road diesel | On road diesel | Local government | Fiberglass reinforced plastic | Fiberglass reinforced plastic |  |  | Fiberglass reinforced plastic |  | 1901-01-01 | Catchment Basin | Automatic shutoff device At 95% full | Automatic shutoff device At 95% full |  | SENSOR TO ATG | Continuous Automatic Tank Gauge |  | Containment Sump | Containment Sump | [5 empty] | UST Currently In Use: 2; UST Temp Close: 0; AST Currently In Use: 0; AST Temp Closed: 0 | 2 | 0 | 3 | 16940-097-014972 | MOBILE COUNTY COMMISSION
43635 | Currently in Use |  | 1992-06-20 |  | Petroleum | Mid-grade gasoline | Mid-grade gasoline | Local government | Fiberglass reinforced plastic | Fiberglass reinforced plastic |  |  | Fiberglass reinforced plastic |  | 1901-01-01 | Catchment Basin | Automatic shutoff device At 95% full | Automatic shutoff device At 95% full |  |  | Continuous Automatic Tank Gauge |  | Containment Sump | Containment Sump | [5 empty] | UST Currently In Use: 2; UST Temp Close: 0; AST Currently In Use: 0; AST Temp Closed: 0 | 2 | 0 | 3 | 16940-097-014973 | MOBILE COUNTY COMMISSION
43636 | Currently in Use |  | 1992-06-20 |  | Petroleum | On road diesel | On road diesel | Local government | Fiberglass reinforced plastic | Fiberglass reinforced plastic |  |  | Fiberglass reinforced plastic |  | 1901-01-01 | Catchment Basin | Automatic shutoff device At 95% full | Automatic shutoff device At 95% full |  |  | Continuous Automatic Tank Gauge |  | Containment Sump | Containment Sump | [5 empty] | UST Currently In Use: 2; UST Temp Close: 0; AST Currently In Use: 0; AST Temp Closed: 0 | 2 | 0 | 3 | 16940-097-014973 | MOBILE COUNTY COMMISSION
43637 | Permanently Closed | 2000-08-01 | 1992-11-04 | 2001-01-18 | Petroleum | Unleaded gasoline | Unleaded gasoline | Retail | Steel | Steel | Coated & cathodic protection (sti-P3) |  | Fiberglass reinforced plastic |  | 1901-01-01 | Catchment Basin | Automatic shutoff device At 95% full | Automatic shutoff device At 95% full | [6 empty] | Interstitial Monitoring within Secondary Containment |  |  |  |  | UST Currently In Use: 0; UST Temp Close: 0; AST Currently In Use: 0; AST Temp Closed: 0 | 0 | 0 | 3 | 16410-089-007364 | MOHAMMAD H VATANI
43638 | Currently in Use |  | 1993-01-12 |  | Petroleum | Unleaded gasoline | Unleaded gasoline | Retail | Steel | Steel | Coated & cathodic protection (sti-P3) |  | Single Wall |  |  | Catchment Basin | Flow Rest 90% Full | Flow Rest 90% Full |  |  | Statistical Inventory Reconciliation (SIR) | [8 empty] | UST Currently In Use: 1; UST Temp Close: 0; AST Currently In Use: 1; AST Temp Closed: 0 | 1 | 0 | 3 | 22001-033-012388 | JOSHUA H. KIMBROUGH
43639 | Currently in Use |  | 1992-12-30 |  | Petroleum | On road diesel | On road diesel | Industrial | Double Wall | Double Wall |  |  | BLK-SMOOTH |  | 2008-06-25 | Catchment Basin | Flow Rest 90% Full | Audible high level alarm At 90% full | Interstitial Monitoring within Secondary Containment | SENSOR TO ATG | Continuous Automatic Tank Gauge |  | Containment Sump | Automatic flow restrictor (MLLD) | Interstitial Monitoring within Secondary Containment | SENSOR TO ATG | Continuous alarm system | Continuous alarm system |  | UST Currently In Use: 1; UST Temp Close: 0; AST Currently In Use: 0; AST Temp Closed: 0 | 1 | 0 | 9 | 19986-073-015827 | ESTES EXPRESS LINES
43640 | Permanently Closed | 2004-09-14 | 1993-01-11 | 2005-08-17 | Petroleum | On road diesel | On road diesel | Bulk facility | Fiberglass reinforced plastic | Fiberglass reinforced plastic |  |  | Flexible |  | 1901-01-01 | Catchment Basin | Audible high level alarm At 90% full | Audible high level alarm At 90% full |  | PIT LINER | Continuous Automatic Tank Gauge |  | Automatic shutoff device (AELLD) | Automatic shutoff device (AELLD) | Interstitial Monitoring within Secondary Containment |  | Annual line testing | Annual line testing |  | UST Currently In Use: 0; UST Temp Close: 0; AST Currently In Use: 0; AST Temp Closed: 0 | 0 | 0 | 7 | 21415-073-009647 | TED PROPERTIES LLC
43641 | Permanently Closed | 1998-03-01 | 1911-11-11 | 1998-06-11 | Petroleum | Used oil | Used oil | Retail | Steel | Steel |  | Painted or None | Steel |  | 1901-01-01 |  | Flow Rest 90% Full | Flow Rest 90% Full | [11 empty] | UST Currently In Use: 0; UST Temp Close: 0; AST Currently In Use: 0; AST Temp Closed: 0 | 0 | 0 | 4 | 14905-083-001253 | THRASHER OIL CO
43642 | Permanently Closed | 1996-10-11 | 1911-01-11 | 1996-10-11 | Petroleum | Used oil | Used oil | Retail | Steel | Steel |  | Painted or None | Steel |  | 1901-01-01 |  | Flow Rest 90% Full | Flow Rest 90% Full | [11 empty] | UST Currently In Use: 0; UST Temp Close: 0; AST Currently In Use: 0; AST Temp Closed: 0 | 0 | 0 | 5 | 14547-089-001244 | THE SPENCER COMPANIES INC
43643 | Permanently Closed | 1995-06-30 | 1965-01-01 | 1995-06-30 | Petroleum | Used oil | Used oil | Retail | Steel | Steel |  | Painted or None | Steel |  | 1901-01-01 | [14 empty] | UST Currently In Use: 0; UST Temp Close: 0; AST Currently In Use: 0; AST Temp Closed: 0 | 0 | 0 | 5 | 14905-089-001261 | THRASHER OIL CO
43644 | Permanently Closed | 2000-08-01 | 1993-01-31 | 2000-08-21 | Petroleum | On road diesel | On road diesel | Industrial | Fiberglass reinforced plastic | Fiberglass reinforced plastic |  |  | Fiberglass reinforced plastic |  | 1901-01-01 | Catchment Basin | Flow Rest 90% Full | Audible high level alarm At 90% full | Interstitial Monitoring within Secondary Containment |  | Automatic Tank Gauge |  |  |  | Interstitial Monitoring within Secondary Containment |  |  |  |  | UST Currently In Use: 0; UST Temp Close: 0; AST Currently In Use: 0; AST Temp Closed: 0 | 0 | 0 | 2 | 15836-101-005940 | ROLLINS LEASING CORPORATION
43645 | Currently in Use |  | 1993-01-27 |  | Petroleum | On road diesel | On road diesel | Industrial | Fiberglass reinforced plastic | Fiberglass reinforced plastic |  |  | Fiberglass reinforced plastic |  | 1901-01-01 | Catchment Basin | Flow Rest 90% Full | Automatic shutoff device At 95% full | Interstitial Monitoring within Secondary Containment |  | Continuous Automatic Tank Gauge |  | Automatic shutoff device (AELLD) | Automatic shutoff device (AELLD) |  |  | Continuous alarm system | Continuous alarm system |  | UST Currently In Use: 1; UST Temp Close: 0; AST Currently In Use: 0; AST Temp Closed: 0 | 1 | 0 | 1 | 10146-081-011559 | ALABAMA POWER COMPANY
43648 | Permanently Closed | 2019-12-31 | 1992-12-22 |  | Petroleum | Unleaded gasoline | Unleaded gasoline | Retail | Steel | Steel | Coated & cathodic protection (sti-P3) |  | Fiberglass reinforced plastic |  |  | Catchment Basin | Flow Rest 90% Full | Flow Rest 90% Full |  |  | Continuous Automatic Tank Gauge | [8 empty] | UST Currently In Use: 0; UST Temp Close: 0; AST Currently In Use: 2; AST Temp Closed: 0 | 0 | 0 | 8 | 12203-005-000571 | DON HIGHLAND
43651 | Permanently Closed | 2019-12-31 | 1992-12-22 |  | Petroleum | On road diesel | On road diesel | Retail | Steel | Steel | Coated & cathodic protection (sti-P3) |  | Fiberglass reinforced plastic |  |  | Catchment Basin | Flow Rest 90% Full | Flow Rest 90% Full |  |  | Continuous Automatic Tank Gauge | [8 empty] | UST Currently In Use: 0; UST Temp Close: 0; AST Currently In Use: 2; AST Temp Closed: 0 | 0 | 0 | 8 | 12203-005-000571 | DON HIGHLAND
43652 | Permanently Closed | 2004-09-09 | 1992-12-15 | 2007-01-30 | Petroleum | Unleaded gasoline | Unleaded gasoline | Retail | Steel | Steel | Coated & cathodic protection (sti-P3) |  | Fiberglass reinforced plastic |  | 1901-01-01 | Catchment Basin | Automatic shutoff device At 95% full | Automatic shutoff device At 95% full |  |  | Statistical Inventory Reconciliation (SIR) | [8 empty] | UST Currently In Use: 0; UST Temp Close: 0; AST Currently In Use: 0; AST Temp Closed: 0 | 0 | 0 | 6 | 12450-043-008859 | HOWARD OIL COMPANY, INC.
43653 | Permanently Closed | 2004-09-09 | 1992-12-15 | 2007-01-30 | Petroleum | Mid-grade gasoline | Mid-grade gasoline | Retail | Steel | Steel | Coated & cathodic protection (sti-P3) |  | Fiberglass reinforced plastic |  | 1901-01-01 | Catchment Basin | Automatic shutoff device At 95% full | Automatic shutoff device At 95% full |  |  | Statistical Inventory Reconciliation (SIR) | [8 empty] | UST Currently In Use: 0; UST Temp Close: 0; AST Currently In Use: 0; AST Temp Closed: 0 | 0 | 0 | 6 | 12450-043-008859 | HOWARD OIL COMPANY, INC.
43654 | Permanently Closed | 2004-09-09 | 1992-12-15 | 2007-01-30 | Petroleum | Premium gasoline | Premium gasoline | Retail | Steel | Steel | Coated & cathodic protection (sti-P3) |  | Fiberglass reinforced plastic |  | 1901-01-01 | Catchment Basin | Automatic shutoff device At 95% full | Automatic shutoff device At 95% full |  |  | Statistical Inventory Reconciliation (SIR) | [8 empty] | UST Currently In Use: 0; UST Temp Close: 0; AST Currently In Use: 0; AST Temp Closed: 0 | 0 | 0 | 6 | 12450-043-008859 | HOWARD OIL COMPANY, INC.
43655 | Currently in Use |  | 1992-10-23 |  | Petroleum | Unleaded gasoline | Unleaded gasoline | Retail | Steel | Steel | Coated & cathodic protection (sti-P3) |  | Fiberglass reinforced plastic |  |  | Catchment Basin | Flow Rest 90% Full | Flow Rest 90% Full |  |  | Statistical Inventory Reconciliation (SIR) |  | Automatic flow restrictor (MLLD) | Automatic flow restrictor (MLLD) |  |  | Statistical inventory reconciliation (SIR) | Statistical inventory reconciliation (SIR) |  | UST Currently In Use: 4; UST Temp Close: 0; AST Currently In Use: 0; AST Temp Closed: 0 | 4 | 0 | 5 | 14247-101-007849 | RUSSELL OIL COMPANY, INC.
43656 | Currently in Use |  | 1992-10-23 |  | Petroleum | Unleaded gasoline | Unleaded gasoline | Retail | Steel | Steel | Coated & cathodic protection (sti-P3) |  | Fiberglass reinforced plastic |  |  | Catchment Basin | Flow Rest 90% Full | Flow Rest 90% Full |  |  | Statistical Inventory Reconciliation (SIR) |  | Automatic flow restrictor (MLLD) | Automatic flow restrictor (MLLD) |  |  | Statistical inventory reconciliation (SIR) | Statistical inventory reconciliation (SIR) |  | UST Currently In Use: 4; UST Temp Close: 0; AST Currently In Use: 0; AST Temp Closed: 0 | 4 | 0 | 5 | 14247-101-007849 | RUSSELL OIL COMPANY, INC.
43657 | Currently in Use |  | 1992-10-23 |  | Petroleum | Unleaded gasoline | Unleaded gasoline | Retail | Steel | Steel | Coated & cathodic protection (sti-P3) |  | Fiberglass reinforced plastic |  |  | Catchment Basin | Flow Rest 90% Full | Flow Rest 90% Full |  |  | Statistical Inventory Reconciliation (SIR) |  | Automatic flow restrictor (MLLD) | Automatic flow restrictor (MLLD) |  |  | Statistical inventory reconciliation (SIR) | Statistical inventory reconciliation (SIR) |  | UST Currently In Use: 4; UST Temp Close: 0; AST Currently In Use: 0; AST Temp Closed: 0 | 4 | 0 | 5 | 14247-101-007849 | RUSSELL OIL COMPANY, INC.
43658 | Currently in Use |  | 1992-10-23 |  | Petroleum | On road diesel | On road diesel | Retail | Steel | Steel | Coated & cathodic protection (sti-P3) |  | Fiberglass reinforced plastic |  |  | Catchment Basin | Flow Rest 90% Full | Flow Rest 90% Full |  |  | Statistical Inventory Reconciliation (SIR) |  | Automatic flow restrictor (MLLD) | Automatic flow restrictor (MLLD) |  |  | Statistical inventory reconciliation (SIR) | Statistical inventory reconciliation (SIR) |  | UST Currently In Use: 4; UST Temp Close: 0; AST Currently In Use: 0; AST Temp Closed: 0 | 4 | 0 | 5 | 14247-101-007849 | RUSSELL OIL COMPANY, INC.
43659 | Currently in Use |  | 1992-10-01 |  | Petroleum | Unleaded gasoline | Unleaded gasoline | Retail | Steel | Double Wall | Coated & cathodic protection (sti-P3) |  | Double Wall | OPW |  | Catchment Basin | Flow Rest 90% Full | Flow Rest 90% Full | Interstitial Monitoring within Secondary Containment | SENSOR TO ATG | Continuous Automatic Tank Gauge |  | Containment Sump | Automatic shutoff device (AELLD) | [5 empty] | UST Currently In Use: 3; UST Temp Close: 0; AST Currently In Use: 0; AST Temp Closed: 0 | 3 | 0 | 0 | 20951-115-015806 | D & D LLC
43660 | Currently in Use |  | 1992-10-01 |  | Petroleum | On road diesel | On road diesel | Retail | Double Wall | Double Wall | Field installed cathodic protection |  | Flexible | OPW |  | Catchment Basin | Flow Rest 90% Full | Flow Rest 90% Full | Interstitial Monitoring within Secondary Containment | SENSOR TO ATG | Continuous Automatic Tank Gauge |  | Automatic shutoff device (AELLD) | Automatic shutoff device (AELLD) | [5 empty] | UST Currently In Use: 3; UST Temp Close: 0; AST Currently In Use: 0; AST Temp Closed: 0 | 3 | 0 | 0 | 20951-115-015806 | D & D LLC
43661 | Currently in Use |  | 1992-10-01 |  | Petroleum | Premium gasoline | Premium gasoline | Retail | Double Wall | Double Wall | Field installed cathodic protection |  | Flexible | OPW |  | Catchment Basin | Flow Rest 90% Full | Flow Rest 90% Full | Interstitial Monitoring within Secondary Containment | SENSOR TO ATG | Continuous Automatic Tank Gauge |  | Containment Sump | Automatic shutoff device (AELLD) | [5 empty] | UST Currently In Use: 3; UST Temp Close: 0; AST Currently In Use: 0; AST Temp Closed: 0 | 3 | 0 | 0 | 20951-115-015806 | D & D LLC
43662 | Currently in Use |  | 1991-09-25 |  | Petroleum | Unleaded gasoline | Unleaded gasoline | Retail | Fiberglass reinforced plastic | Fiberglass reinforced plastic |  |  | Single Wall |  | 1901-01-01 | Catchment Basin | Automatic shutoff device At 95% full | Automatic shutoff device At 95% full |  |  | Continuous Automatic Tank Gauge |  | Containment Sump | Automatic flow restrictor (MLLD) |  |  | Annual line testing | Annual line testing |  | UST Currently In Use: 3; UST Temp Close: 0; AST Currently In Use: 0; AST Temp Closed: 0 | 3 | 0 | 0 | 23403-051-015720 | COBB HILL LLC
43663 | Currently in Use |  | 1991-09-25 |  | Petroleum | Premium gasoline | Premium gasoline | Retail | Fiberglass reinforced plastic | Fiberglass reinforced plastic |  |  | Single Wall |  | 1901-01-01 | Catchment Basin | Automatic shutoff device At 95% full | Automatic shutoff device At 95% full |  |  | Continuous Automatic Tank Gauge |  | Automatic flow restrictor (MLLD) | Automatic flow restrictor (MLLD) |  |  | Annual line testing | Annual line testing |  | UST Currently In Use: 3; UST Temp Close: 0; AST Currently In Use: 0; AST Temp Closed: 0 | 3 | 0 | 0 | 23403-051-015720 | COBB HILL LLC
43664 | Currently in Use |  | 1991-09-25 |  | Petroleum | On road diesel | On road diesel | Retail | Fiberglass reinforced plastic | Fiberglass reinforced plastic |  |  | Fiberglass reinforced plastic |  | 1901-01-01 | Catchment Basin | Automatic shutoff device At 95% full | Automatic shutoff device At 95% full |  |  | Continuous Automatic Tank Gauge |  | Automatic flow restrictor (MLLD) | Automatic flow restrictor (MLLD) |  |  | Annual line testing | Annual line testing |  | UST Currently In Use: 3; UST Temp Close: 0; AST Currently In Use: 0; AST Temp Closed: 0 | 3 | 0 | 0 | 23403-051-015720 | COBB HILL LLC
43665 | Permanently Closed | 2002-08-29 | 1991-08-10 | 2002-08-29 | Petroleum | Unleaded gasoline | Unleaded gasoline | Retail | Steel | Steel | Coated & cathodic protection (sti-P3) |  | Fiberglass reinforced plastic |  | 1901-01-01 | Catchment Basin | Flow Rest 90% Full | Flow Rest 90% Full |  |  | Statistical Inventory Reconciliation (SIR) | [8 empty] | UST Currently In Use: 0; UST Temp Close: 0; AST Currently In Use: 0; AST Temp Closed: 0 | 0 | 0 | 2 | 20207-133-015721 | HAROLD COOPER
43666 | Permanently Closed | 2002-08-29 | 1991-08-10 | 2002-08-29 | Petroleum | Unleaded gasoline | Unleaded gasoline | Retail | Steel | Steel | Coated & cathodic protection (sti-P3) |  | Fiberglass reinforced plastic |  | 1901-01-01 | Catchment Basin | Flow Rest 90% Full | Flow Rest 90% Full |  |  | Statistical Inventory Reconciliation (SIR) | [8 empty] | UST Currently In Use: 0; UST Temp Close: 0; AST Currently In Use: 0; AST Temp Closed: 0 | 0 | 0 | 2 | 20207-133-015721 | HAROLD COOPER
43667 | Permanently Closed | 1997-07-01 | 1991-06-06 | 1997-07-01 | Petroleum | On road diesel | On road diesel | Emergency power generator | Fiberglass reinforced plastic | Fiberglass reinforced plastic |  |  | COPPER |  | 1901-01-01 | Catchment Basin | Audible high level alarm At 90% full | Audible high level alarm At 90% full | Interstitial Monitoring within Secondary Containment |  | Automatic Tank Gauge | [8 empty] | UST Currently In Use: 0; UST Temp Close: 0; AST Currently In Use: 0; AST Temp Closed: 0 | 0 | 0 | 2 | 14462-017-012157 | BELLSOUTH TELECOMM. DBA AT&T ALA.
43668 | Temporary Closed | 2011-10-01 | 1989-01-01 |  | Petroleum | Premium gasoline | Premium gasoline | Retail | Fiberglass reinforced plastic | Fiberglass reinforced plastic |  |  | Fiberglass reinforced plastic |  | 1901-01-01 | Catchment Basin | Flow Rest 90% Full | Flow Rest 90% Full |  |  | Statistical Inventory Reconciliation (SIR) | [8 empty] | UST Currently In Use: 0; UST Temp Close: 3; AST Currently In Use: 0; AST Temp Closed: 0 | 0 | 3 | 3 | 23527-123-011765 | JACKIE OLIVER
43673 | Temporary Closed | 2011-10-01 | 1989-01-01 |  | Petroleum | Unleaded gasoline | Unleaded gasoline | Retail | Fiberglass reinforced plastic | Fiberglass reinforced plastic |  |  | Fiberglass reinforced plastic |  | 1901-01-01 | Catchment Basin | Flow Rest 90% Full | Flow Rest 90% Full |  |  | Statistical Inventory Reconciliation (SIR) | [8 empty] | UST Currently In Use: 0; UST Temp Close: 3; AST Currently In Use: 0; AST Temp Closed: 0 | 0 | 3 | 3 | 23527-123-011765 | JACKIE OLIVER
43674 | Currently in Use |  | 1992-12-15 |  | Petroleum | On road diesel | On road diesel | Retail | Double Wall | Double Wall | Coated & cathodic protection (sti-P3) |  | Double Wall |  |  | Catchment Basin | Flow Rest 90% Full | Flow Rest 90% Full |  |  | Continuous Automatic Tank Gauge |  | Automatic shutoff device (AELLD) | Automatic shutoff device (AELLD) | [5 empty] | UST Currently In Use: 3; UST Temp Close: 0; AST Currently In Use: 0; AST Temp Closed: 0 | 3 | 0 | 0 | 22176-115-015807 | CIRCLE K
43675 | Currently in Use |  | 1992-12-15 |  | Petroleum | Premium gasoline | Premium gasoline | Retail | Steel | Double Wall | Coated & cathodic protection (sti-P3) |  | Fiberglass reinforced plastic |  |  | Catchment Basin | Flow Rest 90% Full | Flow Rest 90% Full |  |  | Continuous Automatic Tank Gauge |  | Automatic shutoff device (AELLD) | Automatic shutoff device (AELLD) | [5 empty] | UST Currently In Use: 3; UST Temp Close: 0; AST Currently In Use: 0; AST Temp Closed: 0 | 3 | 0 | 0 | 22176-115-015807 | CIRCLE K
43678 | Currently in Use |  | 1992-12-15 |  | Petroleum | Unleaded gasoline | Unleaded gasoline | Retail | Double Wall | Double Wall | Coated & cathodic protection (sti-P3) |  | Fiberglass reinforced plastic |  |  | Catchment Basin | Flow Rest 90% Full | Flow Rest 90% Full |  |  | Continuous Automatic Tank Gauge |  | Automatic shutoff device (AELLD) | Automatic shutoff device (AELLD) | [5 empty] | UST Currently In Use: 3; UST Temp Close: 0; AST Currently In Use: 0; AST Temp Closed: 0 | 3 | 0 | 0 | 22176-115-015807 | CIRCLE K
43679 | Permanently Closed | 2004-12-31 | 1980-02-01 | 2006-07-19 | Petroleum | Unleaded gasoline | Unleaded gasoline | Retail | Steel | Steel | Field installed cathodic protection |  | Steel |  | 1901-01-01 | Catchment Basin | Automatic shutoff device At 95% full | Automatic shutoff device At 95% full |  |  | Continuous Automatic Tank Gauge | [8 empty] | UST Currently In Use: 0; UST Temp Close: 0; AST Currently In Use: 0; AST Temp Closed: 0 | 0 | 0 | 4 | 17938-125-015722 | HARRY JACKSON INC
43680 | Permanently Closed | 2004-12-30 | 1980-02-01 | 2006-07-19 | Petroleum | Mid-grade gasoline | Mid-grade gasoline | Retail | Steel | Steel | Field installed cathodic protection |  | Steel |  | 1901-01-01 | Catchment Basin | Automatic shutoff device At 95% full | Automatic shutoff device At 95% full |  |  | Continuous Automatic Tank Gauge | [8 empty] | UST Currently In Use: 0; UST Temp Close: 0; AST Currently In Use: 0; AST Temp Closed: 0 | 0 | 0 | 4 | 17938-125-015722 | HARRY JACKSON INC
43681 | Permanently Closed | 2004-12-30 | 1980-02-01 | 2006-07-19 | Petroleum | Premium gasoline | Premium gasoline | Retail | Steel | Steel | Field installed cathodic protection |  | Steel |  | 1901-01-01 | Catchment Basin | Automatic shutoff device At 95% full | Automatic shutoff device At 95% full |  |  | Continuous Automatic Tank Gauge | [8 empty] | UST Currently In Use: 0; UST Temp Close: 0; AST Currently In Use: 0; AST Temp Closed: 0 | 0 | 0 | 4 | 17938-125-015722 | HARRY JACKSON INC
43682 | Permanently Closed | 2004-12-30 | 1980-02-01 | 2006-07-19 | Petroleum | On road diesel | On road diesel | Retail | Steel | Steel | Field installed cathodic protection |  | Steel |  | 1901-01-01 | Catchment Basin | Automatic shutoff device At 95% full | Automatic shutoff device At 95% full |  |  | Continuous Automatic Tank Gauge | [8 empty] | UST Currently In Use: 0; UST Temp Close: 0; AST Currently In Use: 0; AST Temp Closed: 0 | 0 | 0 | 4 | 17938-125-015722 | HARRY JACKSON INC
43683 | Currently in Use |  | 1987-11-05 |  | Petroleum | Unleaded gasoline | Unleaded gasoline | Retail | Steel | Steel | Coated & cathodic protection (sti-P3) |  | Flexible |  |  | Catchment Basin | Flow Rest 90% Full | Flow Rest 90% Full |  |  | Continuous Automatic Tank Gauge |  | Automatic flow restrictor (MLLD) | Automatic flow restrictor (MLLD) | Interstitial Monitoring within Secondary Containment |  | Annual line testing | Annual line testing |  | UST Currently In Use: 3; UST Temp Close: 1; AST Currently In Use: 0; AST Temp Closed: 0 | 3 | 1 | 0 | 23063-069-015546 | RAJDEEP KHAR AND NAVJIUIN KAUR
43686 | Currently in Use |  | 1987-11-05 |  | Petroleum | Unleaded gasoline | Unleaded gasoline | Retail | Steel | Steel | Coated & cathodic protection (sti-P3) |  | Flexible |  |  | Catchment Basin | Flow Rest 90% Full | Flow Rest 90% Full |  |  | Continuous Automatic Tank Gauge |  | Automatic flow restrictor (MLLD) | Automatic flow restrictor (MLLD) | Interstitial Monitoring within Secondary Containment |  |  |  |  | UST Currently In Use: 3; UST Temp Close: 1; AST Currently In Use: 0; AST Temp Closed: 0 | 3 | 1 | 0 | 23063-069-015546 | RAJDEEP KHAR AND NAVJIUIN KAUR
43689 | Currently in Use |  | 1987-11-05 |  | Petroleum | Unleaded gasoline | Unleaded gasoline | Retail | Steel | Steel | Coated & cathodic protection (sti-P3) |  | Flexible |  |  | Catchment Basin | Flow Rest 90% Full | Flow Rest 90% Full |  |  | Continuous Automatic Tank Gauge |  | Automatic flow restrictor (MLLD) | Automatic flow restrictor (MLLD) | Interstitial Monitoring within Secondary Containment |  |  |  |  | UST Currently In Use: 3; UST Temp Close: 1; AST Currently In Use: 0; AST Temp Closed: 0 | 3 | 1 | 0 | 23063-069-015546 | RAJDEEP KHAR AND NAVJIUIN KAUR
43692 | Temporary Closed | 2016-08-24 | 1987-11-05 |  | Petroleum | Kerosene | Kerosene | Retail | Steel | Steel | Coated & cathodic protection (sti-P3) |  | Flexible |  |  | Catchment Basin |  |  |  |  | Continuous Automatic Tank Gauge | [8 empty] | UST Currently In Use: 3; UST Temp Close: 1; AST Currently In Use: 0; AST Temp Closed: 0 | 3 | 1 | 0 | 23063-069-015546 | RAJDEEP KHAR AND NAVJIUIN KAUR
43693 | Permanently Closed | 1992-04-01 | 1988-06-01 | 2010-10-15 | Petroleum | Unleaded gasoline | Unleaded gasoline | Retail | Steel | Steel | Coated & cathodic protection (sti-P3) |  | Steel | [13 empty] | Annual line testing | Annual line testing |  | UST Currently In Use: 0; UST Temp Close: 0; AST Currently In Use: 0; AST Temp Closed: 0 | 0 | 0 | 2 | 12479-017-015547 | HUGULEY OIL CO INC
43695 | Permanently Closed | 1992-04-01 | 1988-06-01 | 2010-10-15 | Petroleum | Unleaded gasoline | Unleaded gasoline | Retail | Steel | Steel | Coated & cathodic protection (sti-P3) |  | Steel | [13 empty] | Annual line testing | Annual line testing |  | UST Currently In Use: 0; UST Temp Close: 0; AST Currently In Use: 0; AST Temp Closed: 0 | 0 | 0 | 2 | 12479-017-015547 | HUGULEY OIL CO INC
43696 | Temporary Closed | 2009-12-16 | 1992-01-18 |  | Petroleum | Unleaded gasoline | Unleaded gasoline | Retail | Steel | Steel | Coated & cathodic protection (sti-P3) |  | Double Wall |  |  | Catchment Basin | Automatic shutoff device At 95% full | Automatic shutoff device At 95% full |  |  | Automatic Tank Gauge |  | Automatic shutoff device (AELLD) | Automatic shutoff device (AELLD) | [5 empty] | UST Currently In Use: 0; UST Temp Close: 2; AST Currently In Use: 0; AST Temp Closed: 0 | 0 | 2 | 0 | 17525-087-015476 | FRANK GRAHAM
43709 | Temporary Closed | 2009-12-16 | 1992-01-18 |  | Petroleum | Mid-grade gasoline | Mid-grade gasoline | Retail | Steel | Steel | Coated & cathodic protection (sti-P3) |  | Double Wall |  |  | Catchment Basin | Flow Rest 90% Full | Automatic shutoff device At 95% full |  |  | Automatic Tank Gauge |  | Containment Sump | Automatic shutoff device (AELLD) | [5 empty] | UST Currently In Use: 0; UST Temp Close: 2; AST Currently In Use: 0; AST Temp Closed: 0 | 0 | 2 | 0 | 17525-087-015476 | FRANK GRAHAM
43711 | Currently in Use |  | 1990-12-31 |  | Petroleum | On road diesel | On road diesel | Industrial | Steel | Steel | Coated & cathodic protection (sti-P3) |  | Fiberglass reinforced plastic |  | 1901-01-01 | Catchment Basin | Flow Rest 90% Full | Flow Rest 90% Full |  |  | Continuous Automatic Tank Gauge | [8 empty] | UST Currently In Use: 3; UST Temp Close: 0; AST Currently In Use: 0; AST Temp Closed: 0 | 3 | 0 | 2 | 15295-117-001580 | WARRIOR TRACTOR AND EQUIPMENT CO INC
43712 | Currently in Use |  | 1990-12-31 |  | Petroleum | Unleaded gasoline | Unleaded gasoline | Industrial | Steel | Steel | Coated & cathodic protection (sti-P3) |  | Fiberglass reinforced plastic |  | 1901-01-01 | Catchment Basin | Flow Rest 90% Full | Flow Rest 90% Full |  |  | Continuous Automatic Tank Gauge | [8 empty] | UST Currently In Use: 3; UST Temp Close: 0; AST Currently In Use: 0; AST Temp Closed: 0 | 3 | 0 | 2 | 15295-117-001580 | WARRIOR TRACTOR AND EQUIPMENT CO INC
43713 | Currently in Use |  | 1990-12-31 |  | Petroleum | Used oil | Used oil | Industrial | Steel | Steel | Coated & cathodic protection (sti-P3) |  | Fiberglass reinforced plastic |  | 1901-01-01 | Other | Other | Other | [11 empty] | UST Currently In Use: 3; UST Temp Close: 0; AST Currently In Use: 0; AST Temp Closed: 0 | 3 | 0 | 2 | 15295-117-001580 | WARRIOR TRACTOR AND EQUIPMENT CO INC
43715 | Currently in Use |  | 1992-12-15 |  | Petroleum | Unleaded gasoline | Unleaded gasoline | State/federal government | Fiberglass reinforced plastic | Fiberglass reinforced plastic |  |  | Fiberglass reinforced plastic |  | 1901-01-01 | Catchment Basin | Flow Rest 90% Full | Flow Rest 90% Full | Interstitial Monitoring within Secondary Containment |  | Continuous Automatic Tank Gauge |  | Automatic shutoff device (AELLD) | Automatic shutoff device (AELLD) |  |  | Annual line testing | Annual line testing |  | UST Currently In Use: 2; UST Temp Close: 0; AST Currently In Use: 0; AST Temp Closed: 0 | 2 | 0 | 6 | 14655-081-002978 | DEPARTMENT OF TRANSPORTATION
43718 | Currently in Use |  | 1992-12-15 |  | Petroleum | On road diesel | On road diesel | State/federal government | Fiberglass reinforced plastic | Fiberglass reinforced plastic |  |  | Double Wall |  | 1901-01-01 | Catchment Basin | Flow Rest 90% Full | Flow Rest 90% Full | Interstitial Monitoring within Secondary Containment |  | Continuous Automatic Tank Gauge |  | Automatic shutoff device (AELLD) | Automatic shutoff device (AELLD) |  |  | Annual line testing | Annual line testing |  | UST Currently In Use: 2; UST Temp Close: 0; AST Currently In Use: 0; AST Temp Closed: 0 | 2 | 0 | 6 | 14655-081-002978 | DEPARTMENT OF TRANSPORTATION
43719 | Temporary Closed | 2009-02-25 | 1991-07-17 |  | Petroleum | Unleaded gasoline | Unleaded gasoline | Retail | Steel | Steel | Coated & cathodic protection (sti-P3) |  | Fiberglass reinforced plastic |  |  | Catchment Basin | Automatic shutoff device At 95% full | Automatic shutoff device At 95% full |  |  | Statistical Inventory Reconciliation (SIR) | [8 empty] | UST Currently In Use: 0; UST Temp Close: 1; AST Currently In Use: 0; AST Temp Closed: 0 | 0 | 1 | 3 | 13983-121-008065 | R K ALLEN OIL CO INC
43720 | Currently in Use |  | 1992-08-07 |  | Petroleum | Unleaded gasoline | Unleaded gasoline | Retail | Steel | Steel | Coated & cathodic protection (sti-P3) |  | Flexible | OPW |  | Catchment Basin | Automatic shutoff device At 95% full | Automatic shutoff device At 95% full |  |  | Statistical Inventory Reconciliation (SIR) |  | Containment Sump | Automatic flow restrictor (MLLD) |  |  | Statistical inventory reconciliation (SIR) | Statistical inventory reconciliation (SIR) |  | UST Currently In Use: 1; UST Temp Close: 0; AST Currently In Use: 0; AST Temp Closed: 0 | 1 | 0 | 0 | 13983-027-015540 | R K ALLEN OIL CO INC
43721 | Permanently Closed | 2013-12-26 | 1988-08-01 | 2015-11-09 | Petroleum | Used oil | Used oil | Retail | Steel | Steel | Coated & cathodic protection (sti-P3) |  | FILL PIPE |  |  | Catchment Basin | EXEMPT | Other |  |  | Statistical Inventory Reconciliation (SIR) | [8 empty] | UST Currently In Use: 0; UST Temp Close: 0; AST Currently In Use: 0; AST Temp Closed: 0 | 0 | 0 | 4 | 24600-017-015547 | MRB ENTERPRISES, LLC
43724 | Permanently Closed | 2013-12-26 | 1988-08-01 | 2015-11-09 | Petroleum | Virgin oil | Virgin oil | Retail | Steel | Steel | Coated & cathodic protection (sti-P3) |  | Single Wall |  |  | Catchment Basin | Other | Other |  |  | Statistical Inventory Reconciliation (SIR) | [8 empty] | UST Currently In Use: 0; UST Temp Close: 0; AST Currently In Use: 0; AST Temp Closed: 0 | 0 | 0 | 4 | 24600-017-015547 | MRB ENTERPRISES, LLC
43727 | Permanently Closed | 2013-12-26 | 1988-08-01 | 2015-11-09 | Petroleum | Virgin oil | Virgin oil | Retail | Steel | Steel | Coated & cathodic protection (sti-P3) |  | Steel |  |  | Catchment Basin | Other | Other |  |  | Statistical Inventory Reconciliation (SIR) | [8 empty] | UST Currently In Use: 0; UST Temp Close: 0; AST Currently In Use: 0; AST Temp Closed: 0 | 0 | 0 | 4 | 24600-017-015547 | MRB ENTERPRISES, LLC
43730 | Permanently Closed | 2014-12-26 | 1988-08-01 | 2015-11-09 | Petroleum | Other, TRANSFLUID | Other | Retail | Steel | Steel | Coated & cathodic protection (sti-P3) |  | Steel |  |  | Catchment Basin | EXEMPT | Other |  |  | Statistical Inventory Reconciliation (SIR) | [8 empty] | UST Currently In Use: 0; UST Temp Close: 0; AST Currently In Use: 0; AST Temp Closed: 0 | 0 | 0 | 4 | 24600-017-015547 | MRB ENTERPRISES, LLC
43731 | Permanently Closed | 2012-10-01 | 1987-05-01 | 2022-08-03 | Petroleum | Unleaded gasoline | Unleaded gasoline | Retail | Steel | Steel | Coated & cathodic protection (sti-P3) |  | Steel |  |  | Catchment Basin | Flow Rest 90% Full | Flow Rest 90% Full |  |  | Statistical Inventory Reconciliation (SIR) |  | Automatic flow restrictor (MLLD) | Automatic flow restrictor (MLLD) |  |  | Statistical inventory reconciliation (SIR) | Statistical inventory reconciliation (SIR) |  | UST Currently In Use: 0; UST Temp Close: 0; AST Currently In Use: 0; AST Temp Closed: 0 | 0 | 0 | 3 | 17222-053-015772 | GLEN'S SERVICE STATIONS OF ALABAMA
43732 | Permanently Closed | 2012-09-01 | 1987-05-01 | 2022-08-03 | Petroleum | Mid-grade gasoline | Mid-grade gasoline | Retail | Steel | Steel | Coated & cathodic protection (sti-P3) |  | Steel |  |  | Catchment Basin | Flow Rest 90% Full | Flow Rest 90% Full |  |  | Statistical Inventory Reconciliation (SIR) | [8 empty] | UST Currently In Use: 0; UST Temp Close: 0; AST Currently In Use: 0; AST Temp Closed: 0 | 0 | 0 | 3 | 17222-053-015772 | GLEN'S SERVICE STATIONS OF ALABAMA
43733 | Permanently Closed | 2012-08-01 | 1987-05-01 | 2022-08-03 | Petroleum | Unleaded gasoline | Unleaded gasoline | Retail | Steel | Steel | Coated & cathodic protection (sti-P3) |  | Steel |  |  | Catchment Basin | Flow Rest 90% Full | Flow Rest 90% Full |  |  | Statistical Inventory Reconciliation (SIR) | [8 empty] | UST Currently In Use: 0; UST Temp Close: 0; AST Currently In Use: 0; AST Temp Closed: 0 | 0 | 0 | 3 | 17222-053-015772 | GLEN'S SERVICE STATIONS OF ALABAMA
43734 | Currently in Use |  | 1993-02-04 |  | Petroleum | Unleaded gasoline | Unleaded gasoline | Retail | Single Wall | Single Wall | Coated & cathodic protection (sti-P3) |  | Fiberglass reinforced plastic |  |  | Catchment Basin | Automatic shutoff device At 95% full | Automatic shutoff device At 95% full |  |  | Continuous Automatic Tank Gauge |  | Automatic shutoff device (AELLD) | Automatic shutoff device (AELLD) | [5 empty] | UST Currently In Use: 3; UST Temp Close: 0; AST Currently In Use: 0; AST Temp Closed: 0 | 3 | 0 | 5 | 17812-073-015810 | TRI ENTERPRISE INC
43735 | Currently in Use |  | 1993-02-04 |  | Petroleum | Premium gasoline | Premium gasoline | Retail | Steel | Single Wall | Coated & cathodic protection (sti-P3) |  | Double Wall |  |  | Catchment Basin | Automatic shutoff device At 95% full | Automatic shutoff device At 95% full |  |  | Continuous Automatic Tank Gauge |  | Automatic shutoff device (AELLD) | Automatic shutoff device (AELLD) | [5 empty] | UST Currently In Use: 3; UST Temp Close: 0; AST Currently In Use: 0; AST Temp Closed: 0 | 3 | 0 | 5 | 17812-073-015810 | TRI ENTERPRISE INC
43736 | Currently in Use |  | 1993-02-04 |  | Petroleum | Kerosene | Kerosene | Retail | Steel | Single Wall | Coated & cathodic protection (sti-P3) |  | Fiberglass reinforced plastic |  |  | Catchment Basin | Automatic shutoff device At 95% full | Automatic shutoff device At 95% full |  |  | Continuous Automatic Tank Gauge | [8 empty] | UST Currently In Use: 3; UST Temp Close: 0; AST Currently In Use: 0; AST Temp Closed: 0 | 3 | 0 | 5 | 17812-073-015810 | TRI ENTERPRISE INC
43738 | Temporary Closed | 2014-12-09 | 1985-01-01 |  | Petroleum | Unleaded gasoline | Unleaded gasoline | Retail | Single Wall | Single Wall | Field installed cathodic protection |  | Steel |  |  | Catchment Basin | Automatic shutoff device At 95% full | Automatic shutoff device At 95% full |  |  | Statistical Inventory Reconciliation (SIR) | [8 empty] | UST Currently In Use: 0; UST Temp Close: 3; AST Currently In Use: 0; AST Temp Closed: 0 | 0 | 3 | 0 | 15968-033-007412 | WILBURN OIL CO
43739 | Permanently Closed | 2004-02-29 | 1993-01-30 | 2007-09-21 | Petroleum | Unleaded gasoline | Unleaded gasoline | Retail | Steel | Steel | Coated & cathodic protection (sti-P3) |  | Fiberglass reinforced plastic |  | 1901-01-01 | Catchment Basin | Flow Rest 90% Full | Flow Rest 90% Full | [11 empty] | UST Currently In Use: 0; UST Temp Close: 0; AST Currently In Use: 2; AST Temp Closed: 0 | 0 | 0 | 4 | 17612-095-001345 | ROBERTSON ENTERPRISES, INC.
43740 | Currently in Use |  | 1993-01-22 |  | Petroleum | Unleaded gasoline | Unleaded gasoline | Retail | Single Wall | Single Wall | Coated & cathodic protection (sti-P3) |  | Fiberglass reinforced plastic |  | 1901-01-01 | Catchment Basin | Flow Rest 90% Full | Flow Rest 90% Full |  |  | Statistical Inventory Reconciliation (SIR) | [8 empty] | UST Currently In Use: 1; UST Temp Close: 0; AST Currently In Use: 0; AST Temp Closed: 0 | 1 | 0 | 0 | 25366-049-015774 | CULSTIGH CREEK PROPERTIES LLC
43741 | Permanently Closed | 1996-12-22 | 1993-02-28 | 1999-05-04 | Petroleum | On road diesel | On road diesel | Industrial | Steel | Steel | Coated & cathodic protection (sti-P3) |  | Fiberglass reinforced plastic |  | 1901-01-01 | Catchment Basin | Automatic shutoff device At 95% full | Automatic shutoff device At 95% full |  |  | Automatic Tank Gauge |  |  |  | Interstitial Monitoring within Secondary Containment |  |  |  |  | UST Currently In Use: 0; UST Temp Close: 0; AST Currently In Use: 0; AST Temp Closed: 0 | 0 | 0 | 4 | 12827-101-003551 | SCRIVNER INC
43742 | Temporary Closed | 2007-07-18 | 1992-10-02 |  | Petroleum | Unleaded gasoline | Unleaded gasoline | Retail | Fiberglass reinforced plastic | Fiberglass reinforced plastic |  |  | Fiberglass reinforced plastic |  | 1901-01-01 | Catchment Basin | Flow Rest 90% Full | Flow Rest 90% Full |  |  | Continuous Automatic Tank Gauge |  | Automatic shutoff device (AELLD) | Automatic shutoff device (AELLD) | [5 empty] | UST Currently In Use: 0; UST Temp Close: 3; AST Currently In Use: 0; AST Temp Closed: 0 | 0 | 3 | 0 | 13177-127-006858 | LOWRY OIL CO INC
43743 | Temporary Closed | 2007-07-18 | 1992-10-02 |  | Petroleum | Premium gasoline | Premium gasoline | Retail | Single Wall | Fiberglass reinforced plastic |  |  | Fiberglass reinforced plastic |  | 1901-01-01 | Catchment Basin | Flow Rest 90% Full | Flow Rest 90% Full |  |  | Continuous Automatic Tank Gauge |  | Automatic shutoff device (AELLD) | Automatic shutoff device (AELLD) | [5 empty] | UST Currently In Use: 0; UST Temp Close: 3; AST Currently In Use: 0; AST Temp Closed: 0 | 0 | 3 | 0 | 13177-127-006858 | LOWRY OIL CO INC
43744 | Temporary Closed | 2007-07-18 | 1992-10-02 |  | Petroleum | On road diesel | On road diesel | Retail | Fiberglass reinforced plastic | Fiberglass reinforced plastic |  |  | Fiberglass reinforced plastic |  | 1901-01-01 | Catchment Basin | Flow Rest 90% Full | Flow Rest 90% Full |  |  | Continuous Automatic Tank Gauge |  | Automatic shutoff device (AELLD) | Automatic shutoff device (AELLD) | [5 empty] | UST Currently In Use: 0; UST Temp Close: 3; AST Currently In Use: 0; AST Temp Closed: 0 | 0 | 3 | 0 | 13177-127-006858 | LOWRY OIL CO INC
43745 | Currently in Use |  | 1993-02-07 |  | Petroleum | Unleaded gasoline | Unleaded gasoline | Retail | Fiberglass reinforced plastic | Fiberglass reinforced plastic |  |  | Fiberglass reinforced plastic |  | 1901-01-01 | Catchment Basin | Flow Rest 90% Full | Flow Rest 90% Full |  |  | Automatic Tank Gauge |  | Containment Sump | Automatic flow restrictor (MLLD) |  |  | Annual line testing | Annual line testing |  | UST Currently In Use: 2; UST Temp Close: 0; AST Currently In Use: 1; AST Temp Closed: 0 | 2 | 0 | 4 | 23843-083-014107 | SHRIEJEE, LLC/B&S GROCERY
43747 | Currently in Use | 2015-06-20 | 1993-02-07 |  | Petroleum | Premium gasoline | Premium gasoline | Retail | Fiberglass reinforced plastic | Fiberglass reinforced plastic |  |  | Fiberglass reinforced plastic |  | 1901-01-01 | Catchment Basin | Flow Rest 90% Full | Flow Rest 90% Full |  |  | Automatic Tank Gauge |  | Automatic flow restrictor (MLLD) | Automatic flow restrictor (MLLD) | Interstitial Monitoring within Secondary Containment |  | Annual line testing | Annual line testing |  | UST Currently In Use: 2; UST Temp Close: 0; AST Currently In Use: 1; AST Temp Closed: 0 | 2 | 0 | 4 | 23843-083-014107 | SHRIEJEE, LLC/B&S GROCERY
43748 | Currently in Use |  | 1993-03-03 |  | Petroleum | Unleaded gasoline | Unleaded gasoline | Retail | Steel | Steel | Coated & cathodic protection (sti-P3) |  | STEEL CLAD |  |  | Catchment Basin | Automatic shutoff device At 95% full | Automatic shutoff device At 95% full |  |  | Continuous Automatic Tank Gauge |  | Automatic shutoff device (AELLD) | Automatic shutoff device (AELLD) | [5 empty] | UST Currently In Use: 3; UST Temp Close: 0; AST Currently In Use: 0; AST Temp Closed: 0 | 3 | 0 | 3 | 15420-121-003296 | MAPCO EXPRESS, INC.
43749 | Currently in Use |  | 1993-03-03 |  | Petroleum | Premium gasoline | Premium gasoline | Retail | Steel | Steel | Coated & cathodic protection (sti-P3) |  | STEEL CLAD |  |  | Catchment Basin | Flow Rest 90% Full | Automatic shutoff device At 95% full |  |  | Continuous Automatic Tank Gauge |  | Automatic shutoff device (AELLD) | Automatic shutoff device (AELLD) | [5 empty] | UST Currently In Use: 3; UST Temp Close: 0; AST Currently In Use: 0; AST Temp Closed: 0 | 3 | 0 | 3 | 15420-121-003296 | MAPCO EXPRESS, INC.
43750 | Currently in Use |  | 1993-03-03 |  | Petroleum | On road diesel | On road diesel | Retail | Steel | Steel | Coated & cathodic protection (sti-P3) |  | STEEL CLAD |  |  | Catchment Basin | Automatic shutoff device At 95% full | Automatic shutoff device At 95% full |  |  | Continuous Automatic Tank Gauge |  | Automatic shutoff device (AELLD) | Automatic shutoff device (AELLD) | [5 empty] | UST Currently In Use: 3; UST Temp Close: 0; AST Currently In Use: 0; AST Temp Closed: 0 | 3 | 0 | 3 | 15420-121-003296 | MAPCO EXPRESS, INC.
43751 | Currently in Use |  | 1992-09-30 |  | Petroleum | Unleaded gasoline | Unleaded gasoline | Retail | Fiberglass reinforced plastic | Fiberglass reinforced plastic |  |  | Fiberglass reinforced plastic |  | 1901-01-01 | Catchment Basin | Flow Rest 90% Full | Flow Rest 90% Full |  |  | Continuous Automatic Tank Gauge |  | Automatic flow restrictor (MLLD) | Automatic flow restrictor (MLLD) |  |  | Annual line testing | Annual line testing |  | UST Currently In Use: 2; UST Temp Close: 0; AST Currently In Use: 0; AST Temp Closed: 0 | 2 | 0 | 0 | 25886-081-015535 | GURJOT SIGNH
43754 | Currently in Use |  | 1992-09-30 |  | Petroleum | Premium gasoline | Premium gasoline | Retail | Fiberglass reinforced plastic | Fiberglass reinforced plastic |  |  | Fiberglass reinforced plastic |  | 1901-01-01 | Catchment Basin | Flow Rest 90% Full | Flow Rest 90% Full |  |  | Continuous Automatic Tank Gauge |  | Automatic flow restrictor (MLLD) | Automatic flow restrictor (MLLD) |  |  | Annual line testing | Annual line testing |  | UST Currently In Use: 2; UST Temp Close: 0; AST Currently In Use: 0; AST Temp Closed: 0 | 2 | 0 | 0 | 25886-081-015535 | GURJOT SIGNH
43758 | Permanently Closed | 1996-07-01 | 1980-04-14 23:00 | 1996-09-16 | Petroleum | Unleaded gasoline | Unleaded gasoline | Retail | Steel | Steel |  | Painted or None | Steel |  | 1901-01-01 | [5 empty] | Statistical Inventory Reconciliation (SIR) | [8 empty] | UST Currently In Use: 0; UST Temp Close: 0; AST Currently In Use: 0; AST Temp Closed: 0 | 0 | 0 | 3 | 10050-023-009300 | ABSTON PETROLEUM INC
43759 | Cannot Locate or abandoned | 1998-12-22 | 1970-01-01 |  | Petroleum | Unleaded gasoline | Unleaded gasoline | Retail | Steel | Steel |  | Painted or None | Steel |  | 1901-01-01 | Catchment Basin | Flow Rest 90% Full | Flow Rest 90% Full | [11 empty] | UST Currently In Use: 0; UST Temp Close: 0; AST Currently In Use: 0; AST Temp Closed: 0 | 0 | 0 | 0 | 17989-015-015842 | ERVIN ROMINE
43760 | Cannot Locate or abandoned | 1998-12-22 | 1970-01-01 |  | Petroleum | Unleaded gasoline | Unleaded gasoline | Retail | Steel | Steel |  | Painted or None | Steel |  | 1901-01-01 | [14 empty] | UST Currently In Use: 0; UST Temp Close: 0; AST Currently In Use: 0; AST Temp Closed: 0 | 0 | 0 | 0 | 17989-015-015842 | ERVIN ROMINE
43761 | Cannot Locate or abandoned | 1998-12-22 | 1970-01-01 |  | Petroleum | Unleaded gasoline | Unleaded gasoline |  | Steel | Steel |  | Painted or None | Steel |  | 1901-01-01 | [14 empty] | UST Currently In Use: 0; UST Temp Close: 0; AST Currently In Use: 0; AST Temp Closed: 0 | 0 | 0 | 0 | 17989-015-015842 | ERVIN ROMINE
43762 | Currently in Use |  | 1988-04-01 |  | Petroleum | Unleaded gasoline | Unleaded gasoline | Retail | Steel | Single Wall | Coated & cathodic protection (sti-P3) |  | Single Wall |  |  | Catchment Basin | Automatic shutoff device At 95% full | Automatic shutoff device At 95% full |  |  | Continuous Automatic Tank Gauge |  | Automatic flow restrictor (MLLD) | Automatic flow restrictor (MLLD) |  |  | Annual line testing | Annual line testing |  | UST Currently In Use: 3; UST Temp Close: 0; AST Currently In Use: 0; AST Temp Closed: 0 | 3 | 0 | 0 | 17990-073-015843 | KIDD DEVELOPMENT CO
43763 | Currently in Use |  | 1988-04-01 |  | Petroleum | Premium gasoline | Premium gasoline | Retail | Single Wall | Single Wall | Coated & cathodic protection (sti-P3) |  | Single Wall |  |  | Catchment Basin | Automatic shutoff device At 95% full | Automatic shutoff device At 95% full |  |  | Continuous Automatic Tank Gauge |  | Automatic flow restrictor (MLLD) | Automatic flow restrictor (MLLD) |  |  | Annual line testing | Annual line testing |  | UST Currently In Use: 3; UST Temp Close: 0; AST Currently In Use: 0; AST Temp Closed: 0 | 3 | 0 | 0 | 17990-073-015843 | KIDD DEVELOPMENT CO
43764 | Currently in Use |  | 1988-04-01 |  | Petroleum | On road diesel | On road diesel | Retail | Single Wall | Single Wall | Coated & cathodic protection (sti-P3) |  | Fiberglass reinforced plastic |  |  | Catchment Basin | Automatic shutoff device At 95% full | Automatic shutoff device At 95% full |  |  | Continuous Automatic Tank Gauge |  | Automatic flow restrictor (MLLD) | Automatic flow restrictor (MLLD) |  |  | Annual line testing | Annual line testing |  | UST Currently In Use: 3; UST Temp Close: 0; AST Currently In Use: 0; AST Temp Closed: 0 | 3 | 0 | 0 | 17990-073-015843 | KIDD DEVELOPMENT CO
43765 | Currently in Use |  | 1990-07-10 |  | Petroleum | Unleaded gasoline | Unleaded gasoline | Bulk facility | Steel | Steel | Coated & cathodic protection (sti-P3) |  | Fiberglass reinforced plastic |  |  | Catchment Basin | Flow Rest 90% Full | Flow Rest 90% Full |  |  | Continuous Automatic Tank Gauge | [8 empty] | UST Currently In Use: 2; UST Temp Close: 0; AST Currently In Use: 0; AST Temp Closed: 0 | 2 | 0 | 3 | 11012-005-003379 | CITY OF EUFAULA
43768 | Currently in Use |  | 1990-07-10 |  | Petroleum | On road diesel | On road diesel | Local Government | Steel | Steel | Coated & cathodic protection (sti-P3) |  | Fiberglass reinforced plastic |  |  | Catchment Basin | Flow Rest 90% Full | Flow Rest 90% Full |  |  | Continuous Automatic Tank Gauge | [8 empty] | UST Currently In Use: 2; UST Temp Close: 0; AST Currently In Use: 0; AST Temp Closed: 0 | 2 | 0 | 3 | 11012-005-003379 | CITY OF EUFAULA
43769 | Temporary Closed | 2000-07-31 | 1992-12-08 |  | Petroleum | Unleaded gasoline | Unleaded gasoline | Local Government | Fiberglass reinforced plastic | Fiberglass reinforced plastic |  |  | Fiberglass reinforced plastic |  | 1901-01-01 | Catchment Basin | Automatic shutoff device At 95% full | Automatic shutoff device At 95% full |  |  | Automatic Tank Gauge | [8 empty] | UST Currently In Use: 0; UST Temp Close: 2; AST Currently In Use: 0; AST Temp Closed: 0 | 0 | 2 | 1 | 11039-117-004183 | CITY OF HOOVER
43770 | Temporary Closed | 2000-07-31 | 1992-12-08 |  | Petroleum | On road diesel | On road diesel | Industrial | Fiberglass reinforced plastic | Fiberglass reinforced plastic |  |  | Fiberglass reinforced plastic |  | 1901-01-01 | Catchment Basin | Automatic shutoff device At 95% full | Automatic shutoff device At 95% full |  |  | Automatic Tank Gauge | [8 empty] | UST Currently In Use: 0; UST Temp Close: 2; AST Currently In Use: 0; AST Temp Closed: 0 | 0 | 2 | 1 | 11039-117-004183 | CITY OF HOOVER
43771 | Temporary Closed | 2015-12-01 | 1991-01-21 |  | Petroleum | Other, OFFROAD | Other | Retail | Fiberglass reinforced plastic | Fiberglass reinforced plastic |  |  | Fiberglass reinforced plastic |  |  | Catchment Basin | Flow Rest 90% Full | Flow Rest 90% Full |  |  | Statistical Inventory Reconciliation (SIR) | [8 empty] | UST Currently In Use: 0; UST Temp Close: 4; AST Currently In Use: 0; AST Temp Closed: 0 | 0 | 4 | 3 | 24168-037-010317 | LITTLE BROTHER LLC
43772 | Temporary Closed | 2007-11-01 | 1992-10-01 |  | Petroleum | Unleaded gasoline | Unleaded gasoline | Retail | Steel | Steel | DBL WALL |  | Fiberglass reinforced plastic |  |  | Catchment Basin | Flow Rest 90% Full | Flow Rest 90% Full | Interstitial Monitoring within Secondary Containment |  | Statistical Inventory Reconciliation (SIR) |  | Automatic flow restrictor (MLLD) | Automatic flow restrictor (MLLD) | Interstitial Monitoring within Secondary Containment |  | Statistical inventory reconciliation (SIR) | Statistical inventory reconciliation (SIR) |  | UST Currently In Use: 0; UST Temp Close: 1; AST Currently In Use: 0; AST Temp Closed: 0 | 0 | 1 | 4 | 21943-123-000969 | TEXACO SERVICE CENTER
43773 | Currently in Use |  | 1993-03-23 |  | Petroleum | Unleaded gasoline | Unleaded gasoline | Retail | Single Wall | Single Wall | Coated & cathodic protection (sti-P3) |  | Double Wall |  |  | Catchment Basin | Flow Rest 90% Full | Flow Rest 90% Full |  |  | Statistical Inventory Reconciliation (SIR) |  | Automatic flow restrictor (MLLD) | Automatic flow restrictor (MLLD) |  |  | Statistical inventory reconciliation (SIR) | Statistical inventory reconciliation (SIR) |  | UST Currently In Use: 2; UST Temp Close: 0; AST Currently In Use: 0; AST Temp Closed: 0 | 2 | 0 | 4 | 22820-055-007276 | SAI, LLC
43775 | Currently in Use |  | 1993-03-23 |  | Petroleum | Premium gasoline | Premium gasoline | Retail | Steel | Single Wall | Coated & cathodic protection (sti-P3) |  | Fiberglass reinforced plastic |  |  | Catchment Basin | Flow Rest 90% Full | Flow Rest 90% Full |  |  | Statistical Inventory Reconciliation (SIR) |  | Containment Sump | Automatic flow restrictor (MLLD) |  |  | Statistical inventory reconciliation (SIR) | Statistical inventory reconciliation (SIR) |  | UST Currently In Use: 2; UST Temp Close: 0; AST Currently In Use: 0; AST Temp Closed: 0 | 2 | 0 | 4 | 22820-055-007276 | SAI, LLC
43776 | Permanently Closed | 2002-02-07 | 1992-03-17 | 2002-02-07 | Petroleum | On road diesel | On road diesel | Industrial | Fiberglass reinforced plastic | Fiberglass reinforced plastic |  |  | Flexible |  | 1901-01-01 | Catchment Basin | Audible high level alarm At 90% full | Audible high level alarm At 90% full | Interstitial Monitoring within Secondary Containment |  | Continuous Automatic Tank Gauge |  |  |  | Interstitial Monitoring within Secondary Containment |  | Continuous alarm system | Continuous alarm system |  | UST Currently In Use: 0; UST Temp Close: 0; AST Currently In Use: 0; AST Temp Closed: 1 | 0 | 0 | 12 | 21031-089-010515 | INTERNATIONAL DIESEL OF ALABAMA LLC
43777 | Permanently Closed | 2002-02-07 | 1992-03-17 | 2002-02-07 | Petroleum | Other, 10W30 | Other | Industrial | Fiberglass reinforced plastic | Fiberglass reinforced plastic |  |  | Flexible |  | 1901-01-01 | Catchment Basin | Audible high level alarm At 90% full | Audible high level alarm At 90% full | Interstitial Monitoring within Secondary Containment |  | Continuous Automatic Tank Gauge |  |  |  | Interstitial Monitoring within Secondary Containment |  | Continuous alarm system | Continuous alarm system |  | UST Currently In Use: 0; UST Temp Close: 0; AST Currently In Use: 0; AST Temp Closed: 1 | 0 | 0 | 12 | 21031-089-010515 | INTERNATIONAL DIESEL OF ALABAMA LLC
43778 | Permanently Closed | 2007-05-25 | 1992-10-28 | 2007-05-25 | Petroleum | Unleaded gasoline | Unleaded gasoline | Local government | Fiberglass reinforced plastic | Fiberglass reinforced plastic |  |  | Fiberglass reinforced plastic |  | 1901-01-01 | Catchment Basin | Flow Rest 90% Full | Automatic shutoff device At 95% full |  |  | Continuous Automatic Tank Gauge | [8 empty] | UST Currently In Use: 0; UST Temp Close: 0; AST Currently In Use: 0; AST Temp Closed: 0 | 0 | 0 | 3 | 15584-095-001362 | ALBERTVILLE CITY SCHOOLS
43779 | Permanently Closed | 2007-05-25 | 1992-10-28 | 2007-05-25 | Petroleum | On road diesel | On road diesel | Local government | Fiberglass reinforced plastic | Fiberglass reinforced plastic |  |  | Fiberglass reinforced plastic |  | 1901-01-01 | Catchment Basin | Automatic shutoff device At 95% full | Automatic shutoff device At 95% full |  |  | Continuous Automatic Tank Gauge | [8 empty] | UST Currently In Use: 0; UST Temp Close: 0; AST Currently In Use: 0; AST Temp Closed: 0 | 0 | 0 | 3 | 15584-095-001362 | ALBERTVILLE CITY SCHOOLS
43780 | Permanently Closed | 2011-09-01 | 1991-09-28 | 2011-09-01 | Petroleum | Unleaded gasoline | Unleaded gasoline | Industrial | Single Wall | Single Wall | Coated & cathodic protection (sti-P3) |  | Fiberglass reinforced plastic |  |  | Catchment Basin | Flow Rest 90% Full | Flow Rest 90% Full |  |  | Continuous Automatic Tank Gauge |  | Sump sensor relayed to automatically shut off submersible pump | Containment Sump | Interstitial Monitoring within Secondary Containment | SENSOR TO ATG | Continuous alarm system | Continuous alarm system |  | UST Currently In Use: 0; UST Temp Close: 0; AST Currently In Use: 0; AST Temp Closed: 0 | 0 | 0 | 1 | 11238-095-015775 | COOKS PEST CONTROL
43781 | Currently in Use |  | 1992-05-20 |  | Petroleum | Unleaded gasoline | Unleaded gasoline | Local government | Single Wall | Fiberglass reinforced plastic |  |  | Single Wall |  |  | Catchment Basin | Automatic shutoff device At 95% full | Automatic shutoff device At 95% full |  |  | Continuous Automatic Tank Gauge | Direct Bury submersible pump | [7 empty] | UST Currently In Use: 2; UST Temp Close: 0; AST Currently In Use: 0; AST Temp Closed: 0 | 2 | 0 | 0 | 11059-033-018315 | CITY OF MUSCLE SHOALS
43782 | Currently in Use |  | 1992-05-20 |  | Petroleum | On road diesel | On road diesel | Local government | Single Wall | Fiberglass reinforced plastic |  |  | Single Wall |  |  | Catchment Basin | Automatic shutoff device At 95% full | Automatic shutoff device At 95% full |  |  | Continuous Automatic Tank Gauge | Direct Bury submersible pump | [7 empty] | UST Currently In Use: 2; UST Temp Close: 0; AST Currently In Use: 0; AST Temp Closed: 0 | 2 | 0 | 0 | 11059-033-018315 | CITY OF MUSCLE SHOALS
43783 | Currently in Use |  | 1992-10-10 |  | Petroleum | Unleaded gasoline | Unleaded gasoline | Retail | Steel | Steel | Coated & cathodic protection (sti-P3) |  | Fiberglass reinforced plastic |  |  | Catchment Basin | Flow Rest 90% Full | Flow Rest 90% Full |  |  | Automatic Tank Gauge |  | Containment Sump | Automatic flow restrictor (MLLD) | Interstitial Monitoring within Secondary Containment | MANUAL/VISUAL CHECK | Annual line testing | Annual line testing |  | UST Currently In Use: 6; UST Temp Close: 2; AST Currently In Use: 0; AST Temp Closed: 0 | 6 | 2 | 10 | 18027-097-010423 | FLETCHER SMITH SERVICE STATION
43784 | Permanently Closed | 1998-12-18 | 1977-06-01 | 2000-03-13 | Petroleum | Used oil | Used oil |  | Steel | Steel | Coated & cathodic protection (sti-P3) |  | Steel |  | 1901-01-01 | [5 empty] | Manual Tank Gauging (only tanks 1000 gal. or less and 48” or 64” in diameter) | [8 empty] | UST Currently In Use: 0; UST Temp Close: 0; AST Currently In Use: 0; AST Temp Closed: 0 | 0 | 0 | 2 | 18028-097-015773 | TERRY DEES AND OSSIE BOUTWELL
43785 | Permanently Closed | 1998-12-18 | 1977-06-01 | 2000-03-13 | Petroleum | Other, TRANSFLUID | Other |  | Steel | Steel | Coated & cathodic protection (sti-P3) |  | Steel |  | 1901-01-01 | [5 empty] | Manual Tank Gauging (only tanks 1000 gal. or less and 48” or 64” in diameter) | [8 empty] | UST Currently In Use: 0; UST Temp Close: 0; AST Currently In Use: 0; AST Temp Closed: 0 | 0 | 0 | 2 | 18028-097-015773 | TERRY DEES AND OSSIE BOUTWELL
43786 | Permanently Closed | 2007-03-30 | 1991-09-15 | 2007-03-30 | Petroleum | Unleaded gasoline | Unleaded gasoline | Retail | Steel | Steel | Coated & cathodic protection (sti-P3) |  | Fiberglass reinforced plastic |  | 1901-01-01 | Catchment Basin | Automatic shutoff device At 95% full | Automatic shutoff device At 95% full |  |  | Statistical Inventory Reconciliation (SIR) | [8 empty] | UST Currently In Use: 0; UST Temp Close: 0; AST Currently In Use: 0; AST Temp Closed: 0 | 0 | 0 | 3 | 13284-133-006866 | H.L. MARTIN DISTRIBUTING CO.
43787 | Currently in Use |  | 1992-06-03 |  | Petroleum | Unleaded gasoline | Unleaded gasoline | Retail | Steel | Steel | Coated & cathodic protection (sti-P3) |  | Fiberglass reinforced plastic |  |  | Catchment Basin | Flow Rest 90% Full | Flow Rest 90% Full |  |  | Automatic Tank Gauge |  | Automatic flow restrictor (MLLD) | Automatic flow restrictor (MLLD) | Interstitial Monitoring within Secondary Containment |  | Annual line testing | Annual line testing |  | UST Currently In Use: 4; UST Temp Close: 0; AST Currently In Use: 0; AST Temp Closed: 0 | 4 | 0 | 4 | 11929-021-003632 | FRED HEADLEY
43788 | Currently in Use |  | 1992-06-03 |  | Petroleum | Mid-grade gasoline | Mid-grade gasoline | Retail | Steel | Steel | Coated & cathodic protection (sti-P3) |  | Fiberglass reinforced plastic |  |  | Catchment Basin | Flow Rest 90% Full | Flow Rest 90% Full |  |  | Automatic Tank Gauge |  | Automatic flow restrictor (MLLD) | Automatic flow restrictor (MLLD) | Interstitial Monitoring within Secondary Containment |  | Annual line testing | Annual line testing |  | UST Currently In Use: 4; UST Temp Close: 0; AST Currently In Use: 0; AST Temp Closed: 0 | 4 | 0 | 4 | 11929-021-003632 | FRED HEADLEY
43789 | Currently in Use |  | 1992-06-03 |  | Petroleum | Premium gasoline | Premium gasoline | Retail | Steel | Steel | Coated & cathodic protection (sti-P3) |  | Fiberglass reinforced plastic |  |  | Catchment Basin | Flow Rest 90% Full | Flow Rest 90% Full |  |  | Automatic Tank Gauge |  | Containment Sump | Automatic flow restrictor (MLLD) | Interstitial Monitoring within Secondary Containment |  | Annual line testing | Annual line testing |  | UST Currently In Use: 4; UST Temp Close: 0; AST Currently In Use: 0; AST Temp Closed: 0 | 4 | 0 | 4 | 11929-021-003632 | FRED HEADLEY
43792 | Currently in Use |  | 1992-06-03 |  | Petroleum | On road diesel | On road diesel | Retail | Steel | Steel | Coated & cathodic protection (sti-P3) |  | Fiberglass reinforced plastic |  |  | Catchment Basin | Flow Rest 90% Full | Flow Rest 90% Full |  |  | Automatic Tank Gauge |  | Containment Sump | Automatic flow restrictor (MLLD) | Interstitial Monitoring within Secondary Containment |  | Annual line testing | Annual line testing |  | UST Currently In Use: 4; UST Temp Close: 0; AST Currently In Use: 0; AST Temp Closed: 0 | 4 | 0 | 4 | 11929-021-003632 | FRED HEADLEY
43793 | Currently in Use |  | 1992-10-31 |  | Petroleum | Unleaded gasoline | Unleaded gasoline | Retail | Single Wall | Single Wall | Coated & cathodic protection (sti-P3) |  | Double Wall |  |  | Catchment Basin | Automatic shutoff device At 95% full | Automatic shutoff device At 95% full |  |  | Automatic Tank Gauge |  | Automatic shutoff device (AELLD) | Automatic shutoff device (AELLD) | [5 empty] | UST Currently In Use: 4; UST Temp Close: 0; AST Currently In Use: 1; AST Temp Closed: 0 | 4 | 0 | 3 | 23319-057-005883 | JIMMY HOCUTT
43794 | Currently in Use |  | 1992-10-31 |  | Petroleum | Premium gasoline | Premium gasoline | Retail | Single Wall | Single Wall | Coated & cathodic protection (sti-P3) |  | Double Wall |  |  | Catchment Basin | Automatic shutoff device At 95% full | Automatic shutoff device At 95% full |  |  | Automatic Tank Gauge |  | Automatic shutoff device (AELLD) | Automatic shutoff device (AELLD) | [5 empty] | UST Currently In Use: 4; UST Temp Close: 0; AST Currently In Use: 1; AST Temp Closed: 0 | 4 | 0 | 3 | 23319-057-005883 | JIMMY HOCUTT
43796 | Currently in Use |  | 1992-10-31 |  | Petroleum | On road diesel | On road diesel | Retail | Steel | Single Wall | Coated & cathodic protection (sti-P3) |  | Single Wall |  |  | Catchment Basin | Automatic shutoff device At 95% full | Automatic shutoff device At 95% full |  |  | Automatic Tank Gauge | [8 empty] | UST Currently In Use: 4; UST Temp Close: 0; AST Currently In Use: 1; AST Temp Closed: 0 | 4 | 0 | 3 | 23319-057-005883 | JIMMY HOCUTT
43797 | Currently in Use |  | 1993-03-27 |  | Petroleum | Unleaded gasoline | Unleaded gasoline | Retail | Fiberglass reinforced plastic | Fiberglass reinforced plastic |  |  | Fiberglass reinforced plastic |  | 1901-01-01 | Catchment Basin | Automatic shutoff device At 95% full | Automatic shutoff device At 95% full | Interstitial Monitoring within Secondary Containment | MANUAL/VISUAL CHECK | [9 empty] | UST Currently In Use: 1; UST Temp Close: 0; AST Currently In Use: 0; AST Temp Closed: 0 | 1 | 0 | 0 | 17945-051-015723 | JOE COLLIER
43798 | Currently in Use |  | 1990-02-24 |  | Petroleum | Unleaded gasoline | Unleaded gasoline | Industrial | Double Wall | Double Wall |  |  | Double Wall |  |  | Catchment Basin | Flow Rest 90% Full | Flow Rest 90% Full |  | SENSOR TO ATG | Continuous Automatic Tank Gauge | Single walled submersible pump containment sump | Containment Sump | Automatic flow restrictor (MLLD) |  | SENSOR TO ATG | Annual line testing | Annual line testing |  | UST Currently In Use: 1; UST Temp Close: 0; AST Currently In Use: 0; AST Temp Closed: 0 | 1 | 0 | 0 | 15094-103-015725 | UNITED PARCEL SERVICE
43799 | Permanently Closed | 1998-04-23 | 1965-05-06 | 1998-04-23 | Petroleum | On road diesel | On road diesel | Emergency power generator | Steel | Steel |  | Painted or None | Steel |  | 1901-01-01 | [11 empty] | Annual line testing | Annual line testing |  | UST Currently In Use: 0; UST Temp Close: 0; AST Currently In Use: 0; AST Temp Closed: 0 | 0 | 0 | 3 | 14462-101-012187 | BELLSOUTH TELECOMM. DBA AT&T ALA.
43800 | Permanently Closed | 1997-04-16 | 1984-01-01 | 1997-04-17 | Petroleum | On road diesel | On road diesel | Emergency power generator | Steel | Steel |  | Painted or None | Other |  | 1901-01-01 | [14 empty] | UST Currently In Use: 0; UST Temp Close: 0; AST Currently In Use: 1; AST Temp Closed: 0 | 0 | 0 | 1 | 14462-105-015774 | BELLSOUTH TELECOMM. DBA AT&T ALA.
43801 | Permanently Closed | 1994-04-28 | 1988-04-13 | 1994-04-28 | Petroleum | Unleaded gasoline | Unleaded gasoline | Emergency power generator | Steel | Steel |  | Painted or None | COPPER |  | 1901-01-01 | Catchment Basin | Audible high level alarm At 90% full | Audible high level alarm At 90% full |  |  | Automatic Tank Gauge | [8 empty] | UST Currently In Use: 0; UST Temp Close: 0; AST Currently In Use: 1; AST Temp Closed: 0 | 0 | 0 | 3 | 14462-117-012223 | BELLSOUTH TELECOMM. DBA AT&T ALA.
43802 | Permanently Closed | 1997-09-10 | 1983-04-09 23:00 | 1997-09-10 | Petroleum | Unleaded gasoline | Unleaded gasoline | Emergency power generator | Steel | Steel |  | Painted or None | COPPER |  | 1901-01-01 | Catchment Basin | Audible high level alarm At 90% full | Audible high level alarm At 90% full | [11 empty] | UST Currently In Use: 0; UST Temp Close: 0; AST Currently In Use: 0; AST Temp Closed: 0 | 0 | 0 | 1 | 14462-097-012215 | BELLSOUTH TELECOMM. DBA AT&T ALA.
43803 | Permanently Closed | 1994-02-24 | 1992-01-15 | 1994-02-24 | Petroleum | Unleaded gasoline | Unleaded gasoline | Bulk facility | Fiberglass reinforced plastic | Fiberglass reinforced plastic |  |  | Steel |  | 1901-01-01 | Catchment Basin | Audible high level alarm At 90% full | Audible high level alarm At 90% full | Interstitial Monitoring within Secondary Containment |  | Automatic Tank Gauge |  |  |  | Interstitial Monitoring within Secondary Containment |  |  |  |  | UST Currently In Use: 0; UST Temp Close: 0; AST Currently In Use: 0; AST Temp Closed: 0 | 0 | 0 | 2 | 14462-073-012047 | BELLSOUTH TELECOMM. DBA AT&T ALA.
43804 | Permanently Closed | 1995-11-13 | 1984-02-12 | 1995-11-13 | Petroleum | On road diesel | On road diesel | Emergency power generator | Steel | Steel |  | Painted or None | Other |  | 1901-01-01 | [14 empty] | UST Currently In Use: 0; UST Temp Close: 0; AST Currently In Use: 0; AST Temp Closed: 0 | 0 | 0 | 1 | 14462-063-015775 | BELLSOUTH TELECOMM. DBA AT&T ALA.
43805 | Currently in Use |  | 1993-02-15 |  | Petroleum | Unleaded gasoline | Unleaded gasoline | Retail | Fiberglass reinforced plastic | Fiberglass reinforced plastic |  |  | Double Wall |  | 1901-01-01 | Catchment Basin | Flow Rest 90% Full | Flow Rest 90% Full |  |  | Continuous Automatic Tank Gauge |  | Containment Sump | Automatic flow restrictor (MLLD) |  |  | Annual line testing | Annual line testing |  | UST Currently In Use: 2; UST Temp Close: 0; AST Currently In Use: 0; AST Temp Closed: 0 | 2 | 0 | 2 | 23587-089-011856 | LACEY'S SPRING A&C INC.
43806 | Currently in Use |  | 1993-02-15 |  | Petroleum | Premium gasoline | Premium gasoline | Retail | Fiberglass reinforced plastic | Fiberglass reinforced plastic |  |  | Double Wall |  | 1901-01-01 | Catchment Basin | Flow Rest 90% Full | Flow Rest 90% Full |  |  | Continuous Automatic Tank Gauge |  | Automatic flow restrictor (MLLD) | Automatic flow restrictor (MLLD) |  |  | Annual line testing | Annual line testing |  | UST Currently In Use: 2; UST Temp Close: 0; AST Currently In Use: 0; AST Temp Closed: 0 | 2 | 0 | 2 | 23587-089-011856 | LACEY'S SPRING A&C INC.
43807 | Currently in Use |  | 1992-09-22 |  | Petroleum | Unleaded gasoline | Unleaded gasoline | Retail | Steel | Steel | Coated & cathodic protection (sti-P3) |  | Flexible |  |  | Catchment Basin | Flow Rest 90% Full | Automatic shutoff device At 95% full |  |  | Continuous Automatic Tank Gauge |  | Automatic shutoff device (AELLD) | Automatic shutoff device (AELLD) | [5 empty] | UST Currently In Use: 2; UST Temp Close: 1; AST Currently In Use: 0; AST Temp Closed: 0 | 2 | 1 | 0 | 15420-083-015777 | MAPCO EXPRESS, INC.
43808 | Currently in Use |  | 1992-09-22 |  | Petroleum | Premium gasoline | Premium gasoline | Retail | Steel | Steel | Coated & cathodic protection (sti-P3) |  | Flexible |  |  | Catchment Basin | Flow Rest 90% Full | Flow Rest 90% Full |  |  | Continuous Automatic Tank Gauge |  | Automatic shutoff device (AELLD) | Automatic shutoff device (AELLD) | [5 empty] | UST Currently In Use: 2; UST Temp Close: 1; AST Currently In Use: 0; AST Temp Closed: 0 | 2 | 1 | 0 | 15420-083-015777 | MAPCO EXPRESS, INC.
43809 | Temporary Closed | 2017-09-25 | 1992-09-22 |  | Petroleum | Kerosene | Kerosene | Retail | Steel | Steel | Coated & cathodic protection (sti-P3) |  | Steel |  |  | Catchment Basin | Automatic shutoff device At 95% full | Automatic shutoff device At 95% full |  |  | Continuous Automatic Tank Gauge | [8 empty] | UST Currently In Use: 2; UST Temp Close: 1; AST Currently In Use: 0; AST Temp Closed: 0 | 2 | 1 | 0 | 15420-083-015777 | MAPCO EXPRESS, INC.
43810 | Permanently Closed | 2002-02-18 | 1992-01-16 | 2002-04-19 | Petroleum | Unleaded gasoline | Unleaded gasoline | Retail | Steel | Steel | Coated & cathodic protection (sti-P3) |  | Fiberglass reinforced plastic |  | 1901-01-01 | Catchment Basin | Audible high level alarm At 90% full | Audible high level alarm At 90% full |  |  | Automatic Tank Gauge | [5 empty] | Annual line testing | Annual line testing |  | UST Currently In Use: 0; UST Temp Close: 0; AST Currently In Use: 0; AST Temp Closed: 0 | 0 | 0 | 3 | 10037-069-015541 | A. W. HERNDON OIL COMPANY, INC.
43813 | Permanently Closed | 2002-02-18 | 1992-01-16 | 2002-04-19 | Petroleum | Unleaded gasoline | Unleaded gasoline | Retail | Steel | Steel | Coated & cathodic protection (sti-P3) |  | Fiberglass reinforced plastic |  | 1901-01-01 | Catchment Basin | Audible high level alarm At 90% full | Audible high level alarm At 90% full |  |  | Automatic Tank Gauge | [5 empty] | Annual line testing | Annual line testing |  | UST Currently In Use: 0; UST Temp Close: 0; AST Currently In Use: 0; AST Temp Closed: 0 | 0 | 0 | 3 | 10037-069-015541 | A. W. HERNDON OIL COMPANY, INC.
43816 | Permanently Closed | 2002-02-18 | 1992-01-16 | 2002-04-19 | Petroleum | Unleaded gasoline | Unleaded gasoline | Retail | Steel | Steel | Coated & cathodic protection (sti-P3) |  | Fiberglass reinforced plastic |  | 1901-01-01 | Catchment Basin | Audible high level alarm At 90% full | Audible high level alarm At 90% full |  |  | Automatic Tank Gauge | [5 empty] | Annual line testing | Annual line testing |  | UST Currently In Use: 0; UST Temp Close: 0; AST Currently In Use: 0; AST Temp Closed: 0 | 0 | 0 | 3 | 10037-069-015541 | A. W. HERNDON OIL COMPANY, INC.
43817 | Permanently Closed | 2000-10-03 | 1993-03-08 | 2011-02-18 | Petroleum | Unleaded gasoline | Unleaded gasoline | Retail | Steel | Steel | Coated & cathodic protection (sti-P3) |  | Fiberglass reinforced plastic |  | 1901-01-01 | Catchment Basin | Automatic shutoff device At 95% full | Automatic shutoff device At 95% full |  |  | Manual Tank Gauging (only tanks 1000 gal. or less and 48” or 64” in diameter) | [8 empty] | UST Currently In Use: 0; UST Temp Close: 0; AST Currently In Use: 0; AST Temp Closed: 0 | 0 | 0 | 2 | 18031-059-018353 | BONNIE JONES
43818 | Permanently Closed | 2000-10-03 | 1993-03-08 | 2011-02-18 | Petroleum | Premium gasoline | Premium gasoline | Retail | Steel | Steel | Coated & cathodic protection (sti-P3) |  | Fiberglass reinforced plastic |  | 1901-01-01 | Catchment Basin | Automatic shutoff device At 95% full | Automatic shutoff device At 95% full |  |  | Manual Tank Gauging (only tanks 1000 gal. or less and 48” or 64” in diameter) | [8 empty] | UST Currently In Use: 0; UST Temp Close: 0; AST Currently In Use: 0; AST Temp Closed: 0 | 0 | 0 | 2 | 18031-059-018353 | BONNIE JONES
43819 | Permanently Closed | 1997-08-22 | 1901-01-01 | 1997-08-27 | Petroleum | Unleaded gasoline | Unleaded gasoline | Retail | [6 empty] | 1901-01-01 | [5 empty] | Statistical Inventory Reconciliation (SIR) | [8 empty] | UST Currently In Use: 2; UST Temp Close: 0; AST Currently In Use: 0; AST Temp Closed: 0 | 2 | 0 | 3 | 25746-129-015776 | ALABAMA PETRO LLC
43820 | Permanently Closed | 1997-08-22 | 1901-01-01 | 1997-08-27 | Petroleum | Unleaded gasoline | Unleaded gasoline | Retail | [6 empty] | 1901-01-01 | [5 empty] | Statistical Inventory Reconciliation (SIR) | [8 empty] | UST Currently In Use: 2; UST Temp Close: 0; AST Currently In Use: 0; AST Temp Closed: 0 | 2 | 0 | 3 | 25746-129-015776 | ALABAMA PETRO LLC
43822 | Permanently Closed | 2016-01-01 | 1993-02-25 | 2016-02-25 | Petroleum | Unleaded gasoline | Unleaded gasoline | Retail | Single Wall | Single Wall | Coated & cathodic protection (sti-P3) |  | Fiberglass reinforced plastic |  |  | Catchment Basin | Automatic shutoff device At 95% full | Automatic shutoff device At 95% full |  |  | Automatic Tank Gauge | [5 empty] | Annual line testing | Annual line testing |  | UST Currently In Use: 0; UST Temp Close: 0; AST Currently In Use: 0; AST Temp Closed: 0 | 0 | 0 | 6 | 11453-003-001769 | DIAMOND GASOLINE STATIONS, INC.
43823 | Permanently Closed | 2016-01-01 | 1993-02-25 | 2016-02-25 | Petroleum | Mid-grade gasoline | Mid-grade gasoline | Retail | Single Wall | Single Wall | Coated & cathodic protection (sti-P3) |  | Single Wall |  |  | Catchment Basin | Automatic shutoff device At 95% full | Automatic shutoff device At 95% full |  |  | Automatic Tank Gauge | [5 empty] | Annual line testing | Annual line testing |  | UST Currently In Use: 0; UST Temp Close: 0; AST Currently In Use: 0; AST Temp Closed: 0 | 0 | 0 | 6 | 11453-003-001769 | DIAMOND GASOLINE STATIONS, INC.
43824 | Permanently Closed | 2016-01-01 | 1993-02-25 | 2016-02-25 | Petroleum | Premium gasoline | Premium gasoline | Retail | Steel | Single Wall | Coated & cathodic protection (sti-P3) |  | Single Wall |  |  | Catchment Basin | Automatic shutoff device At 95% full | Automatic shutoff device At 95% full |  |  | Automatic Tank Gauge | [5 empty] | Annual line testing | Annual line testing |  | UST Currently In Use: 0; UST Temp Close: 0; AST Currently In Use: 0; AST Temp Closed: 0 | 0 | 0 | 6 | 11453-003-001769 | DIAMOND GASOLINE STATIONS, INC.
43825 | Currently in Use |  | 1993-03-22 |  | Petroleum | Unleaded gasoline | Unleaded gasoline | Retail | Steel | Steel | Coated & cathodic protection (sti-P3) |  | Fiberglass reinforced plastic |  |  | Catchment Basin | Flow Rest 90% Full | Flow Rest 90% Full |  |  | Automatic Tank Gauge |  | Automatic flow restrictor (MLLD) | Automatic flow restrictor (MLLD) |  |  | Annual line testing | Annual line testing |  | UST Currently In Use: 3; UST Temp Close: 0; AST Currently In Use: 0; AST Temp Closed: 0 | 3 | 0 | 3 | 12031-129-004390 | MARTY L. WILLIAMS
43826 | Permanently Closed | 2016-10-24 | 1993-03-09 |  | Petroleum | Unleaded gasoline | Unleaded gasoline | Industrial | Double Wall | Double Wall |  |  | Double Wall |  | 1901-01-01 | Catchment Basin | Flow Rest 90% Full | Flow Rest 90% Full | Interstitial Monitoring within Secondary Containment | MANUAL/VISUAL CHECK | [9 empty] | UST Currently In Use: 0; UST Temp Close: 0; AST Currently In Use: 3; AST Temp Closed: 0 | 0 | 0 | 2 | 10146-063-010978 | ALABAMA POWER COMPANY
43827 | Temporary Closed | 1996-09-01 | 1993-04-19 |  | Petroleum | Unleaded gasoline | Unleaded gasoline | Retail | Fiberglass reinforced plastic | Fiberglass reinforced plastic |  |  | Fiberglass reinforced plastic |  | 1901-01-01 | Catchment Basin | Flow Rest 90% Full | Flow Rest 90% Full | Interstitial Monitoring within Secondary Containment | [10 empty] | UST Currently In Use: 0; UST Temp Close: 1; AST Currently In Use: 0; AST Temp Closed: 0 | 0 | 1 | 0 | 17948-051-015726 | DAN CARDEN
43828 | Temporary Closed | 2006-01-01 | 1990-01-12 |  | Petroleum | Unleaded gasoline | Unleaded gasoline | Industrial | Fiberglass reinforced plastic | Fiberglass reinforced plastic |  |  | Single Wall |  | 1901-01-01 | Catchment Basin | Flow Rest 90% Full | Flow Rest 90% Full |  |  | Automatic Tank Gauge |  | Automatic flow restrictor (MLLD) | Automatic flow restrictor (MLLD) |  | MANUAL/VISUAL CHECK | Annual line testing | Annual line testing |  | UST Currently In Use: 0; UST Temp Close: 1; AST Currently In Use: 0; AST Temp Closed: 0 | 0 | 1 | 0 | 19108-127-015727 | BEARDEN OIL COMPANY
43829 | Permanently Closed | 1994-08-30 | 1988-02-19 | 1994-08-30 | Petroleum | On road diesel | On road diesel | Emergency power generator | Fiberglass coated steel | Fiberglass coated steel |  |  | Steel |  | 1901-01-01 | Catchment Basin | [13 empty] | UST Currently In Use: 0; UST Temp Close: 0; AST Currently In Use: 0; AST Temp Closed: 0 | 0 | 0 | 1 | 14462-073-016003 | BELLSOUTH TELECOMM. DBA AT&T ALA.
43830 | Permanently Closed | 1994-09-01 | 1988-10-01 | 1994-09-01 | Petroleum | On road diesel | On road diesel | Emergency power generator | Steel | Steel | Coated & cathodic protection (sti-P3) |  | Steel |  | 1901-01-01 | Catchment Basin | [13 empty] | UST Currently In Use: 0; UST Temp Close: 0; AST Currently In Use: 0; AST Temp Closed: 0 | 0 | 0 | 1 | 14462-073-015777 | BELLSOUTH TELECOMM. DBA AT&T ALA.
43831 | Permanently Closed | 1998-10-27 | 1991-06-20 | 1998-10-27 | Petroleum | Unleaded gasoline | Unleaded gasoline | Industrial | Steel | Steel | Coated & cathodic protection (sti-P3) |  | Fiberglass reinforced plastic |  | 1901-01-01 | Catchment Basin | Automatic shutoff device At 95% full | Automatic shutoff device At 95% full | [11 empty] | UST Currently In Use: 0; UST Temp Close: 0; AST Currently In Use: 0; AST Temp Closed: 0 | 0 | 0 | 1 | 17949-093-015728 | HMH SUPPLY CO
43832 | Currently in Use |  | 1992-10-30 |  | Petroleum | Unleaded gasoline | Unleaded gasoline | Retail | Steel | Steel | Coated & cathodic protection (sti-P3) |  | Flexible |  |  | Catchment Basin | Flow Rest 90% Full | Flow Rest 90% Full |  |  | Automatic Tank Gauge |  | Automatic flow restrictor (MLLD) | Automatic flow restrictor (MLLD) | Interstitial Monitoring within Secondary Containment |  | Annual line testing | Annual line testing |  | UST Currently In Use: 3; UST Temp Close: 0; AST Currently In Use: 0; AST Temp Closed: 0 | 3 | 0 | 0 | 14681-047-015729 | STERLING OIL COMPANY, INC.
43833 | Currently in Use |  | 1992-10-30 |  | Petroleum | Mid-grade gasoline | Mid-grade gasoline | Retail | Steel | Steel | Coated & cathodic protection (sti-P3) |  | Flexible |  |  | Catchment Basin | Flow Rest 90% Full | Flow Rest 90% Full |  |  | Automatic Tank Gauge |  | Automatic flow restrictor (MLLD) | Automatic flow restrictor (MLLD) | Interstitial Monitoring within Secondary Containment |  | Annual line testing | Annual line testing |  | UST Currently In Use: 3; UST Temp Close: 0; AST Currently In Use: 0; AST Temp Closed: 0 | 3 | 0 | 0 | 14681-047-015729 | STERLING OIL COMPANY, INC.
43834 | Currently in Use |  | 1992-10-30 |  | Petroleum | Unleaded gasoline | Unleaded gasoline | Retail | Steel | Steel | Coated & cathodic protection (sti-P3) |  | Flexible |  |  | Catchment Basin | Flow Rest 90% Full | Flow Rest 90% Full |  |  | Automatic Tank Gauge |  | Containment Sump | Automatic flow restrictor (MLLD) | Interstitial Monitoring within Secondary Containment |  | Annual line testing | Annual line testing |  | UST Currently In Use: 3; UST Temp Close: 0; AST Currently In Use: 0; AST Temp Closed: 0 | 3 | 0 | 0 | 14681-047-015729 | STERLING OIL COMPANY, INC.
43835 | Permanently Closed | 1994-04-12 | 1991-02-01 | 1994-04-12 | Petroleum | Unleaded gasoline | Unleaded gasoline | Bulk facility | Fiberglass reinforced plastic | Fiberglass reinforced plastic |  |  | Steel |  | 1901-01-01 | Catchment Basin | Audible high level alarm At 90% full | Audible high level alarm At 90% full | Interstitial Monitoring within Secondary Containment |  | Automatic Tank Gauge | [8 empty] | UST Currently In Use: 0; UST Temp Close: 0; AST Currently In Use: 0; AST Temp Closed: 0 | 0 | 0 | 2 | 14462-089-013332 | BELLSOUTH TELECOMM. DBA AT&T ALA.
43836 | Permanently Closed | 2019-05-01 | 1992-08-30 |  | Petroleum | Premium gasoline | Premium gasoline | Bulk facility | Fiberglass reinforced plastic | Fiberglass reinforced plastic |  |  | Fiberglass reinforced plastic |  | 1901-01-01 | Catchment Basin | Flow Rest 90% Full | Audible high level alarm At 90% full |  |  | Automatic Tank Gauge | [8 empty] | UST Currently In Use: 0; UST Temp Close: 0; AST Currently In Use: 2; AST Temp Closed: 0 | 0 | 0 | 6 | 11275-039-007467 | COVINGTON ELECTRIC COOPERATIVE, INC.
43837 | Permanently Closed | 2019-05-01 | 1992-08-30 |  | Petroleum | On road diesel | On road diesel | Bulk facility | Fiberglass reinforced plastic | Fiberglass reinforced plastic |  |  | Fiberglass reinforced plastic |  | 1901-01-01 | Catchment Basin | Audible high level alarm At 90% full | Audible high level alarm At 90% full |  |  | Automatic Tank Gauge | [8 empty] | UST Currently In Use: 0; UST Temp Close: 0; AST Currently In Use: 2; AST Temp Closed: 0 | 0 | 0 | 6 | 11275-039-007467 | COVINGTON ELECTRIC COOPERATIVE, INC.
43838 | Currently in Use |  | 1993-03-25 |  | Petroleum | Unleaded gasoline | Unleaded gasoline | Retail | Steel | Steel | Coated & cathodic protection (sti-P3) |  | Fiberglass reinforced plastic |  | 1901-01-01 | Catchment Basin | Flow Rest 90% Full | Flow Rest 90% Full |  |  | Statistical Inventory Reconciliation (SIR) | [8 empty] | UST Currently In Use: 2; UST Temp Close: 0; AST Currently In Use: 0; AST Temp Closed: 0 | 2 | 0 | 0 | 22739-125-015730 | SHERRY PHILLIPS
43840 | Currently in Use |  | 1993-03-25 |  | Petroleum | Unleaded gasoline | Unleaded gasoline | Retail | Steel | Steel | Coated & cathodic protection (sti-P3) |  | Fiberglass reinforced plastic |  | 1901-01-01 | Catchment Basin | Flow Rest 90% Full | Flow Rest 90% Full |  |  | Statistical Inventory Reconciliation (SIR) | [8 empty] | UST Currently In Use: 2; UST Temp Close: 0; AST Currently In Use: 0; AST Temp Closed: 0 | 2 | 0 | 0 | 22739-125-015730 | SHERRY PHILLIPS
43842 | Cannot Locate or abandoned | 2005-08-31 | 1992-10-25 |  | Petroleum | Unleaded gasoline | Unleaded gasoline | Retail | Fiberglass reinforced plastic | Fiberglass reinforced plastic |  |  | Fiberglass reinforced plastic |  | 1901-01-01 | Catchment Basin | Flow Rest 90% Full | Flow Rest 90% Full | Interstitial Monitoring within Secondary Containment | [10 empty] | UST Currently In Use: 0; UST Temp Close: 0; AST Currently In Use: 0; AST Temp Closed: 0 | 0 | 0 | 1 | 17927-051-003384 | RILEY MARK
43843 | Permanently Closed | 2013-09-20 | 1993-03-05 | 2013-10-31 | Petroleum | Unleaded gasoline | Unleaded gasoline | Industrial | Steel | Steel | Coated & cathodic protection (sti-P3) |  | Fiberglass reinforced plastic |  |  | Catchment Basin | Automatic shutoff device At 95% full | Automatic shutoff device At 95% full |  |  | Continuous Automatic Tank Gauge | [8 empty] | UST Currently In Use: 0; UST Temp Close: 0; AST Currently In Use: 0; AST Temp Closed: 0 | 0 | 0 | 2 | 10125-015-003308 | SPIRE ALABAMA INC.
43844 | Currently in Use |  | 1992-11-11 |  | Petroleum | Premium gasoline | Premium gasoline | Retail | Fiberglass reinforced plastic | Fiberglass reinforced plastic |  |  | Single Wall |  | 1901-01-01 | Catchment Basin | Flow Rest 90% Full | Flow Rest 90% Full |  |  | Continuous Automatic Tank Gauge |  | Automatic shutoff device (AELLD) | Automatic shutoff device (AELLD) | [5 empty] | UST Currently In Use: 3; UST Temp Close: 0; AST Currently In Use: 0; AST Temp Closed: 0 | 3 | 0 | 0 | 25265-073-015844 | LGWS/CROSS AMERICA PARTNERS
43845 | Currently in Use |  | 1992-11-11 |  | Petroleum | Unleaded gasoline | Unleaded gasoline | Retail | Fiberglass reinforced plastic | Fiberglass reinforced plastic |  |  | Fiberglass reinforced plastic |  | 1901-01-01 | Catchment Basin | Flow Rest 90% Full | Flow Rest 90% Full |  |  | Continuous Automatic Tank Gauge |  | Automatic shutoff device (AELLD) | Automatic shutoff device (AELLD) | [5 empty] | UST Currently In Use: 3; UST Temp Close: 0; AST Currently In Use: 0; AST Temp Closed: 0 | 3 | 0 | 0 | 25265-073-015844 | LGWS/CROSS AMERICA PARTNERS
43847 | Currently in Use |  | 1992-11-11 |  | Petroleum | On road diesel | On road diesel | Retail | Single Wall | Fiberglass reinforced plastic |  |  | Single Wall |  | 1901-01-01 | Catchment Basin | Flow Rest 90% Full | Flow Rest 90% Full |  |  | Continuous Automatic Tank Gauge |  | Automatic shutoff device (AELLD) | Automatic shutoff device (AELLD) | [5 empty] | UST Currently In Use: 3; UST Temp Close: 0; AST Currently In Use: 0; AST Temp Closed: 0 | 3 | 0 | 0 | 25265-073-015844 | LGWS/CROSS AMERICA PARTNERS
43848 | Currently in Use |  | 1993-03-01 |  | Petroleum | On road diesel | On road diesel | Industrial | Double Wall | Double Wall |  |  | Double Wall |  |  | Catchment Basin | Flow Rest 90% Full | Automatic shutoff device At 95% full | Interstitial Monitoring within Secondary Containment | SENSOR TO ATG |  | Single walled submersible pump containment sump | Containment Sump | Automatic flow restrictor (MLLD) |  |  | Annual line testing | Annual line testing |  | UST Currently In Use: 1; UST Temp Close: 0; AST Currently In Use: 0; AST Temp Closed: 0 | 1 | 0 | 0 | 25988-103-015779 | CARRY TRANSIT
43849 | Currently in Use |  | 1993-03-31 |  | Petroleum | Unleaded gasoline | Unleaded gasoline | Retail | Fiberglass reinforced plastic | Fiberglass reinforced plastic |  |  | Double Wall |  | 2014-01-16 | Catchment Basin | Automatic shutoff device At 95% full | Automatic shutoff device At 95% full |  |  | Continuous Automatic Tank Gauge | Single walled submersible pump containment sump | Containment Sump | Automatic flow restrictor (MLLD) | Interstitial Monitoring within Secondary Containment | SENSOR TO ATG | INTMON REQ | Continuous alarm system |  | UST Currently In Use: 2; UST Temp Close: 0; AST Currently In Use: 0; AST Temp Closed: 0 | 2 | 0 | 4 | 11661-079-002561 | EDWARDS OIL COMPANY
43850 | Permanently Closed | 2013-12-23 | 1993-03-31 | 2013-12-23 | Petroleum | Premium gasoline | Premium gasoline | Retail | Fiberglass reinforced plastic | Double Wall |  |  | Double Wall |  | 1901-01-01 | Catchment Basin | Flow Rest 90% Full | Automatic shutoff device At 95% full | Interstitial Monitoring within Secondary Containment | SENSOR TO ATG | Continuous Automatic Tank Gauge |  | Containment Sump | Containment Sump | Interstitial Monitoring within Secondary Containment |  |  |  |  | UST Currently In Use: 2; UST Temp Close: 0; AST Currently In Use: 0; AST Temp Closed: 0 | 2 | 0 | 4 | 11661-079-002561 | EDWARDS OIL COMPANY
43851 | Currently in Use |  | 1993-03-01 |  | Petroleum | Unleaded gasoline | Unleaded gasoline | Retail | Steel | Steel | Coated & cathodic protection (sti-P3) |  | Fiberglass reinforced plastic |  |  | Catchment Basin | Automatic shutoff device At 95% full | Automatic shutoff device At 95% full |  |  | Continuous Automatic Tank Gauge |  | Automatic shutoff device (AELLD) | Automatic shutoff device (AELLD) | [5 empty] | UST Currently In Use: 4; UST Temp Close: 0; AST Currently In Use: 0; AST Temp Closed: 0 | 4 | 0 | 0 | 15420-089-015784 | MAPCO EXPRESS, INC.
43852 | Currently in Use |  | 1993-03-01 |  | Petroleum | Premium gasoline | Premium gasoline | Retail | Steel | Steel | Coated & cathodic protection (sti-P3) |  | Fiberglass reinforced plastic |  |  | Catchment Basin | Automatic shutoff device At 95% full | Automatic shutoff device At 95% full |  |  | Continuous Automatic Tank Gauge |  | Automatic shutoff device (AELLD) | Automatic shutoff device (AELLD) | [5 empty] | UST Currently In Use: 4; UST Temp Close: 0; AST Currently In Use: 0; AST Temp Closed: 0 | 4 | 0 | 0 | 15420-089-015784 | MAPCO EXPRESS, INC.
43853 | Currently in Use |  | 1993-03-01 |  | Petroleum | On road diesel | On road diesel | Retail | Steel | Steel | Coated & cathodic protection (sti-P3) |  | Fiberglass reinforced plastic |  |  | Catchment Basin | Flow Rest 90% Full | Flow Rest 90% Full |  |  | Continuous Automatic Tank Gauge |  | Automatic shutoff device (AELLD) | Automatic shutoff device (AELLD) | [5 empty] | UST Currently In Use: 4; UST Temp Close: 0; AST Currently In Use: 0; AST Temp Closed: 0 | 4 | 0 | 0 | 15420-089-015784 | MAPCO EXPRESS, INC.
43854 | Currently in Use |  | 1993-03-01 |  | Petroleum | On road diesel | On road diesel | Retail | Steel | Steel | Coated & cathodic protection (sti-P3) |  | Fiberglass reinforced plastic |  |  | Catchment Basin | Automatic shutoff device At 95% full | Automatic shutoff device At 95% full |  |  | Continuous Automatic Tank Gauge | [8 empty] | UST Currently In Use: 4; UST Temp Close: 0; AST Currently In Use: 0; AST Temp Closed: 0 | 4 | 0 | 0 | 15420-089-015784 | MAPCO EXPRESS, INC.
43855 | Permanently Closed | 1997-09-19 | 1992-11-19 | 1997-09-19 | Petroleum | Unleaded gasoline | Unleaded gasoline | Retail | Steel | Steel | Coated & cathodic protection (sti-P3) |  | Steel |  | 1901-01-01 | Catchment Basin | Flow Rest 90% Full | Flow Rest 90% Full | [8 empty] | Annual line testing | Annual line testing |  | UST Currently In Use: 0; UST Temp Close: 0; AST Currently In Use: 0; AST Temp Closed: 0 | 0 | 0 | 7 | 20132-089-003917 | JAMES CRUMRINE
43856 | Currently in Use |  | 1993-03-01 |  | Petroleum | Unleaded gasoline | Unleaded gasoline | Retail | Single Wall | Single Wall | Coated & cathodic protection (sti-P3) |  | Fiberglass reinforced plastic |  | 1901-01-01 | Catchment Basin | Flow Rest 90% Full | Flow Rest 90% Full |  |  | Automatic Tank Gauge |  | Automatic flow restrictor (MLLD) | Automatic flow restrictor (MLLD) |  |  | Annual line testing | Annual line testing |  | UST Currently In Use: 5; UST Temp Close: 0; AST Currently In Use: 0; AST Temp Closed: 0 | 5 | 0 | 0 | 25611-089-015780 | JAY YOGA INC
43857 | Currently in Use |  | 1993-03-01 |  | Petroleum | Unleaded gasoline | Unleaded gasoline | Retail | Single Wall | Single Wall | Coated & cathodic protection (sti-P3) |  | Fiberglass reinforced plastic |  | 1901-01-01 | Catchment Basin | Flow Rest 90% Full | Flow Rest 90% Full |  |  | Automatic Tank Gauge |  | Automatic flow restrictor (MLLD) | Automatic flow restrictor (MLLD) |  |  | Annual line testing | Annual line testing |  | UST Currently In Use: 5; UST Temp Close: 0; AST Currently In Use: 0; AST Temp Closed: 0 | 5 | 0 | 0 | 25611-089-015780 | JAY YOGA INC
43858 | Currently in Use |  | 1993-03-01 |  | Petroleum | Premium gasoline | Premium gasoline | Retail | Steel | Single Wall | Coated & cathodic protection (sti-P3) |  | Double Wall |  | 1901-01-01 | Catchment Basin | Flow Rest 90% Full | Flow Rest 90% Full |  |  | Automatic Tank Gauge |  | Automatic flow restrictor (MLLD) | Automatic flow restrictor (MLLD) | [5 empty] | UST Currently In Use: 5; UST Temp Close: 0; AST Currently In Use: 0; AST Temp Closed: 0 | 5 | 0 | 0 | 25611-089-015780 | JAY YOGA INC
43859 | Currently in Use |  | 1993-03-01 |  | Petroleum | On road diesel | On road diesel | Retail | Single Wall | Single Wall | Coated & cathodic protection (sti-P3) |  | Double Wall |  | 1901-01-01 | Catchment Basin | Automatic shutoff device At 95% full | Automatic shutoff device At 95% full |  |  | Automatic Tank Gauge |  | Automatic flow restrictor (MLLD) | Automatic flow restrictor (MLLD) |  |  | Annual line testing | Annual line testing |  | UST Currently In Use: 5; UST Temp Close: 0; AST Currently In Use: 0; AST Temp Closed: 0 | 5 | 0 | 0 | 25611-089-015780 | JAY YOGA INC
43860 | Currently in Use |  | 1993-03-01 |  | Petroleum | On road diesel | On road diesel | Retail | Steel | Single Wall | Coated & cathodic protection (sti-P3) |  | Double Wall |  | 1901-01-01 | Catchment Basin | Flow Rest 90% Full | Automatic shutoff device At 95% full |  |  | Statistical Inventory Reconciliation (SIR) | [8 empty] | UST Currently In Use: 5; UST Temp Close: 0; AST Currently In Use: 0; AST Temp Closed: 0 | 5 | 0 | 0 | 25611-089-015780 | JAY YOGA INC
43862 | Currently in Use |  | 1993-04-09 |  | Petroleum | On road diesel | On road diesel | Industrial | Fiberglass reinforced plastic | Double Wall |  |  | Fiberglass reinforced plastic |  | 1901-01-01 | Catchment Basin | Automatic shutoff device At 95% full | Automatic shutoff device At 95% full | Interstitial Monitoring within Secondary Containment | SENSOR TO ATG | [9 empty] | UST Currently In Use: 1; UST Temp Close: 0; AST Currently In Use: 0; AST Temp Closed: 0 | 1 | 0 | 2 | 20476-073-000719 | GYPSUM MANAGEMENT & SUPPLY, INC
43863 | Permanently Closed | 1993-06-07 | 1983-01-01 | 1993-06-07 | Petroleum | Unleaded gasoline | Unleaded gasoline | Bulk facility | Steel | Steel |  |  | Steel |  | 1901-01-01 | Catchment Basin |  |  |  |  | Statistical Inventory Reconciliation (SIR) | [8 empty] | UST Currently In Use: 0; UST Temp Close: 0; AST Currently In Use: 0; AST Temp Closed: 0 | 0 | 0 | 1 | 17992-117-015845 | CITY OF CALERA
43864 | Currently in Use |  | 1992-07-28 |  | Petroleum | Unleaded gasoline | Unleaded gasoline | Retail | Steel | Steel | Coated & cathodic protection (sti-P3) |  | Fiberglass reinforced plastic |  |  | Catchment Basin | Flow Rest 90% Full | Automatic shutoff device At 95% full |  |  | Continuous Automatic Tank Gauge |  | Automatic shutoff device (AELLD) | Automatic shutoff device (AELLD) | [5 empty] | UST Currently In Use: 3; UST Temp Close: 0; AST Currently In Use: 0; AST Temp Closed: 0 | 3 | 0 | 0 | 11101-097-015778 | CLARK OIL COMPANY, INC.
43865 | Currently in Use |  | 1992-07-28 |  | Petroleum | Mid-grade gasoline | Mid-grade gasoline | Retail | Steel | Steel | Coated & cathodic protection (sti-P3) |  | Fiberglass reinforced plastic |  |  | Catchment Basin | Flow Rest 90% Full | Automatic shutoff device At 95% full |  |  | Continuous Automatic Tank Gauge |  | Automatic shutoff device (AELLD) | Automatic shutoff device (AELLD) | [5 empty] | UST Currently In Use: 3; UST Temp Close: 0; AST Currently In Use: 0; AST Temp Closed: 0 | 3 | 0 | 0 | 11101-097-015778 | CLARK OIL COMPANY, INC.
43866 | Currently in Use |  | 1992-07-28 |  | Petroleum | Premium gasoline | Premium gasoline | Retail | Steel | Steel | Coated & cathodic protection (sti-P3) |  | Fiberglass reinforced plastic |  |  | Catchment Basin | Automatic shutoff device At 95% full | Automatic shutoff device At 95% full |  |  | Continuous Automatic Tank Gauge |  | Automatic shutoff device (AELLD) | Automatic shutoff device (AELLD) | [5 empty] | UST Currently In Use: 3; UST Temp Close: 0; AST Currently In Use: 0; AST Temp Closed: 0 | 3 | 0 | 0 | 11101-097-015778 | CLARK OIL COMPANY, INC.
43867 | Permanently Closed | 1998-10-01 | 1901-01-01 | 1999-08-24 | Petroleum | On road diesel | On road diesel | Bulk facility | Fiberglass reinforced plastic | Fiberglass reinforced plastic |  |  | Steel |  | 1901-01-01 | [5 empty] | Manual Tank Gauging (only tanks 1000 gal. or less and 48” or 64” in diameter) | [8 empty] | UST Currently In Use: 0; UST Temp Close: 0; AST Currently In Use: 0; AST Temp Closed: 0 | 0 | 0 | 2 | 18036-097-015779 | AVONDALE CONTAINERS MOBILE DIVISION
43868 | Permanently Closed | 1998-10-01 | 1901-01-01 | 1999-08-24 | Petroleum | On road diesel | On road diesel | Bulk facility | Fiberglass reinforced plastic | Fiberglass reinforced plastic |  |  | Steel |  | 1901-01-01 | [5 empty] | Manual Tank Gauging (only tanks 1000 gal. or less and 48” or 64” in diameter) | [8 empty] | UST Currently In Use: 0; UST Temp Close: 0; AST Currently In Use: 0; AST Temp Closed: 0 | 0 | 0 | 2 | 18036-097-015779 | AVONDALE CONTAINERS MOBILE DIVISION
43869 | Permanently Closed | 2018-05-30 | 1993-04-23 | 2018-05-30 | Petroleum | On road diesel | On road diesel | Bulk facility | Fiberglass reinforced plastic | Fiberglass reinforced plastic |  |  | Flexible |  | 1901-01-01 | Catchment Basin | Audible high level alarm At 90% full | Audible high level alarm At 90% full | Interstitial Monitoring within Secondary Containment |  | Automatic Tank Gauge |  | Containment Sump | Containment Sump | Interstitial Monitoring within Secondary Containment | SENSOR TO ATG | Annual line testing | Annual line testing |  | UST Currently In Use: 0; UST Temp Close: 0; AST Currently In Use: 0; AST Temp Closed: 0 | 0 | 0 | 3 | 12154-073-011250 | GREYHOUND LINES INC ENVIRO DEPT
43870 | Currently in Use |  | 1992-04-01 |  | Petroleum | On road diesel | On road diesel | Retail | Steel | Steel | Coated & cathodic protection (sti-P3) |  | Fiberglass reinforced plastic |  |  | Catchment Basin | Audible high level alarm At 90% full | Audible high level alarm At 90% full |  |  | Continuous Automatic Tank Gauge |  | Containment Sump | Automatic flow restrictor (MLLD) |  | SENSOR TO ATG | Annual line testing | Annual line testing |  | UST Currently In Use: 4; UST Temp Close: 0; AST Currently In Use: 0; AST Temp Closed: 0 | 4 | 0 | 0 | 25377-051-015731 | KHODIYAR KRUPA LLC
43871 | Currently in Use |  | 1992-04-01 |  | Petroleum | Premium gasoline | Premium gasoline | Retail | Steel | Steel | Coated & cathodic protection (sti-P3) |  | Fiberglass reinforced plastic |  |  | Catchment Basin | Flow Rest 90% Full | Audible high level alarm At 90% full |  |  | Continuous Automatic Tank Gauge |  | Automatic flow restrictor (MLLD) | Automatic flow restrictor (MLLD) |  | SENSOR TO ATG | Annual line testing | Annual line testing |  | UST Currently In Use: 4; UST Temp Close: 0; AST Currently In Use: 0; AST Temp Closed: 0 | 4 | 0 | 0 | 25377-051-015731 | KHODIYAR KRUPA LLC
43872 | Currently in Use |  | 1992-04-01 |  | Petroleum | Mid-grade gasoline | Mid-grade gasoline | Retail | Steel | Steel | Coated & cathodic protection (sti-P3) |  | Fiberglass reinforced plastic |  |  | Catchment Basin | Audible high level alarm At 90% full | Audible high level alarm At 90% full |  |  | Continuous Automatic Tank Gauge |  | Automatic flow restrictor (MLLD) | Automatic flow restrictor (MLLD) |  | SENSOR TO ATG | Annual line testing | Annual line testing |  | UST Currently In Use: 4; UST Temp Close: 0; AST Currently In Use: 0; AST Temp Closed: 0 | 4 | 0 | 0 | 25377-051-015731 | KHODIYAR KRUPA LLC
43873 | Currently in Use |  | 1992-04-01 |  | Petroleum | Unleaded gasoline | Unleaded gasoline | Retail | Steel | Steel | Coated & cathodic protection (sti-P3) |  | Fiberglass reinforced plastic |  |  | Catchment Basin | Audible high level alarm At 90% full | Audible high level alarm At 90% full |  |  | Continuous Automatic Tank Gauge |  | Containment Sump | Automatic flow restrictor (MLLD) |  | SENSOR TO ATG | Annual line testing | Annual line testing |  | UST Currently In Use: 4; UST Temp Close: 0; AST Currently In Use: 0; AST Temp Closed: 0 | 4 | 0 | 0 | 25377-051-015731 | KHODIYAR KRUPA LLC
43874 | Currently in Use |  | 1993-04-01 |  | Petroleum | Unleaded gasoline | Unleaded gasoline | Retail | Single Wall | Single Wall | Coated & cathodic protection (sti-P3) |  | Fiberglass reinforced plastic |  |  | Catchment Basin | Flow Rest 90% Full | Flow Rest 90% Full |  |  | Continuous Automatic Tank Gauge | Single walled submersible pump containment sump | Automatic flow restrictor (MLLD) | Automatic flow restrictor (MLLD) |  |  | Annual line testing | Annual line testing |  | UST Currently In Use: 3; UST Temp Close: 0; AST Currently In Use: 0; AST Temp Closed: 0 | 3 | 0 | 3 | 13284-095-001530 | H.L. MARTIN DISTRIBUTING CO.
43875 | Currently in Use |  | 1993-04-01 |  | Petroleum | Premium gasoline | Premium gasoline | Retail | Steel | Single Wall | Coated & cathodic protection (sti-P3) |  | Double Wall |  |  | Catchment Basin | Flow Rest 90% Full | Flow Rest 90% Full |  |  | Continuous Automatic Tank Gauge | Single walled submersible pump containment sump | Automatic flow restrictor (MLLD) | Automatic flow restrictor (MLLD) |  |  | Annual line testing | Annual line testing |  | UST Currently In Use: 3; UST Temp Close: 0; AST Currently In Use: 0; AST Temp Closed: 0 | 3 | 0 | 3 | 13284-095-001530 | H.L. MARTIN DISTRIBUTING CO.
43876 | Currently in Use |  | 1993-04-01 |  | Petroleum | On road diesel | On road diesel | Retail | Single Wall | Single Wall | Coated & cathodic protection (sti-P3) |  | Fiberglass reinforced plastic |  |  | Catchment Basin | Flow Rest 90% Full | Flow Rest 90% Full |  |  | Statistical Inventory Reconciliation (SIR) | Single walled submersible pump containment sump | Containment Sump | Automatic flow restrictor (MLLD) |  |  | Annual line testing | Annual line testing |  | UST Currently In Use: 3; UST Temp Close: 0; AST Currently In Use: 0; AST Temp Closed: 0 | 3 | 0 | 3 | 13284-095-001530 | H.L. MARTIN DISTRIBUTING CO.
43877 | Permanently Closed | 1994-07-28 | 1982-01-01 | 1994-07-28 | Petroleum | On road diesel | On road diesel | Industrial | Steel | Steel |  |  | Steel |  | 1901-01-01 | Catchment Basin | Flow Rest 90% Full | Flow Rest 90% Full |  |  | Statistical Inventory Reconciliation (SIR) | [8 empty] | UST Currently In Use: 1; UST Temp Close: 0; AST Currently In Use: 0; AST Temp Closed: 0 | 1 | 0 | 5 | 18037-097-015780 | ALLIED WASTE SERVICES
43878 | Permanently Closed | 1994-07-28 | 1982-01-01 | 1994-07-28 | Petroleum | On road diesel | On road diesel | Industrial | Steel | Steel |  |  | Steel |  | 1901-01-01 | Catchment Basin | Flow Rest 90% Full | Flow Rest 90% Full |  |  | Statistical Inventory Reconciliation (SIR) | [8 empty] | UST Currently In Use: 1; UST Temp Close: 0; AST Currently In Use: 0; AST Temp Closed: 0 | 1 | 0 | 5 | 18037-097-015780 | ALLIED WASTE SERVICES
43879 | Permanently Closed | 1994-04-14 | 1982-01-01 | 1994-04-14 | Petroleum | Used oil | Used oil | Industrial | Steel | Steel |  |  | Steel |  | 1901-01-01 | Catchment Basin |  |  |  |  | Statistical Inventory Reconciliation (SIR) | [8 empty] | UST Currently In Use: 1; UST Temp Close: 0; AST Currently In Use: 0; AST Temp Closed: 0 | 1 | 0 | 5 | 18037-097-015780 | ALLIED WASTE SERVICES
43880 | Permanently Closed | 1994-04-14 | 1982-01-01 | 1994-04-14 | Petroleum | Used oil | Used oil | Industrial | Steel | Steel |  |  | Steel |  | 1901-01-01 | Catchment Basin |  |  |  |  | Statistical Inventory Reconciliation (SIR) | [8 empty] | UST Currently In Use: 1; UST Temp Close: 0; AST Currently In Use: 0; AST Temp Closed: 0 | 1 | 0 | 5 | 18037-097-015780 | ALLIED WASTE SERVICES
43881 | Permanently Closed | 1994-04-14 | 1982-01-01 | 1994-04-14 | Petroleum | Used oil | Used oil | Industrial | Steel | Steel |  |  | Steel |  | 1901-01-01 | Catchment Basin |  |  |  |  | Statistical Inventory Reconciliation (SIR) | [8 empty] | UST Currently In Use: 1; UST Temp Close: 0; AST Currently In Use: 0; AST Temp Closed: 0 | 1 | 0 | 5 | 18037-097-015780 | ALLIED WASTE SERVICES
43882 | Permanently Closed | 1993-06-25 | 1901-01-01 | 1993-06-25 | Petroleum | Unleaded gasoline | Unleaded gasoline | Bulk facility | Steel | Steel |  |  | Steel |  | 1901-01-01 | [14 empty] | UST Currently In Use: 0; UST Temp Close: 0; AST Currently In Use: 0; AST Temp Closed: 0 | 0 | 0 | 1 | 14462-003-015781 | BELLSOUTH TELECOMM. DBA AT&T ALA.
43883 | Temporary Closed | 1998-07-01 | 1993-04-14 |  | Petroleum | On road diesel | On road diesel | Bulk facility | Double Wall | Double Wall |  |  | Double Wall |  | 1901-01-01 | Catchment Basin | Flow Rest 90% Full | Audible high level alarm At 90% full | Interstitial Monitoring within Secondary Containment |  | Automatic Tank Gauge |  | Automatic flow restrictor (MLLD) | Automatic flow restrictor (MLLD) | Interstitial Monitoring within Secondary Containment |  | Annual line testing | Annual line testing |  | UST Currently In Use: 0; UST Temp Close: 1; AST Currently In Use: 0; AST Temp Closed: 0 | 0 | 1 | 1 | 21011-103-002614 | MICHAEL R. GARNETT
43884 | Temporary Closed | 2013-11-29 | 1992-12-11 |  | Petroleum | Unleaded gasoline | Unleaded gasoline | Retail | Steel | Steel | Coated & cathodic protection (sti-P3) |  | Fiberglass reinforced plastic |  | 1901-01-01 | Catchment Basin | Flow Rest 90% Full | Flow Rest 90% Full |  |  | Statistical Inventory Reconciliation (SIR) | [8 empty] | UST Currently In Use: 0; UST Temp Close: 1; AST Currently In Use: 0; AST Temp Closed: 0 | 0 | 1 | 2 | 24081-125-007722 | CHRISTINE HENDRIX
43885 | Temporary Closed | 2014-01-17 | 1993-02-01 |  | Petroleum | Unleaded gasoline | Unleaded gasoline | Retail | Steel | Steel | Coated & cathodic protection (sti-P3) |  | Fiberglass reinforced plastic |  |  | Catchment Basin | Flow Rest 90% Full | Flow Rest 90% Full |  |  | Statistical Inventory Reconciliation (SIR) |  | Automatic flow restrictor (MLLD) | Automatic flow restrictor (MLLD) |  |  | Statistical inventory reconciliation (SIR) | Statistical inventory reconciliation (SIR) |  | UST Currently In Use: 0; UST Temp Close: 2; AST Currently In Use: 0; AST Temp Closed: 0 | 0 | 2 | 0 | 18102-057-015732 | L AND S SERVICE STATION
43886 | Temporary Closed | 2014-01-17 | 1993-02-01 |  | Petroleum | On road diesel | On road diesel | Retail | Steel | Steel | Coated & cathodic protection (sti-P3) |  | Fiberglass reinforced plastic |  |  | Catchment Basin | Flow Rest 90% Full | Flow Rest 90% Full |  |  | Statistical Inventory Reconciliation (SIR) | [8 empty] | UST Currently In Use: 0; UST Temp Close: 2; AST Currently In Use: 0; AST Temp Closed: 0 | 0 | 2 | 0 | 18102-057-015732 | L AND S SERVICE STATION
43887 | Currently in Use |  | 1993-03-01 |  | Petroleum | On road diesel | On road diesel | Retail | Steel | Steel | Coated & cathodic protection (sti-P3) |  | Steel |  |  | Catchment Basin | Automatic shutoff device At 95% full | Automatic shutoff device At 95% full |  |  | Continuous Automatic Tank Gauge | [8 empty] | UST Currently In Use: 4; UST Temp Close: 0; AST Currently In Use: 0; AST Temp Closed: 0 | 4 | 0 | 1 | 15420-049-012702 | MAPCO EXPRESS, INC.
43888 | Currently in Use |  | 1993-03-01 |  | Petroleum | Unleaded gasoline | Unleaded gasoline | Retail | Steel | Steel | Coated & cathodic protection (sti-P3) |  | Double Wall |  |  | Catchment Basin | Automatic shutoff device At 95% full | Automatic shutoff device At 95% full |  |  | Continuous Automatic Tank Gauge |  | Automatic shutoff device (AELLD) | Automatic shutoff device (AELLD) | [5 empty] | UST Currently In Use: 4; UST Temp Close: 0; AST Currently In Use: 0; AST Temp Closed: 0 | 4 | 0 | 1 | 15420-049-012702 | MAPCO EXPRESS, INC.
43890 | Currently in Use |  | 1993-03-01 |  | Petroleum | Unleaded gasoline | Unleaded gasoline |  | Steel | Steel | Coated & cathodic protection (sti-P3) |  | Double Wall |  |  | Catchment Basin | Automatic shutoff device At 95% full | Automatic shutoff device At 95% full |  |  | Continuous Automatic Tank Gauge |  | MANIFOLDED | Other | [5 empty] | UST Currently In Use: 4; UST Temp Close: 0; AST Currently In Use: 0; AST Temp Closed: 0 | 4 | 0 | 1 | 15420-049-012702 | MAPCO EXPRESS, INC.
43891 | Currently in Use |  | 1993-03-01 |  | Petroleum | Premium gasoline | Premium gasoline | Retail | Steel | Steel | Coated & cathodic protection (sti-P3) |  | Steel |  |  | Catchment Basin | Automatic shutoff device At 95% full | Automatic shutoff device At 95% full |  |  | Continuous Automatic Tank Gauge |  | Automatic shutoff device (AELLD) | Automatic shutoff device (AELLD) | [5 empty] | UST Currently In Use: 4; UST Temp Close: 0; AST Currently In Use: 0; AST Temp Closed: 0 | 4 | 0 | 1 | 15420-049-012702 | MAPCO EXPRESS, INC.
43892 | Currently in Use |  | 1993-12-21 |  | Petroleum | On road diesel | On road diesel | Industrial | Fiberglass reinforced plastic | Fiberglass reinforced plastic |  |  | Double Wall |  | 1901-01-01 | Catchment Basin | Flow Rest 90% Full | Flow Rest 90% Full |  |  | Continuous Automatic Tank Gauge |  | Automatic flow restrictor (MLLD) | Automatic flow restrictor (MLLD) |  |  | Annual line testing | Annual line testing |  | UST Currently In Use: 2; UST Temp Close: 0; AST Currently In Use: 0; AST Temp Closed: 0 | 2 | 0 | 0 | 18151-095-015781 | B AND G SUPPLY COMPANY
43893 | Currently in Use |  | 1993-12-21 |  | Petroleum | Other, OFF RD DSL | Other | Industrial | Fiberglass reinforced plastic | Fiberglass reinforced plastic |  |  | Double Wall |  | 1901-01-01 | Catchment Basin | Flow Rest 90% Full | Flow Rest 90% Full |  |  | Continuous Automatic Tank Gauge |  | Automatic flow restrictor (MLLD) | Automatic flow restrictor (MLLD) |  |  | Annual line testing | Annual line testing |  | UST Currently In Use: 2; UST Temp Close: 0; AST Currently In Use: 0; AST Temp Closed: 0 | 2 | 0 | 0 | 18151-095-015781 | B AND G SUPPLY COMPANY
43894 | Currently in Use |  | 1993-01-01 |  | Petroleum | On road diesel | On road diesel | Emergency power generator | Fiberglass reinforced plastic | Fiberglass reinforced plastic |  |  | Fiberglass reinforced plastic |  | 1901-01-01 | Catchment Basin | Audible high level alarm At 90% full | Audible high level alarm At 90% full | Interstitial Monitoring within Secondary Containment | SENSOR TO ATG | Continuous Automatic Tank Gauge | [8 empty] | UST Currently In Use: 3; UST Temp Close: 0; AST Currently In Use: 0; AST Temp Closed: 0 | 3 | 0 | 0 | 17246-089-015365 | HUNTSVILLE HOSPITAL PLANT OPERATIONS
43895 | Permanently Closed | 2000-06-07 | 1992-01-15 | 2000-06-07 | Petroleum | On road diesel | On road diesel | Emergency power generator | Fiberglass reinforced plastic | Fiberglass reinforced plastic |  |  | Fiberglass reinforced plastic |  | 1901-01-01 | Catchment Basin | Audible high level alarm At 90% full | Audible high level alarm At 90% full | Interstitial Monitoring within Secondary Containment |  | Automatic Tank Gauge | [8 empty] | UST Currently In Use: 0; UST Temp Close: 0; AST Currently In Use: 0; AST Temp Closed: 0 | 0 | 0 | 2 | 17246-089-015366 | HUNTSVILLE HOSPITAL PLANT OPERATIONS
43896 | Permanently Closed | 2003-02-12 | 1991-09-15 | 2003-02-13 | Petroleum | On road diesel | On road diesel | Emergency power generator | Fiberglass reinforced plastic | Fiberglass reinforced plastic |  |  | Fiberglass reinforced plastic |  | 1901-01-01 | Catchment Basin | Audible high level alarm At 90% full | Audible high level alarm At 90% full | Interstitial Monitoring within Secondary Containment |  | Automatic Tank Gauge | [8 empty] | UST Currently In Use: 0; UST Temp Close: 0; AST Currently In Use: 0; AST Temp Closed: 0 | 0 | 0 | 1 | 17246-089-015782 | HUNTSVILLE HOSPITAL PLANT OPERATIONS
43897 | Permanently Closed | 2018-02-08 | 1992-02-04 | 2018-02-14 | Petroleum | Unleaded gasoline | Unleaded gasoline | Bulk facility | Steel | Steel | Coated & cathodic protection (sti-P3) |  | Fiberglass reinforced plastic |  | 1901-01-01 | Catchment Basin | Audible high level alarm At 90% full | Audible high level alarm At 90% full |  |  | Automatic Tank Gauge | [8 empty] | UST Currently In Use: 0; UST Temp Close: 0; AST Currently In Use: 0; AST Temp Closed: 0 | 0 | 0 | 5 | 10398-003-001429 | BALDWIN COUNTY BOARD OF EDUCATION
43898 | Permanently Closed | 2017-04-07 | 1992-02-04 | 2018-02-14 | Petroleum | On road diesel | On road diesel | Local Government | Steel | Steel | Coated & cathodic protection (sti-P3) |  | Fiberglass reinforced plastic |  | 1901-01-01 | Catchment Basin | Audible high level alarm At 90% full | Audible high level alarm At 90% full |  |  | Automatic Tank Gauge | [8 empty] | UST Currently In Use: 0; UST Temp Close: 0; AST Currently In Use: 0; AST Temp Closed: 0 | 0 | 0 | 5 | 10398-003-001429 | BALDWIN COUNTY BOARD OF EDUCATION
43899 | Permanently Closed | 2009-07-21 | 1993-02-23 | 2009-07-21 | Petroleum | Unleaded gasoline | Unleaded gasoline | Local Government | Steel | Steel | Coated & cathodic protection (sti-P3) |  | Fiberglass reinforced plastic |  | 1901-01-01 | Catchment Basin | Automatic shutoff device At 95% full | Automatic shutoff device At 95% full |  |  | Automatic Tank Gauge | [8 empty] | UST Currently In Use: 0; UST Temp Close: 0; AST Currently In Use: 1; AST Temp Closed: 0 | 0 | 0 | 2 | 10398-003-001438 | BALDWIN COUNTY BOARD OF EDUCATION
43900 | Temporary Closed | 2003-06-01 | 1992-07-20 |  | Petroleum | Unleaded gasoline | Unleaded gasoline | Retail | Fiberglass coated steel | Fiberglass coated steel |  |  | Fiberglass reinforced plastic |  | 1901-01-01 | Catchment Basin | Automatic shutoff device At 95% full | Automatic shutoff device At 95% full |  |  | Automatic Tank Gauge |  | Automatic flow restrictor (MLLD) | Automatic flow restrictor (MLLD) |  |  | Annual line testing | Annual line testing |  | UST Currently In Use: 0; UST Temp Close: 6; AST Currently In Use: 0; AST Temp Closed: 0 | 0 | 6 | 5 | 23814-021-014426 | RICKY G HEADLEY
43901 | Temporary Closed | 2003-06-01 | 1992-07-20 |  | Petroleum | Unleaded gasoline | Unleaded gasoline | Retail | Fiberglass coated steel | Fiberglass coated steel |  |  | Fiberglass reinforced plastic |  | 1901-01-01 | Catchment Basin | Automatic shutoff device At 95% full | Automatic shutoff device At 95% full |  |  | Automatic Tank Gauge |  | Automatic flow restrictor (MLLD) | Automatic flow restrictor (MLLD) |  |  | Annual line testing | Annual line testing |  | UST Currently In Use: 0; UST Temp Close: 6; AST Currently In Use: 0; AST Temp Closed: 0 | 0 | 6 | 5 | 23814-021-014426 | RICKY G HEADLEY
43902 | Temporary Closed | 2003-06-01 | 1992-07-20 |  | Petroleum | Unleaded gasoline | Unleaded gasoline | Retail | Fiberglass coated steel | Fiberglass coated steel |  |  | Fiberglass reinforced plastic |  | 1901-01-01 | Catchment Basin | Automatic shutoff device At 95% full | Automatic shutoff device At 95% full |  |  | Automatic Tank Gauge |  | Automatic flow restrictor (MLLD) | Automatic flow restrictor (MLLD) |  |  | Annual line testing | Annual line testing |  | UST Currently In Use: 0; UST Temp Close: 6; AST Currently In Use: 0; AST Temp Closed: 0 | 0 | 6 | 5 | 23814-021-014426 | RICKY G HEADLEY
43903 | Temporary Closed | 2003-06-01 | 1992-07-20 |  | Petroleum | On road diesel | On road diesel | Retail | Fiberglass coated steel | Fiberglass coated steel |  |  | Fiberglass reinforced plastic |  | 1901-01-01 | Catchment Basin | Automatic shutoff device At 95% full | Automatic shutoff device At 95% full |  |  | Automatic Tank Gauge |  | Automatic flow restrictor (MLLD) | Automatic flow restrictor (MLLD) |  |  | Annual line testing | Annual line testing |  | UST Currently In Use: 0; UST Temp Close: 6; AST Currently In Use: 0; AST Temp Closed: 0 | 0 | 6 | 5 | 23814-021-014426 | RICKY G HEADLEY
43904 | Temporary Closed | 2003-06-01 | 1992-07-20 |  | Petroleum | On road diesel | On road diesel | Retail | Fiberglass coated steel | Fiberglass coated steel |  |  | Fiberglass reinforced plastic |  | 1901-01-01 | Catchment Basin | Automatic shutoff device At 95% full | Automatic shutoff device At 95% full |  |  | Automatic Tank Gauge |  | Automatic flow restrictor (MLLD) | Automatic flow restrictor (MLLD) |  |  | Annual line testing | Annual line testing |  | UST Currently In Use: 0; UST Temp Close: 6; AST Currently In Use: 0; AST Temp Closed: 0 | 0 | 6 | 5 | 23814-021-014426 | RICKY G HEADLEY
43905 | Temporary Closed | 2003-06-01 | 1992-07-20 |  | Petroleum | Other, OFF RD DSL | Other | Retail | Steel | Steel | Coated & cathodic protection (sti-P3) |  | Fiberglass reinforced plastic |  |  | Catchment Basin | Automatic shutoff device At 95% full | Automatic shutoff device At 95% full |  |  | Automatic Tank Gauge |  | Automatic flow restrictor (MLLD) | Automatic flow restrictor (MLLD) |  |  | Annual line testing | Annual line testing |  | UST Currently In Use: 0; UST Temp Close: 6; AST Currently In Use: 0; AST Temp Closed: 0 | 0 | 6 | 5 | 23814-021-014426 | RICKY G HEADLEY
43906 | Temporary Closed | 2004-05-13 | 1991-01-23 |  | Petroleum | Unleaded gasoline | Unleaded gasoline | Retail | Steel | Steel | Coated & cathodic protection (sti-P3) |  | Fiberglass reinforced plastic |  | 1901-01-01 | Catchment Basin | Flow Rest 90% Full | Flow Rest 90% Full | [11 empty] | UST Currently In Use: 0; UST Temp Close: 2; AST Currently In Use: 0; AST Temp Closed: 0 | 0 | 2 | 2 | 24501-051-003395 | MARY ANN CHURCH
43907 | Temporary Closed | 2004-05-13 | 1991-01-23 |  | Petroleum | Unleaded gasoline | Unleaded gasoline | Retail | Steel | Steel | Coated & cathodic protection (sti-P3) |  | Fiberglass reinforced plastic |  | 1901-01-01 | Catchment Basin | Flow Rest 90% Full | Flow Rest 90% Full | [11 empty] | UST Currently In Use: 0; UST Temp Close: 2; AST Currently In Use: 0; AST Temp Closed: 0 | 0 | 2 | 2 | 24501-051-003395 | MARY ANN CHURCH
43908 | Permanently Closed | 2009-11-30 | 1993-03-16 | 2015-03-18 | Petroleum | Premium gasoline | Premium gasoline | Retail | Steel | Single Wall | Coated & cathodic protection (sti-P3) |  | Double Wall |  |  | Catchment Basin | Flow Rest 90% Full | Flow Rest 90% Full |  |  | Automatic Tank Gauge |  |  |  | Interstitial Monitoring within Secondary Containment | SENSOR TO ATG |  |  |  | UST Currently In Use: 0; UST Temp Close: 0; AST Currently In Use: 0; AST Temp Closed: 0 | 0 | 0 | 8 | 13816-103-007166 | PEEBLES OIL C/O EVANS & ASSOCIATES
43909 | Permanently Closed | 2010-11-30 | 1993-03-16 | 2015-03-18 | Petroleum | Mid-grade gasoline | Mid-grade gasoline | Retail | Steel | Single Wall | Coated & cathodic protection (sti-P3) |  | Fiberglass reinforced plastic |  |  | Catchment Basin | Flow Rest 90% Full | Flow Rest 90% Full |  |  | Automatic Tank Gauge |  |  |  | Interstitial Monitoring within Secondary Containment | SENSOR TO ATG |  |  |  | UST Currently In Use: 0; UST Temp Close: 0; AST Currently In Use: 0; AST Temp Closed: 0 | 0 | 0 | 8 | 13816-103-007166 | PEEBLES OIL C/O EVANS & ASSOCIATES
43910 | Permanently Closed | 2010-11-30 | 1993-03-16 | 2015-03-18 | Petroleum | Unleaded gasoline | Unleaded gasoline | Retail | Single Wall | Single Wall | Coated & cathodic protection (sti-P3) |  | Double Wall |  |  | Catchment Basin | Flow Rest 90% Full | Flow Rest 90% Full |  |  | Automatic Tank Gauge |  |  |  | Interstitial Monitoring within Secondary Containment | SENSOR TO ATG |  |  |  | UST Currently In Use: 0; UST Temp Close: 0; AST Currently In Use: 0; AST Temp Closed: 0 | 0 | 0 | 8 | 13816-103-007166 | PEEBLES OIL C/O EVANS & ASSOCIATES
43911 | Permanently Closed | 2010-11-30 | 1993-03-16 | 2015-03-18 | Petroleum | On road diesel | On road diesel | Retail | Single Wall | Single Wall | Coated & cathodic protection (sti-P3) |  | Fiberglass reinforced plastic |  |  | Catchment Basin | Automatic shutoff device At 95% full | Automatic shutoff device At 95% full |  |  | Automatic Tank Gauge | [8 empty] | UST Currently In Use: 0; UST Temp Close: 0; AST Currently In Use: 0; AST Temp Closed: 0 | 0 | 0 | 8 | 13816-103-007166 | PEEBLES OIL C/O EVANS & ASSOCIATES
43913 | Permanently Closed | 2005-02-01 | 1993-04-07 | 2005-02-01 | Petroleum | On road diesel | On road diesel | Emergency power generator | Fiberglass reinforced plastic | Fiberglass reinforced plastic |  |  | COPPER |  | 1901-01-01 | Catchment Basin | Audible high level alarm At 90% full | Audible high level alarm At 90% full | Interstitial Monitoring within Secondary Containment |  | Automatic Tank Gauge | [8 empty] | UST Currently In Use: 0; UST Temp Close: 0; AST Currently In Use: 0; AST Temp Closed: 0 | 0 | 0 | 1 | 14462-073-015782 | BELLSOUTH TELECOMM. DBA AT&T ALA.
43914 | Permanently Closed | 1993-04-28 | 1991-08-30 | 1993-04-28 | Petroleum | Unleaded gasoline | Unleaded gasoline | Bulk facility | Fiberglass reinforced plastic | Fiberglass reinforced plastic |  |  | COPPER |  | 1901-01-01 | Catchment Basin | Audible high level alarm At 90% full | Audible high level alarm At 90% full | Interstitial Monitoring within Secondary Containment |  | Automatic Tank Gauge | [8 empty] | UST Currently In Use: 0; UST Temp Close: 0; AST Currently In Use: 0; AST Temp Closed: 0 | 0 | 0 | 2 | 14462-101-012183 | BELLSOUTH TELECOMM. DBA AT&T ALA.
43918 | Currently in Use |  | 1990-12-10 |  | Petroleum | Unleaded gasoline | Unleaded gasoline | Retail | Single Wall | Single Wall | Coated & cathodic protection (sti-P3) |  | Fiberglass reinforced plastic |  |  | Catchment Basin | Flow Rest 90% Full | Flow Rest 90% Full |  |  | Automatic Tank Gauge | [8 empty] | UST Currently In Use: 2; UST Temp Close: 0; AST Currently In Use: 0; AST Temp Closed: 0 | 2 | 0 | 4 | 24737-055-013996 | HENRY MICHAEL SANDERS
43919 | Currently in Use |  | 1990-12-10 |  | Petroleum | On road diesel | On road diesel | Retail | Steel | Single Wall | Coated & cathodic protection (sti-P3) |  | Fiberglass reinforced plastic |  |  | Catchment Basin | Flow Rest 90% Full | Flow Rest 90% Full |  |  | Automatic Tank Gauge | [8 empty] | UST Currently In Use: 2; UST Temp Close: 0; AST Currently In Use: 0; AST Temp Closed: 0 | 2 | 0 | 4 | 24737-055-013996 | HENRY MICHAEL SANDERS
43920 | Currently in Use |  | 1993-01-20 |  | Petroleum | Premium gasoline | Premium gasoline | Retail | Steel | Steel | Coated & cathodic protection (sti-P3) |  | Double Wall |  |  | Catchment Basin | Flow Rest 90% Full | Flow Rest 90% Full |  |  | Continuous Automatic Tank Gauge |  | Automatic flow restrictor (MLLD) | Automatic flow restrictor (MLLD) | Interstitial Monitoring within Secondary Containment | SENSOR TO ATG | Continuous alarm system | Continuous alarm system |  | UST Currently In Use: 4; UST Temp Close: 0; AST Currently In Use: 0; AST Temp Closed: 0 | 4 | 0 | 0 | 25265-117-015846 | LGWS/CROSS AMERICA PARTNERS
43921 | Currently in Use |  | 1993-01-20 |  | Petroleum | Mid-grade gasoline | Mid-grade gasoline | Retail | Steel | Steel | Field installed cathodic protection |  | Fiberglass reinforced plastic |  |  | Catchment Basin | Flow Rest 90% Full | Flow Rest 90% Full |  |  | Continuous Automatic Tank Gauge |  | Containment Sump | Automatic flow restrictor (MLLD) | Interstitial Monitoring within Secondary Containment | SENSOR TO ATG | Continuous alarm system | Continuous alarm system |  | UST Currently In Use: 4; UST Temp Close: 0; AST Currently In Use: 0; AST Temp Closed: 0 | 4 | 0 | 0 | 25265-117-015846 | LGWS/CROSS AMERICA PARTNERS
43922 | Currently in Use |  | 1993-01-20 |  | Petroleum | Unleaded gasoline | Unleaded gasoline | Retail | Steel | Steel | Field installed cathodic protection |  | Double Wall |  |  | Catchment Basin | Flow Rest 90% Full | Flow Rest 90% Full |  |  | Continuous Automatic Tank Gauge |  | Automatic flow restrictor (MLLD) | Automatic flow restrictor (MLLD) | Interstitial Monitoring within Secondary Containment | SENSOR TO ATG | Continuous alarm system | Continuous alarm system |  | UST Currently In Use: 4; UST Temp Close: 0; AST Currently In Use: 0; AST Temp Closed: 0 | 4 | 0 | 0 | 25265-117-015846 | LGWS/CROSS AMERICA PARTNERS
43923 | Currently in Use |  | 1991-05-01 |  | Petroleum | Unleaded gasoline | Unleaded gasoline | Retail | Single Wall | Single Wall | Coated & cathodic protection (sti-P3) |  | Double Wall |  |  | Catchment Basin | Audible high level alarm At 90% full | Audible high level alarm At 90% full |  |  | Automatic Tank Gauge |  | Automatic flow restrictor (MLLD) | Automatic flow restrictor (MLLD) | Interstitial Monitoring within Secondary Containment |  | Annual line testing | Annual line testing |  | UST Currently In Use: 4; UST Temp Close: 0; AST Currently In Use: 0; AST Temp Closed: 0 | 4 | 0 | 0 | 25065-123-015548 | PARUSHOTAM, INC.
43928 | Currently in Use |  | 1991-05-01 |  | Petroleum | Unleaded gasoline | Unleaded gasoline | Retail | Single Wall | Single Wall | Coated & cathodic protection (sti-P3) |  | Double Wall |  |  | Catchment Basin | Audible high level alarm At 90% full | Audible high level alarm At 90% full |  |  | Automatic Tank Gauge |  | Automatic flow restrictor (MLLD) | Automatic flow restrictor (MLLD) | Interstitial Monitoring within Secondary Containment |  | Annual line testing | Annual line testing |  | UST Currently In Use: 4; UST Temp Close: 0; AST Currently In Use: 0; AST Temp Closed: 0 | 4 | 0 | 0 | 25065-123-015548 | PARUSHOTAM, INC.
43929 | Currently in Use |  | 1991-05-01 |  | Petroleum | Premium gasoline | Premium gasoline | Retail | Steel | Single Wall | Coated & cathodic protection (sti-P3) |  | Fiberglass reinforced plastic |  |  | Catchment Basin | Audible high level alarm At 90% full | Audible high level alarm At 90% full |  |  | Automatic Tank Gauge |  | Containment Sump | Automatic flow restrictor (MLLD) | Interstitial Monitoring within Secondary Containment |  | Annual line testing | Annual line testing |  | UST Currently In Use: 4; UST Temp Close: 0; AST Currently In Use: 0; AST Temp Closed: 0 | 4 | 0 | 0 | 25065-123-015548 | PARUSHOTAM, INC.
43930 | Currently in Use |  | 1991-05-01 |  | Petroleum | On road diesel | On road diesel | Retail | Single Wall | Single Wall | Coated & cathodic protection (sti-P3) |  | Double Wall |  |  | Catchment Basin | Flow Rest 90% Full | Flow Rest 90% Full |  |  | Automatic Tank Gauge | [8 empty] | UST Currently In Use: 4; UST Temp Close: 0; AST Currently In Use: 0; AST Temp Closed: 0 | 4 | 0 | 0 | 25065-123-015548 | PARUSHOTAM, INC.
43931 | Currently in Use |  | 1993-03-22 |  | Petroleum | Unleaded gasoline | Unleaded gasoline | Retail | Fiberglass coated steel | Fiberglass coated steel |  |  | Flexible |  | 1901-01-01 | Catchment Basin | Automatic shutoff device At 95% full | Automatic shutoff device At 95% full |  |  | Automatic Tank Gauge |  | Containment Sump | Automatic flow restrictor (MLLD) |  |  | Annual line testing | Annual line testing |  | UST Currently In Use: 3; UST Temp Close: 0; AST Currently In Use: 0; AST Temp Closed: 0 | 3 | 0 | 5 | 21792-097-000135 | LAXMI INC
43932 | Currently in Use |  | 1993-03-22 |  | Petroleum | Unleaded gasoline | Unleaded gasoline | Retail | Fiberglass coated steel | Fiberglass coated steel |  |  | Double Wall |  | 1901-01-01 | Catchment Basin | Automatic shutoff device At 95% full | Automatic shutoff device At 95% full |  |  | Automatic Tank Gauge |  | Automatic flow restrictor (MLLD) | Automatic flow restrictor (MLLD) |  |  | Other | Other |  | UST Currently In Use: 3; UST Temp Close: 0; AST Currently In Use: 0; AST Temp Closed: 0 | 3 | 0 | 5 | 21792-097-000135 | LAXMI INC
43934 | Currently in Use |  | 1993-03-22 |  | Petroleum | Premium gasoline | Premium gasoline | Retail | Fiberglass coated steel | Fiberglass coated steel |  |  | Double Wall |  | 1901-01-01 | Catchment Basin | Automatic shutoff device At 95% full | Automatic shutoff device At 95% full |  |  | Automatic Tank Gauge |  | Containment Sump | Automatic flow restrictor (MLLD) |  |  | Annual line testing | Annual line testing |  | UST Currently In Use: 3; UST Temp Close: 0; AST Currently In Use: 0; AST Temp Closed: 0 | 3 | 0 | 5 | 21792-097-000135 | LAXMI INC
43935 | Permanently Closed | 2005-04-05 | 1990-01-01 | 2005-04-05 | Petroleum | Unleaded gasoline | Unleaded gasoline | [7 empty] | 1901-01-01 | [11 empty] | Annual line testing | Annual line testing |  | UST Currently In Use: 0; UST Temp Close: 0; AST Currently In Use: 0; AST Temp Closed: 0 | 0 | 0 | 2 | 14335-083-003050 | SCHMIDT OIL PRODUCTS INC
43936 | Temporary Closed | 2013-10-09 | 1974-01-01 |  | Petroleum | Unleaded gasoline | Unleaded gasoline | Retail | Steel | Steel | Field installed cathodic protection |  | Steel |  |  | Catchment Basin | Automatic shutoff device At 95% full | Automatic shutoff device At 95% full |  |  | Statistical Inventory Reconciliation (SIR) | [8 empty] | UST Currently In Use: 0; UST Temp Close: 3; AST Currently In Use: 0; AST Temp Closed: 0 | 0 | 3 | 0 | 23290-021-015733 | SUE DAWSON
43937 | Temporary Closed | 2013-10-09 | 1974-01-01 |  | Petroleum | Other, OFFROAD | Other | Retail | Steel | Steel | Field installed cathodic protection |  | Steel |  |  | Catchment Basin | Automatic shutoff device At 95% full | Automatic shutoff device At 95% full |  |  | Statistical Inventory Reconciliation (SIR) | [8 empty] | UST Currently In Use: 0; UST Temp Close: 3; AST Currently In Use: 0; AST Temp Closed: 0 | 0 | 3 | 0 | 23290-021-015733 | SUE DAWSON
43938 | Temporary Closed | 2013-10-09 | 1974-01-01 |  | Petroleum | Other, UNLNON-ETH | Other | Retail | Steel | Steel | Field installed cathodic protection |  | Steel |  |  | Catchment Basin | Automatic shutoff device At 95% full | Automatic shutoff device At 95% full |  |  | Statistical Inventory Reconciliation (SIR) | [8 empty] | UST Currently In Use: 0; UST Temp Close: 3; AST Currently In Use: 0; AST Temp Closed: 0 | 0 | 3 | 0 | 23290-021-015733 | SUE DAWSON
43939 | Temporary Closed | 2011-04-01 | 1993-04-19 |  | Petroleum | Unleaded gasoline | Unleaded gasoline | Retail | Steel | Steel | Coated & cathodic protection (sti-P3) |  | Fiberglass reinforced plastic |  |  | Catchment Basin | Automatic shutoff device At 95% full | Automatic shutoff device At 95% full |  |  | Statistical Inventory Reconciliation (SIR) | [8 empty] | UST Currently In Use: 0; UST Temp Close: 3; AST Currently In Use: 0; AST Temp Closed: 0 | 0 | 3 | 0 | 11247-097-015783 | COPELAND OIL AND GAS COMPANY
43940 | Temporary Closed | 2011-04-01 | 1993-04-19 |  | Petroleum | Mid-grade gasoline | Mid-grade gasoline | Retail | Steel | Steel | Coated & cathodic protection (sti-P3) |  | Fiberglass reinforced plastic |  |  | Catchment Basin | Automatic shutoff device At 95% full | Automatic shutoff device At 95% full |  |  | Statistical Inventory Reconciliation (SIR) | [8 empty] | UST Currently In Use: 0; UST Temp Close: 3; AST Currently In Use: 0; AST Temp Closed: 0 | 0 | 3 | 0 | 11247-097-015783 | COPELAND OIL AND GAS COMPANY
43941 | Temporary Closed | 2011-04-01 | 1993-04-19 |  | Petroleum | On road diesel | On road diesel | Retail | Steel | Steel | Coated & cathodic protection (sti-P3) |  | Fiberglass reinforced plastic |  |  | Catchment Basin | Automatic shutoff device At 95% full | Automatic shutoff device At 95% full |  |  | Statistical Inventory Reconciliation (SIR) | [8 empty] | UST Currently In Use: 0; UST Temp Close: 3; AST Currently In Use: 0; AST Temp Closed: 0 | 0 | 3 | 0 | 11247-097-015783 | COPELAND OIL AND GAS COMPANY
43942 | Currently in Use |  | 1988-12-12 |  | Petroleum | On road diesel | On road diesel | Industrial | Steel | Steel | Coated & cathodic protection (sti-P3) |  | Fiberglass reinforced plastic |  |  | Catchment Basin | Automatic shutoff device At 95% full | Automatic shutoff device At 95% full |  |  | Statistical Inventory Reconciliation (SIR) | [8 empty] | UST Currently In Use: 2; UST Temp Close: 1; AST Currently In Use: 0; AST Temp Closed: 0 | 2 | 1 | 5 | 11306-001-012315 | CRYSTAL LAKE MFG INC
43944 | Currently in Use |  | 1988-12-12 |  | Petroleum | Unleaded gasoline | Unleaded gasoline | Industrial | Steel | Steel | Coated & cathodic protection (sti-P3) |  | Fiberglass reinforced plastic |  |  | Catchment Basin | Automatic shutoff device At 95% full | Automatic shutoff device At 95% full |  |  | Statistical Inventory Reconciliation (SIR) | [8 empty] | UST Currently In Use: 2; UST Temp Close: 1; AST Currently In Use: 0; AST Temp Closed: 0 | 2 | 1 | 5 | 11306-001-012315 | CRYSTAL LAKE MFG INC
43945 | Temporary Closed | 2004-01-01 | 1988-12-12 |  | Petroleum | Used oil | Used oil | Industrial | Steel | Steel | Coated & cathodic protection (sti-P3) |  | Fiberglass reinforced plastic |  |  | Other | Other | Other | [11 empty] | UST Currently In Use: 2; UST Temp Close: 1; AST Currently In Use: 0; AST Temp Closed: 0 | 2 | 1 | 5 | 11306-001-012315 | CRYSTAL LAKE MFG INC
43946 | Permanently Closed | 1996-08-29 | 1976-01-01 | 1996-08-29 | Petroleum | Unleaded gasoline | Unleaded gasoline | Retail | Steel | Steel |  | Painted or None | Steel |  | 1901-01-01 | [11 empty] | Annual line testing | Annual line testing |  | UST Currently In Use: 0; UST Temp Close: 0; AST Currently In Use: 0; AST Temp Closed: 0 | 0 | 0 | 6 | 18064-121-015549 | LOUISE HARDIN
43949 | Permanently Closed | 1996-08-29 | 1976-01-01 | 1996-08-29 | Petroleum | Unleaded gasoline | Unleaded gasoline | Retail | Steel | Steel |  | Painted or None | Steel |  | 1901-01-01 | [11 empty] | Annual line testing | Annual line testing |  | UST Currently In Use: 0; UST Temp Close: 0; AST Currently In Use: 0; AST Temp Closed: 0 | 0 | 0 | 6 | 18064-121-015549 | LOUISE HARDIN
43952 | Permanently Closed | 1996-08-29 | 1976-01-01 | 1996-08-29 | Petroleum | Unleaded gasoline | Unleaded gasoline | Retail | Steel | Steel |  | Painted or None | Steel |  | 1901-01-01 | [11 empty] | Annual line testing | Annual line testing |  | UST Currently In Use: 0; UST Temp Close: 0; AST Currently In Use: 0; AST Temp Closed: 0 | 0 | 0 | 6 | 18064-121-015549 | LOUISE HARDIN
43955 | Permanently Closed | 1996-08-29 | 1976-01-01 | 1996-08-29 | Petroleum | Unleaded gasoline | Unleaded gasoline | Retail | Steel | Steel |  | Painted or None | Steel |  | 1901-01-01 | [11 empty] | Annual line testing | Annual line testing |  | UST Currently In Use: 0; UST Temp Close: 0; AST Currently In Use: 0; AST Temp Closed: 0 | 0 | 0 | 6 | 18064-121-015549 | LOUISE HARDIN
43958 | Permanently Closed | 1996-08-29 | 1976-01-01 | 1996-08-29 | Petroleum | Unleaded gasoline | Unleaded gasoline | Retail | Steel | Steel |  | Painted or None | Steel |  | 1901-01-01 | [11 empty] | Annual line testing | Annual line testing |  | UST Currently In Use: 0; UST Temp Close: 0; AST Currently In Use: 0; AST Temp Closed: 0 | 0 | 0 | 6 | 18064-121-015549 | LOUISE HARDIN
43961 | Permanently Closed | 1996-08-29 | 1976-01-01 | 1996-08-29 | Petroleum | Used oil | Used oil | Retail | Steel | Steel |  | Painted or None | Steel |  | 1901-01-01 | [14 empty] | UST Currently In Use: 0; UST Temp Close: 0; AST Currently In Use: 0; AST Temp Closed: 0 | 0 | 0 | 6 | 18064-121-015549 | LOUISE HARDIN
43962 | Currently in Use |  | 1993-01-26 |  | Petroleum | Unleaded gasoline | Unleaded gasoline | Retail | Steel | Steel | Coated & cathodic protection (sti-P3) |  | Double Wall |  |  | Catchment Basin | Flow Rest 90% Full | Flow Rest 90% Full |  |  | Automatic Tank Gauge |  | Containment Sump | Automatic flow restrictor (MLLD) | Interstitial Monitoring within Secondary Containment | MANUAL/VISUAL CHECK | Annual line testing | Annual line testing |  | UST Currently In Use: 2; UST Temp Close: 0; AST Currently In Use: 0; AST Temp Closed: 0 | 2 | 0 | 0 | 24248-121-015850 | WANGAN MAINA LLC EMMA FOOD STORE
43965 | Currently in Use |  | 1993-01-26 |  | Petroleum | Mid-grade gasoline | Mid-grade gasoline | Retail | Steel | Steel | Coated & cathodic protection (sti-P3) |  | Double Wall |  |  | Catchment Basin | Flow Rest 90% Full | Flow Rest 90% Full |  |  | Automatic Tank Gauge |  | Automatic flow restrictor (MLLD) | Automatic flow restrictor (MLLD) | Interstitial Monitoring within Secondary Containment | MANUAL/VISUAL CHECK | Annual line testing | Annual line testing |  | UST Currently In Use: 2; UST Temp Close: 0; AST Currently In Use: 0; AST Temp Closed: 0 | 2 | 0 | 0 | 24248-121-015850 | WANGAN MAINA LLC EMMA FOOD STORE
43966 | Permanently Closed | 2000-06-06 | 1983-03-15 | 1997-08-05 | Petroleum | Unleaded gasoline | Unleaded gasoline | Retail | Steel | Steel |  | Painted or None | Steel |  | 1901-01-01 | Catchment Basin |  |  |  |  | Statistical Inventory Reconciliation (SIR) | [8 empty] | UST Currently In Use: 0; UST Temp Close: 0; AST Currently In Use: 0; AST Temp Closed: 0 | 0 | 0 | 3 | 18065-081-015851 | KENNETH D PYLANT
43969 | Permanently Closed | 2000-06-06 | 1983-03-15 | 1997-08-05 | Petroleum | Unleaded gasoline | Unleaded gasoline | Retail | Steel | Steel |  | Painted or None | Steel |  | 1901-01-01 | Catchment Basin |  |  |  |  | Statistical Inventory Reconciliation (SIR) | [8 empty] | UST Currently In Use: 0; UST Temp Close: 0; AST Currently In Use: 0; AST Temp Closed: 0 | 0 | 0 | 3 | 18065-081-015851 | KENNETH D PYLANT
43972 | Permanently Closed | 2000-06-06 | 1983-03-15 | 1997-08-05 | Petroleum | On road diesel | On road diesel | Retail | Steel | Steel |  | Painted or None | Steel |  | 1901-01-01 | Catchment Basin |  |  |  |  | Statistical Inventory Reconciliation (SIR) | [8 empty] | UST Currently In Use: 0; UST Temp Close: 0; AST Currently In Use: 0; AST Temp Closed: 0 | 0 | 0 | 3 | 18065-081-015851 | KENNETH D PYLANT
43973 | Temporary Closed | 2018-08-05 | 1990-10-01 |  | Petroleum | On road diesel | On road diesel | Local government | Steel | Steel | Coated & cathodic protection (sti-P3) |  | Fiberglass reinforced plastic |  |  | Catchment Basin | Automatic shutoff device At 95% full | Automatic shutoff device At 95% full |  |  | Statistical Inventory Reconciliation (SIR) | [8 empty] | UST Currently In Use: 0; UST Temp Close: 1; AST Currently In Use: 0; AST Temp Closed: 0 | 0 | 1 | 1 | 18066-081-015852 | LEE CO BOARD OF EDUCATION
43974 | Temporary Closed | 2018-09-28 | 1990-10-01 |  | Petroleum | On road diesel | On road diesel | Local government | Steel | Steel | Coated & cathodic protection (sti-P3) |  | Fiberglass reinforced plastic |  |  | Catchment Basin | Automatic shutoff device At 95% full | Automatic shutoff device At 95% full |  |  | Statistical Inventory Reconciliation (SIR) | [8 empty] | UST Currently In Use: 0; UST Temp Close: 1; AST Currently In Use: 0; AST Temp Closed: 0 | 0 | 1 | 1 | 18066-081-015856 | LEE CO BOARD OF EDUCATION
43975 | Temporary Closed | 2018-05-31 | 1992-02-05 |  | Petroleum | On road diesel | On road diesel | Local government | Steel | Steel | Coated & cathodic protection (sti-P3) |  | Fiberglass reinforced plastic |  |  | Catchment Basin | Automatic shutoff device At 95% full | Automatic shutoff device At 95% full |  |  | Statistical Inventory Reconciliation (SIR) | [8 empty] | UST Currently In Use: 0; UST Temp Close: 1; AST Currently In Use: 0; AST Temp Closed: 0 | 0 | 1 | 1 | 18066-081-015855 | LEE CO BOARD OF EDUCATION
43976 | Temporary Closed | 2018-05-31 | 1990-10-01 |  | Petroleum | On road diesel | On road diesel | Retail | Steel | Steel | Coated & cathodic protection (sti-P3) |  | Fiberglass reinforced plastic |  |  | Catchment Basin | Flow Rest 90% Full | Flow Rest 90% Full |  |  | Statistical Inventory Reconciliation (SIR) | [8 empty] | UST Currently In Use: 0; UST Temp Close: 1; AST Currently In Use: 0; AST Temp Closed: 0 | 0 | 1 | 1 | 18066-081-015854 | LEE CO BOARD OF EDUCATION
43977 | Temporary Closed | 2019-05-01 | 1990-10-01 |  | Petroleum | On road diesel | On road diesel | Local government | Steel | Steel | Coated & cathodic protection (sti-P3) |  | Fiberglass reinforced plastic |  |  | Catchment Basin | Automatic shutoff device At 95% full | Automatic shutoff device At 95% full |  |  | Statistical Inventory Reconciliation (SIR) | [8 empty] | UST Currently In Use: 0; UST Temp Close: 1; AST Currently In Use: 0; AST Temp Closed: 0 | 0 | 1 | 0 | 18066-081-015853 | LEE CO BOARD OF EDUCATION
43978 | Permanently Closed | 1998-04-30 | 1983-06-01 | 2000-09-30 | Petroleum | Unleaded gasoline | Unleaded gasoline | Retail | Steel | Steel |  | Painted or None | Steel |  | 1901-01-01 | [14 empty] | UST Currently In Use: 0; UST Temp Close: 0; AST Currently In Use: 0; AST Temp Closed: 0 | 0 | 0 | 2 | 17994-073-015847 | CARMALITA FLYNT
43979 | Permanently Closed | 1998-04-30 | 1983-06-01 | 2000-09-30 | Petroleum | Unleaded gasoline | Unleaded gasoline | Retail | Steel | Steel |  | Painted or None | Steel |  | 1901-01-01 | [14 empty] | UST Currently In Use: 0; UST Temp Close: 0; AST Currently In Use: 0; AST Temp Closed: 0 | 0 | 0 | 2 | 17994-073-015847 | CARMALITA FLYNT
43980 | Permanently Closed | 2006-05-14 | 1993-05-10 | 2006-09-28 | Petroleum | Unleaded gasoline | Unleaded gasoline | Industrial | Steel | Steel | Coated & cathodic protection (sti-P3) |  | Fiberglass reinforced plastic |  | 1901-01-01 | Catchment Basin | Automatic shutoff device At 95% full | Automatic shutoff device At 95% full |  |  | Statistical Inventory Reconciliation (SIR) | [5 empty] | Statistical inventory reconciliation (SIR) | Statistical inventory reconciliation (SIR) |  | UST Currently In Use: 0; UST Temp Close: 0; AST Currently In Use: 0; AST Temp Closed: 0 | 0 | 0 | 5 | 11262-125-010638 | COUGAR OIL INC
43981 | Permanently Closed | 1999-10-26 | 1970-01-01 | 2000-08-14 | Petroleum | Used oil | Used oil | Retail | Steel | Steel |  | Painted or None | DRAIN LINE |  | 1901-01-01 | Other | EXEMPT | Other | [11 empty] | UST Currently In Use: 0; UST Temp Close: 0; AST Currently In Use: 0; AST Temp Closed: 0 | 0 | 0 | 8 | 21083-033-004339 | EDWARD W ESTES
43982 | Permanently Closed | 1998-10-27 | 1976-01-01 | 1998-10-27 | Petroleum | Used oil | Used oil | Retail | Steel | Steel |  | Painted or None | Other |  | 1901-01-01 | [5 empty] | Manual Tank Gauging (only tanks 1000 gal. or less and 48” or 64” in diameter) |  | X | Other |  |  | X | Other |  | UST Currently In Use: 0; UST Temp Close: 0; AST Currently In Use: 0; AST Temp Closed: 0 | 0 | 0 | 4 | 11732-077-004352 | ESTES OIL COMPANY, INC.
43983 | Temporary Closed | 2013-05-31 | 1990-12-05 |  | Petroleum | Unleaded gasoline | Unleaded gasoline | Retail | Single Wall | Single Wall | Coated & cathodic protection (sti-P3) |  | Single Wall |  |  | Catchment Basin | Automatic shutoff device At 95% full | Automatic shutoff device At 95% full |  |  | Statistical Inventory Reconciliation (SIR) | [8 empty] | UST Currently In Use: 0; UST Temp Close: 1; AST Currently In Use: 0; AST Temp Closed: 0 | 0 | 1 | 2 | 11623-077-008256 | SAMS SERVICE STATION
43984 | Temporary Closed | 2013-01-16 | 1993-04-28 |  | Petroleum | Unleaded gasoline | Unleaded gasoline | Retail | Steel | Single Wall | Field installed cathodic protection |  | Fiberglass reinforced plastic |  |  | Catchment Basin | Flow Rest 90% Full | Automatic shutoff device At 95% full |  |  | Continuous Automatic Tank Gauge |  | Automatic shutoff device (AELLD) | Automatic shutoff device (AELLD) | [5 empty] | UST Currently In Use: 0; UST Temp Close: 2; AST Currently In Use: 0; AST Temp Closed: 0 | 0 | 2 | 3 | 11647-095-005721 | KEITH CAHELA
43985 | Temporary Closed | 2012-07-26 | 1993-04-28 |  | Petroleum | Premium gasoline | Premium gasoline | Retail | Single Wall | Single Wall | Field installed cathodic protection |  | Fiberglass reinforced plastic |  |  | Catchment Basin | Automatic shutoff device At 95% full | Automatic shutoff device At 95% full |  |  | Continuous Automatic Tank Gauge |  | Automatic shutoff device (AELLD) | Automatic shutoff device (AELLD) | [5 empty] | UST Currently In Use: 0; UST Temp Close: 2; AST Currently In Use: 0; AST Temp Closed: 0 | 0 | 2 | 3 | 11647-095-005721 | KEITH CAHELA
43986 | Currently in Use |  | 1993-05-15 |  | Petroleum | On road diesel | On road diesel | Retail | Steel | Steel | Coated & cathodic protection (sti-P3) |  | Fiberglass reinforced plastic |  |  | Catchment Basin | Flow Rest 90% Full | Flow Rest 90% Full |  |  | Continuous Automatic Tank Gauge |  | Automatic flow restrictor (MLLD) | Automatic flow restrictor (MLLD) | Interstitial Monitoring within Secondary Containment | MANUAL/VISUAL CHECK |  |  |  | UST Currently In Use: 3; UST Temp Close: 0; AST Currently In Use: 0; AST Temp Closed: 0 | 3 | 0 | 0 | 13319-025-015785 | MAX OIL COMPANY, INC.
43987 | Temporary Closed | 2000-01-01 | 1993-05-25 |  | Petroleum | Unleaded gasoline | Unleaded gasoline | Retail | Steel | Steel | Coated & cathodic protection (sti-P3) |  | Fiberglass reinforced plastic |  |  | Catchment Basin | Flow Rest 90% Full | Flow Rest 90% Full |  |  | Statistical Inventory Reconciliation (SIR) | [8 empty] | UST Currently In Use: 0; UST Temp Close: 2; AST Currently In Use: 2; AST Temp Closed: 0 | 0 | 2 | 3 | 20981-019-005731 | NELSON ST CLAIR
43990 | Currently in Use |  | 1993-05-15 |  | Petroleum | Mid-grade gasoline | Mid-grade gasoline | Retail | Steel | Steel | Coated & cathodic protection (sti-P3) |  | Fiberglass reinforced plastic |  |  | Catchment Basin | Flow Rest 90% Full | Flow Rest 90% Full |  |  | Continuous Automatic Tank Gauge |  | Containment Sump | Automatic flow restrictor (MLLD) | Interstitial Monitoring within Secondary Containment | MANUAL/VISUAL CHECK |  |  |  | UST Currently In Use: 3; UST Temp Close: 0; AST Currently In Use: 0; AST Temp Closed: 0 | 3 | 0 | 0 | 13319-025-015785 | MAX OIL COMPANY, INC.
43991 | Temporary Closed | 2000-01-01 | 1993-05-25 |  | Petroleum | Premium gasoline | Premium gasoline | Retail | Steel | Steel | Coated & cathodic protection (sti-P3) |  | Fiberglass reinforced plastic |  |  |  | Flow Rest 90% Full | Flow Rest 90% Full |  |  | Statistical Inventory Reconciliation (SIR) | [8 empty] | UST Currently In Use: 0; UST Temp Close: 2; AST Currently In Use: 2; AST Temp Closed: 0 | 0 | 2 | 3 | 20981-019-005731 | NELSON ST CLAIR
43992 | Permanently Closed | 1990-02-07 | 1959-09-18 |  | Petroleum | On road diesel | On road diesel | Emergency power generator | Steel | Steel |  | Painted or None | Steel |  | 1901-01-01 | [14 empty] | UST Currently In Use: 1; UST Temp Close: 0; AST Currently In Use: 0; AST Temp Closed: 0 | 1 | 0 | 3 | 14462-073-012077 | BELLSOUTH TELECOMM. DBA AT&T ALA.
43993 | Currently in Use |  | 1991-09-21 |  | Petroleum | Other, OFFROAD | Other | Retail | Fiberglass reinforced plastic | Fiberglass reinforced plastic |  |  | Single Wall |  |  | Catchment Basin | Flow Rest 90% Full | Flow Rest 90% Full |  |  | Continuous Automatic Tank Gauge | [8 empty] | UST Currently In Use: 5; UST Temp Close: 0; AST Currently In Use: 0; AST Temp Closed: 0 | 5 | 0 | 0 | 25265-049-015783 | LGWS/CROSS AMERICA PARTNERS
43994 | Currently in Use |  | 1991-09-21 |  | Petroleum | Premium gasoline | Premium gasoline | Retail | Fiberglass reinforced plastic | Fiberglass reinforced plastic |  |  | Single Wall |  |  | Catchment Basin | Flow Rest 90% Full | Flow Rest 90% Full |  |  | Continuous Automatic Tank Gauge |  | Containment Sump | Automatic shutoff device (AELLD) | [5 empty] | UST Currently In Use: 5; UST Temp Close: 0; AST Currently In Use: 0; AST Temp Closed: 0 | 5 | 0 | 0 | 25265-049-015783 | LGWS/CROSS AMERICA PARTNERS
43995 | Currently in Use |  | 1991-09-21 |  | Petroleum | Unleaded gasoline | Unleaded gasoline | Retail | Single Wall | Fiberglass reinforced plastic |  |  | Single Wall |  |  | Catchment Basin | Flow Rest 90% Full | Flow Rest 90% Full |  |  | Continuous Automatic Tank Gauge |  | Containment Sump | Automatic shutoff device (AELLD) | [5 empty] | UST Currently In Use: 5; UST Temp Close: 0; AST Currently In Use: 0; AST Temp Closed: 0 | 5 | 0 | 0 | 25265-049-015783 | LGWS/CROSS AMERICA PARTNERS
43996 | Currently in Use |  | 1991-09-21 |  | Petroleum | Unleaded gasoline | Unleaded gasoline | Retail | Single Wall | Fiberglass reinforced plastic |  |  | Single Wall |  |  | Catchment Basin | Flow Rest 90% Full | Flow Rest 90% Full |  |  | Continuous Automatic Tank Gauge |  | Containment Sump | Automatic shutoff device (AELLD) | [5 empty] | UST Currently In Use: 5; UST Temp Close: 0; AST Currently In Use: 0; AST Temp Closed: 0 | 5 | 0 | 0 | 25265-049-015783 | LGWS/CROSS AMERICA PARTNERS
43997 | Permanently Closed | 1998-12-22 | 1901-01-01 | 2000-03-07 | Petroleum | Unleaded gasoline | Unleaded gasoline | Retail | Steel | Steel |  | Painted or None | Steel |  | 1901-01-01 | [5 empty] | Statistical Inventory Reconciliation (SIR) | [8 empty] | UST Currently In Use: 0; UST Temp Close: 0; AST Currently In Use: 0; AST Temp Closed: 0 | 0 | 0 | 4 | 13892-029-015857 | POLLOCK COLLINS OIL CO INC
44000 | Permanently Closed | 1998-12-22 | 1901-01-01 | 2000-03-07 | Petroleum | Unleaded gasoline | Unleaded gasoline | Retail | Steel | Steel |  | Painted or None | Steel |  | 1901-01-01 | [5 empty] | Statistical Inventory Reconciliation (SIR) | [8 empty] | UST Currently In Use: 0; UST Temp Close: 0; AST Currently In Use: 0; AST Temp Closed: 0 | 0 | 0 | 4 | 13892-029-015857 | POLLOCK COLLINS OIL CO INC
44003 | Permanently Closed | 1998-12-22 | 1901-01-01 | 2000-03-07 | Petroleum | Unleaded gasoline | Unleaded gasoline | Retail | Steel | Steel |  | Painted or None | Steel |  | 1901-01-01 | [5 empty] | Statistical Inventory Reconciliation (SIR) | [8 empty] | UST Currently In Use: 0; UST Temp Close: 0; AST Currently In Use: 0; AST Temp Closed: 0 | 0 | 0 | 4 | 13892-029-015857 | POLLOCK COLLINS OIL CO INC
44006 | Permanently Closed | 1998-12-22 | 1901-01-01 | 2000-03-07 | Petroleum | Unleaded gasoline | Unleaded gasoline | Retail | Steel | Steel |  | Painted or None | Steel |  | 1901-01-01 | [5 empty] | Statistical Inventory Reconciliation (SIR) | [8 empty] | UST Currently In Use: 0; UST Temp Close: 0; AST Currently In Use: 0; AST Temp Closed: 0 | 0 | 0 | 4 | 13892-029-015857 | POLLOCK COLLINS OIL CO INC
44009 | Temporary Closed | 2007-03-16 | 1993-03-29 |  | Petroleum | On road diesel | On road diesel | Industrial | Steel | Steel | Coated & cathodic protection (sti-P3) |  | Fiberglass reinforced plastic |  | 1901-01-01 | Catchment Basin | Automatic shutoff device At 95% full | Automatic shutoff device At 95% full |  |  | Continuous Automatic Tank Gauge | [8 empty] | UST Currently In Use: 0; UST Temp Close: 1; AST Currently In Use: 1; AST Temp Closed: 0 | 0 | 1 | 2 | 15043-029-002147 | TYSON FOODS, INC.
44015 | Cannot Locate or abandoned | 1999-10-27 | 1991-06-10 |  | Petroleum | Unleaded gasoline | Unleaded gasoline | Retail | Steel | Steel | Coated & cathodic protection (sti-P3) |  | Fiberglass reinforced plastic |  | 1901-01-01 | Catchment Basin | Flow Rest 90% Full | Flow Rest 90% Full | [11 empty] | UST Currently In Use: 0; UST Temp Close: 0; AST Currently In Use: 0; AST Temp Closed: 0 | 0 | 0 | 0 | 20707-113-015858 | JOAN JONES
44016 | Currently in Use |  | 1990-10-01 |  | Petroleum | Unleaded gasoline | Unleaded gasoline | Retail | Single Wall | Single Wall | Coated & cathodic protection (sti-P3) |  | Single Wall |  |  | Catchment Basin | Flow Rest 90% Full | Flow Rest 90% Full |  |  | Automatic Tank Gauge | [8 empty] | UST Currently In Use: 3; UST Temp Close: 0; AST Currently In Use: 0; AST Temp Closed: 0 | 3 | 0 | 0 | 24773-029-015859 | ROSEWOOD CORNER LLC
44019 | Currently in Use |  | 1990-10-01 |  | Petroleum | Premium gasoline | Premium gasoline | Retail | Single Wall | Single Wall | Coated & cathodic protection (sti-P3) |  | Fiberglass reinforced plastic |  |  | Catchment Basin | Flow Rest 90% Full | Flow Rest 90% Full |  |  | Automatic Tank Gauge | [8 empty] | UST Currently In Use: 3; UST Temp Close: 0; AST Currently In Use: 0; AST Temp Closed: 0 | 3 | 0 | 0 | 24773-029-015859 | ROSEWOOD CORNER LLC
44022 | Currently in Use |  | 1990-10-01 |  | Petroleum | On road diesel | On road diesel | Retail | Steel | Single Wall | Coated & cathodic protection (sti-P3) |  | Fiberglass reinforced plastic |  |  | Catchment Basin | Flow Rest 90% Full | Flow Rest 90% Full |  |  | Automatic Tank Gauge | [8 empty] | UST Currently In Use: 3; UST Temp Close: 0; AST Currently In Use: 0; AST Temp Closed: 0 | 3 | 0 | 0 | 24773-029-015859 | ROSEWOOD CORNER LLC
44023 | Permanently Closed | 1997-10-01 | 1993-05-20 | 1997-10-01 | Petroleum | Unleaded gasoline | Unleaded gasoline | Retail | Steel | Steel | Coated & cathodic protection (sti-P3) |  | Fiberglass reinforced plastic |  | 1901-01-01 | Catchment Basin | Flow Rest 90% Full | Flow Rest 90% Full | [11 empty] | UST Currently In Use: 0; UST Temp Close: 0; AST Currently In Use: 0; AST Temp Closed: 0 | 0 | 0 | 8 | 13966-069-004699 | R E MIMS
44024 | Currently in Use |  | 1993-05-31 |  | Petroleum | Unleaded gasoline | Unleaded gasoline | Retail | Steel | Steel | Coated & cathodic protection (sti-P3) |  | Fiberglass reinforced plastic |  | 2010-11-16 | Catchment Basin | Flow Rest 90% Full | Flow Rest 90% Full |  |  | Automatic Tank Gauge |  | Containment Sump | Automatic flow restrictor (MLLD) | Interstitial Monitoring within Secondary Containment | SENSOR TO ATG | Annual line testing | Annual line testing |  | UST Currently In Use: 3; UST Temp Close: 0; AST Currently In Use: 0; AST Temp Closed: 0 | 3 | 0 | 3 | 20875-039-000078 | GITTY UP-N-GO, INC.
44025 | Currently in Use |  | 1993-05-31 |  | Petroleum | Premium gasoline | Premium gasoline | Retail | Steel | Steel | Coated & cathodic protection (sti-P3) |  | Double Wall |  | 2010-11-16 | Catchment Basin | Flow Rest 90% Full | Flow Rest 90% Full |  |  | Automatic Tank Gauge |  | Automatic flow restrictor (MLLD) | Automatic flow restrictor (MLLD) | Interstitial Monitoring within Secondary Containment | SENSOR TO ATG | Annual line testing | Annual line testing |  | UST Currently In Use: 3; UST Temp Close: 0; AST Currently In Use: 0; AST Temp Closed: 0 | 3 | 0 | 3 | 20875-039-000078 | GITTY UP-N-GO, INC.
44026 | Currently in Use |  | 1993-05-31 |  | Petroleum | On road diesel | On road diesel | Retail | Steel | Single Wall | Coated & cathodic protection (sti-P3) |  | Double Wall |  | 2010-11-16 | Catchment Basin | Flow Rest 90% Full | Flow Rest 90% Full |  |  | Automatic Tank Gauge |  | Automatic flow restrictor (MLLD) | Automatic flow restrictor (MLLD) | Interstitial Monitoring within Secondary Containment | SENSOR TO ATG | Continuous alarm system | Annual line testing |  | UST Currently In Use: 3; UST Temp Close: 0; AST Currently In Use: 0; AST Temp Closed: 0 | 3 | 0 | 3 | 20875-039-000078 | GITTY UP-N-GO, INC.
44027 | Permanently Closed | 2002-01-01 | 1993-03-01 | 2003-01-30 | Petroleum | Unleaded gasoline | Unleaded gasoline | Retail | Steel | Steel | Coated & cathodic protection (sti-P3) |  | Fiberglass reinforced plastic |  | 1901-01-01 | Catchment Basin | Flow Rest 90% Full | Flow Rest 90% Full | [11 empty] | UST Currently In Use: 0; UST Temp Close: 0; AST Currently In Use: 0; AST Temp Closed: 0 | 0 | 0 | 1 | 21424-083-015784 | D D BEASLEY
44028 | Permanently Closed | 2004-02-27 | 1993-04-01 | 2004-02-27 | Petroleum | Premium gasoline | Premium gasoline | Retail | Fiberglass reinforced plastic | Fiberglass reinforced plastic |  |  | Flexible |  | 1901-01-01 | Catchment Basin | Flow Rest 90% Full | Flow Rest 90% Full |  |  | Statistical Inventory Reconciliation (SIR) |  |  |  | Interstitial Monitoring within Secondary Containment |  | Annual line testing | Annual line testing |  | UST Currently In Use: 0; UST Temp Close: 0; AST Currently In Use: 0; AST Temp Closed: 0 | 0 | 0 | 9 | 14547-103-010615 | THE SPENCER COMPANIES INC
44029 | Permanently Closed | 2004-02-27 | 1993-04-01 | 2004-02-27 | Petroleum | Mid-grade gasoline | Mid-grade gasoline | Retail | Fiberglass reinforced plastic | Fiberglass reinforced plastic |  |  | Flexible |  | 1901-01-01 | Catchment Basin | Flow Rest 90% Full | Flow Rest 90% Full |  |  | Automatic Tank Gauge |  |  |  | Interstitial Monitoring within Secondary Containment |  | Annual line testing | Annual line testing |  | UST Currently In Use: 0; UST Temp Close: 0; AST Currently In Use: 0; AST Temp Closed: 0 | 0 | 0 | 9 | 14547-103-010615 | THE SPENCER COMPANIES INC
44030 | Permanently Closed | 2004-02-27 | 1993-04-01 | 2004-02-27 | Petroleum | Unleaded gasoline | Unleaded gasoline | Retail | Fiberglass reinforced plastic | Fiberglass reinforced plastic |  |  | Flexible |  | 1901-01-01 | Catchment Basin | Flow Rest 90% Full | Flow Rest 90% Full |  |  | Automatic Tank Gauge |  |  |  | Interstitial Monitoring within Secondary Containment |  | Statistical inventory reconciliation (SIR) | Annual line testing |  | UST Currently In Use: 0; UST Temp Close: 0; AST Currently In Use: 0; AST Temp Closed: 0 | 0 | 0 | 9 | 14547-103-010615 | THE SPENCER COMPANIES INC
44032 | Permanently Closed | 2004-02-27 | 1993-04-01 | 2004-02-27 | Petroleum | On road diesel | On road diesel | Retail | Fiberglass reinforced plastic | Fiberglass reinforced plastic |  |  | Flexible |  | 1901-01-01 | Catchment Basin | Flow Rest 90% Full | Flow Rest 90% Full |  |  | Automatic Tank Gauge |  |  |  | Interstitial Monitoring within Secondary Containment |  | Statistical inventory reconciliation (SIR) | Annual line testing |  | UST Currently In Use: 0; UST Temp Close: 0; AST Currently In Use: 0; AST Temp Closed: 0 | 0 | 0 | 9 | 14547-103-010615 | THE SPENCER COMPANIES INC
44033 | Permanently Closed | 2010-11-01 | 1979-01-01 | 2017-01-26 | Petroleum | Kerosene | Kerosene | Retail | Steel | Single Wall | Field installed cathodic protection |  | Steel |  |  | Catchment Basin | Automatic shutoff device At 95% full | Automatic shutoff device At 95% full |  |  | Statistical Inventory Reconciliation (SIR) | [8 empty] | UST Currently In Use: 0; UST Temp Close: 0; AST Currently In Use: 0; AST Temp Closed: 0 | 0 | 0 | 5 | 12740-043-006679 | JET PEP INC.
44034 | Currently in Use |  | 1993-04-30 |  | Petroleum | Unleaded gasoline | Unleaded gasoline | Retail | Double Wall | Double Wall | Coated & cathodic protection (sti-P3) |  | Flexible | OPW |  | Catchment Basin | Automatic shutoff device At 95% full | Automatic shutoff device At 95% full | Interstitial Monitoring within Secondary Containment |  | Automatic Tank Gauge |  | Automatic shutoff device (AELLD) | Automatic shutoff device (AELLD) | [5 empty] | UST Currently In Use: 3; UST Temp Close: 0; AST Currently In Use: 0; AST Temp Closed: 0 | 3 | 0 | 0 | 20949-073-015848 | TRUSSVILLE PETRO LLC
44035 | Currently in Use |  | 1993-04-30 |  | Petroleum | Premium gasoline | Premium gasoline | Retail | Steel | Double Wall | Coated & cathodic protection (sti-P3) |  | Flexible | OPW |  | Catchment Basin | Automatic shutoff device At 95% full | Automatic shutoff device At 95% full | Interstitial Monitoring within Secondary Containment |  | Automatic Tank Gauge |  | Automatic shutoff device (AELLD) | Automatic shutoff device (AELLD) | [5 empty] | UST Currently In Use: 3; UST Temp Close: 0; AST Currently In Use: 0; AST Temp Closed: 0 | 3 | 0 | 0 | 20949-073-015848 | TRUSSVILLE PETRO LLC
44036 | Currently in Use |  | 1993-04-30 |  | Petroleum | On road diesel | On road diesel | Retail | Double Wall | Double Wall | Coated & cathodic protection (sti-P3) |  | Double Wall | OPW |  | Catchment Basin | Automatic shutoff device At 95% full | Automatic shutoff device At 95% full | Interstitial Monitoring within Secondary Containment |  | Automatic Tank Gauge |  | Automatic shutoff device (AELLD) | Automatic shutoff device (AELLD) | [5 empty] | UST Currently In Use: 3; UST Temp Close: 0; AST Currently In Use: 0; AST Temp Closed: 0 | 3 | 0 | 0 | 20949-073-015848 | TRUSSVILLE PETRO LLC
44037 | Temporary Closed | 2021-06-01 | 1992-09-16 |  | Petroleum | On road diesel | On road diesel | Retail | Fiberglass reinforced plastic | Fiberglass reinforced plastic |  |  | Fiberglass reinforced plastic |  | 1901-01-01 | Catchment Basin | Audible high level alarm At 90% full | Audible high level alarm At 90% full |  |  | Continuous Automatic Tank Gauge |  | Containment Sump | Automatic flow restrictor (MLLD) |  |  | Annual line testing | Annual line testing |  | UST Currently In Use: 0; UST Temp Close: 4; AST Currently In Use: 0; AST Temp Closed: 0 | 0 | 4 | 3 | 24611-081-009042 | 280 BC LLC
44040 | Temporary Closed | 2021-06-01 | 1992-09-16 |  | Petroleum | Premium gasoline | Premium gasoline | Retail | Fiberglass reinforced plastic | Fiberglass reinforced plastic |  |  | Fiberglass reinforced plastic |  | 1901-01-01 | Catchment Basin | Automatic shutoff device At 95% full | Audible high level alarm At 90% full |  |  | Continuous Automatic Tank Gauge |  | Automatic flow restrictor (MLLD) | Automatic flow restrictor (MLLD) |  |  | Annual line testing | Annual line testing |  | UST Currently In Use: 0; UST Temp Close: 4; AST Currently In Use: 0; AST Temp Closed: 0 | 0 | 4 | 3 | 24611-081-009042 | 280 BC LLC
44043 | Temporary Closed | 2021-06-01 | 1992-09-16 |  | Petroleum | On road diesel | On road diesel | Retail | Fiberglass reinforced plastic | Fiberglass reinforced plastic |  |  | Fiberglass reinforced plastic |  | 1901-01-01 | Catchment Basin | Automatic shutoff device At 95% full | Audible high level alarm At 90% full |  |  | Continuous Automatic Tank Gauge |  | Containment Sump | Automatic flow restrictor (MLLD) |  |  | Annual line testing | Annual line testing |  | UST Currently In Use: 0; UST Temp Close: 4; AST Currently In Use: 0; AST Temp Closed: 0 | 0 | 4 | 3 | 24611-081-009042 | 280 BC LLC
44044 | Permanently Closed | 2002-12-01 | 1993-05-21 | 2014-03-21 | Petroleum | Other, SOLVENT | Other | Industrial | DBL WALL | Double Wall | Coated & cathodic protection (sti-P3) |  | Other |  |  | Catchment Basin | Audible high level alarm At 90% full | Audible high level alarm At 90% full | Interstitial Monitoring within Secondary Containment | MANUAL/VISUAL CHECK | [9 empty] | UST Currently In Use: 5; UST Temp Close: 0; AST Currently In Use: 8; AST Temp Closed: 0 | 5 | 0 | 34 | 14817-097-011471 | CONTINENTAL MOTORS, INC.
44045 | Permanently Closed | 1996-06-08 | 1993-05-21 | 2014-03-24 | Petroleum | Aviation fuel (JP-4; etc.) | Aviation fuel (JP-4; etc.) | Industrial | Steel | Double Wall | Coated & cathodic protection (sti-P3) |  | Other |  |  | Catchment Basin | Audible high level alarm At 90% full | Audible high level alarm At 90% full | Interstitial Monitoring within Secondary Containment | MANUAL/VISUAL CHECK |  |  | Other | Other |  |  | Other | Other |  | UST Currently In Use: 5; UST Temp Close: 0; AST Currently In Use: 8; AST Temp Closed: 0 | 5 | 0 | 34 | 14817-097-011471 | CONTINENTAL MOTORS, INC.
44046 | Currently in Use |  | 1992-10-22 |  | Petroleum | Mid-grade gasoline | Mid-grade gasoline | Retail | Steel | Steel | Coated & cathodic protection (sti-P3) |  | Fiberglass reinforced plastic |  |  | Catchment Basin | Flow Rest 90% Full | Flow Rest 90% Full |  |  | Statistical Inventory Reconciliation (SIR) |  | Containment Sump | Automatic flow restrictor (MLLD) | Interstitial Monitoring within Secondary Containment |  | Statistical inventory reconciliation (SIR) | Statistical inventory reconciliation (SIR) |  | UST Currently In Use: 3; UST Temp Close: 0; AST Currently In Use: 0; AST Temp Closed: 0 | 3 | 0 | 2 | 14681-013-010543 | STERLING OIL COMPANY, INC.
44047 | Currently in Use |  | 1992-10-22 |  | Petroleum | Premium gasoline | Premium gasoline | Retail | Steel | Steel | Coated & cathodic protection (sti-P3) |  | Fiberglass reinforced plastic |  |  | Catchment Basin | Flow Rest 90% Full | Flow Rest 90% Full |  |  | Statistical Inventory Reconciliation (SIR) |  | Automatic flow restrictor (MLLD) | Automatic flow restrictor (MLLD) | Interstitial Monitoring within Secondary Containment |  | Statistical inventory reconciliation (SIR) | Statistical inventory reconciliation (SIR) |  | UST Currently In Use: 3; UST Temp Close: 0; AST Currently In Use: 0; AST Temp Closed: 0 | 3 | 0 | 2 | 14681-013-010543 | STERLING OIL COMPANY, INC.
44048 | Currently in Use |  | 1992-04-30 |  | Petroleum | On road diesel | On road diesel | Emergency Power Generator | Steel | Single Wall | Coated & cathodic protection (sti-P3) |  | COPPER |  |  | Catchment Basin | Automatic shutoff device At 95% full | Audible high level alarm At 90% full | Interstitial Monitoring within Secondary Containment | SENSOR TO ATG | Automatic Tank Gauge | [5 empty] | Other | Other |  | UST Currently In Use: 1; UST Temp Close: 0; AST Currently In Use: 0; AST Temp Closed: 0 | 1 | 0 | 0 | 16273-073-015849 | UAB DEPT. HEALTH & SAFETY
44049 | Temporary Closed | 2016-10-01 | 1993-05-06 |  | Petroleum | Unleaded gasoline | Unleaded gasoline | Retail | Steel | Single Wall | Coated & cathodic protection (sti-P3) |  | Fiberglass reinforced plastic |  |  | Catchment Basin | Flow Rest 90% Full | Flow Rest 90% Full |  |  | Continuous Automatic Tank Gauge |  | Automatic flow restrictor (MLLD) | Automatic flow restrictor (MLLD) | Interstitial Monitoring within Secondary Containment | SENSOR TO ATG |  |  |  | UST Currently In Use: 0; UST Temp Close: 4; AST Currently In Use: 0; AST Temp Closed: 0 | 0 | 4 | 0 | 13526-043-015900 | MOORE OIL COMPANY, INC.
44050 | Temporary Closed | 2016-10-01 | 1993-05-06 |  | Petroleum | Unleaded gasoline | Unleaded gasoline | Retail | Single Wall | Single Wall | Coated & cathodic protection (sti-P3) |  | Fiberglass reinforced plastic |  |  | Catchment Basin | Flow Rest 90% Full | Flow Rest 90% Full |  |  | Continuous Automatic Tank Gauge |  | Automatic flow restrictor (MLLD) | Automatic flow restrictor (MLLD) | Interstitial Monitoring within Secondary Containment | SENSOR TO ATG |  |  |  | UST Currently In Use: 0; UST Temp Close: 4; AST Currently In Use: 0; AST Temp Closed: 0 | 0 | 4 | 0 | 13526-043-015900 | MOORE OIL COMPANY, INC.
44051 | Temporary Closed | 2016-10-01 | 1993-05-06 |  | Petroleum | Premium gasoline | Premium gasoline | Retail | Steel | Single Wall | Coated & cathodic protection (sti-P3) |  | Fiberglass reinforced plastic |  |  | Catchment Basin | Flow Rest 90% Full | Flow Rest 90% Full |  |  | Continuous Automatic Tank Gauge |  | Containment Sump | Automatic flow restrictor (MLLD) | Interstitial Monitoring within Secondary Containment | SENSOR TO ATG |  |  |  | UST Currently In Use: 0; UST Temp Close: 4; AST Currently In Use: 0; AST Temp Closed: 0 | 0 | 4 | 0 | 13526-043-015900 | MOORE OIL COMPANY, INC.
44052 | Temporary Closed | 2016-10-01 | 1993-05-06 |  | Petroleum | On road diesel | On road diesel | Retail | Single Wall | Single Wall | Coated & cathodic protection (sti-P3) |  | DBWALL |  |  | Catchment Basin | Flow Rest 90% Full | Flow Rest 90% Full |  |  | Continuous Automatic Tank Gauge |  | Containment Sump | Automatic flow restrictor (MLLD) | Interstitial Monitoring within Secondary Containment | SENSOR TO ATG |  |  |  | UST Currently In Use: 0; UST Temp Close: 4; AST Currently In Use: 0; AST Temp Closed: 0 | 0 | 4 | 0 | 13526-043-015900 | MOORE OIL COMPANY, INC.
44053 | Permanently Closed | 2013-12-03 | 1993-06-09 | 2014-01-21 | Petroleum | Unleaded gasoline | Unleaded gasoline | Retail | Steel | Steel | Coated & cathodic protection (sti-P3) |  | Fiberglass reinforced plastic |  |  | Catchment Basin | Flow Rest 90% Full | Flow Rest 90% Full |  |  | Statistical Inventory Reconciliation (SIR) | [5 empty] | Statistical inventory reconciliation (SIR) | Statistical inventory reconciliation (SIR) |  | UST Currently In Use: 1; UST Temp Close: 0; AST Currently In Use: 0; AST Temp Closed: 0 | 1 | 0 | 6 | 22198-047-004540 | STORE ASSOCIATES, LLC
44054 | Permanently Closed | 2013-12-03 | 1993-06-09 | 2014-01-21 | Petroleum | Unleaded gasoline | Unleaded gasoline | Retail | Steel | Steel | Coated & cathodic protection (sti-P3) |  | Fiberglass reinforced plastic |  |  | Catchment Basin | Flow Rest 90% Full | Flow Rest 90% Full |  |  | Statistical Inventory Reconciliation (SIR) | [5 empty] | Statistical inventory reconciliation (SIR) | Statistical inventory reconciliation (SIR) |  | UST Currently In Use: 1; UST Temp Close: 0; AST Currently In Use: 0; AST Temp Closed: 0 | 1 | 0 | 6 | 22198-047-004540 | STORE ASSOCIATES, LLC
44055 | Permanently Closed | 2013-12-03 | 1993-06-09 | 2014-01-21 | Petroleum | Unleaded gasoline | Unleaded gasoline | Retail | Steel | Steel | Coated & cathodic protection (sti-P3) |  | Fiberglass reinforced plastic |  |  | Catchment Basin | Flow Rest 90% Full | Flow Rest 90% Full |  |  | Statistical Inventory Reconciliation (SIR) | [5 empty] | Statistical inventory reconciliation (SIR) | Statistical inventory reconciliation (SIR) |  | UST Currently In Use: 1; UST Temp Close: 0; AST Currently In Use: 0; AST Temp Closed: 0 | 1 | 0 | 6 | 22198-047-004540 | STORE ASSOCIATES, LLC
44056 | Permanently Closed | 1996-12-01 | 1993-05-01 | 1997-02-18 | Petroleum | Unleaded gasoline | Unleaded gasoline | Local Government | Steel | Steel | Coated & cathodic protection (sti-P3) |  | Fiberglass reinforced plastic |  | 1901-01-01 | Catchment Basin | Flow Rest 90% Full | Flow Rest 90% Full |  |  | Statistical Inventory Reconciliation (SIR) | [8 empty] | UST Currently In Use: 2; UST Temp Close: 0; AST Currently In Use: 0; AST Temp Closed: 0 | 2 | 0 | 3 | 15028-125-015734 | TUSCALOOSA CO. COMMISSION PUB. WORKS
44057 | Permanently Closed | 1996-12-01 | 1993-05-01 | 1997-02-18 | Petroleum | On road diesel | On road diesel | Local Government | Steel | Steel | Coated & cathodic protection (sti-P3) |  | Fiberglass reinforced plastic |  | 1901-01-01 | Catchment Basin | Flow Rest 90% Full | Flow Rest 90% Full |  |  | Statistical Inventory Reconciliation (SIR) | [8 empty] | UST Currently In Use: 2; UST Temp Close: 0; AST Currently In Use: 0; AST Temp Closed: 0 | 2 | 0 | 3 | 15028-125-015734 | TUSCALOOSA CO. COMMISSION PUB. WORKS
44058 | Permanently Closed | 1996-12-01 | 1901-01-01 | 1997-02-18 | Petroleum | Other, MISREGIST | Other | Retail | Steel | Steel | Coated & cathodic protection (sti-P3) |  | Fiberglass reinforced plastic |  | 1901-01-01 | Catchment Basin | Flow Rest 90% Full | Flow Rest 90% Full |  |  | Statistical Inventory Reconciliation (SIR) | [8 empty] | UST Currently In Use: 2; UST Temp Close: 0; AST Currently In Use: 0; AST Temp Closed: 0 | 2 | 0 | 3 | 15028-125-015734 | TUSCALOOSA CO. COMMISSION PUB. WORKS
44059 | Currently in Use |  | 1992-12-23 |  | Petroleum | Other, CONV | Other | Retail | Steel | Steel | Coated & cathodic protection (sti-P3) |  | Fiberglass reinforced plastic |  |  | Catchment Basin | Flow Rest 90% Full | Flow Rest 90% Full |  |  | Automatic Tank Gauge |  | Automatic flow restrictor (MLLD) | Automatic flow restrictor (MLLD) |  |  | Annual line testing | Annual line testing |  | UST Currently In Use: 5; UST Temp Close: 0; AST Currently In Use: 0; AST Temp Closed: 0 | 5 | 0 | 4 | 12409-069-011979 | Tim Shirley
44060 | Permanently Closed | 2018-05-11 | 1993-05-01 | 2018-05-11 | Petroleum | Unleaded gasoline | Unleaded gasoline | Retail | Steel | Steel | Coated & cathodic protection (sti-P3) |  | Fiberglass reinforced plastic |  |  | Catchment Basin | Automatic shutoff device At 95% full | Automatic shutoff device At 95% full |  |  | Statistical Inventory Reconciliation (SIR) | [5 empty] | Statistical inventory reconciliation (SIR) | Statistical inventory reconciliation (SIR) |  | UST Currently In Use: 0; UST Temp Close: 0; AST Currently In Use: 0; AST Temp Closed: 0 | 0 | 0 | 3 | 22176-097-015786 | CIRCLE K
44061 | Permanently Closed | 2018-05-11 | 1993-05-01 | 2018-05-11 | Petroleum | Mid-grade gasoline | Mid-grade gasoline | Retail | Steel | Steel | Coated & cathodic protection (sti-P3) |  | Fiberglass reinforced plastic |  |  | Catchment Basin | Automatic shutoff device At 95% full | Automatic shutoff device At 95% full |  |  | Statistical Inventory Reconciliation (SIR) | [5 empty] | Statistical inventory reconciliation (SIR) | Statistical inventory reconciliation (SIR) |  | UST Currently In Use: 0; UST Temp Close: 0; AST Currently In Use: 0; AST Temp Closed: 0 | 0 | 0 | 3 | 22176-097-015786 | CIRCLE K
44062 | Permanently Closed | 2018-05-11 | 1993-05-01 | 2018-05-11 | Petroleum | Premium gasoline | Premium gasoline | Retail | Steel | Steel | Coated & cathodic protection (sti-P3) |  | Fiberglass reinforced plastic |  |  | Catchment Basin | Automatic shutoff device At 95% full | Automatic shutoff device At 95% full |  |  | Statistical Inventory Reconciliation (SIR) | [5 empty] | Statistical inventory reconciliation (SIR) | Statistical inventory reconciliation (SIR) |  | UST Currently In Use: 0; UST Temp Close: 0; AST Currently In Use: 0; AST Temp Closed: 0 | 0 | 0 | 3 | 22176-097-015786 | CIRCLE K
44063 | Currently in Use |  | 1990-07-01 |  | Petroleum | Unleaded gasoline | Unleaded gasoline | Retail | Steel | Steel | Coated & cathodic protection (sti-P3) |  | Steel |  |  | Catchment Basin | Flow Rest 90% Full | Flow Rest 90% Full |  |  | Continuous Automatic Tank Gauge |  | Automatic flow restrictor (MLLD) | Automatic flow restrictor (MLLD) |  |  | Annual line testing | Annual line testing |  | UST Currently In Use: 3; UST Temp Close: 0; AST Currently In Use: 0; AST Temp Closed: 0 | 3 | 0 | 3 | 15420-123-013522 | MAPCO EXPRESS, INC.
44066 | Currently in Use |  | 1990-07-01 |  | Petroleum | On road diesel | On road diesel | Retail | Steel | Steel | Coated & cathodic protection (sti-P3) |  | Double Wall |  |  | Catchment Basin | Flow Rest 90% Full | Flow Rest 90% Full |  |  | Continuous Automatic Tank Gauge |  | Automatic shutoff device (AELLD) | Automatic shutoff device (AELLD) | [5 empty] | UST Currently In Use: 3; UST Temp Close: 0; AST Currently In Use: 0; AST Temp Closed: 0 | 3 | 0 | 3 | 15420-123-013522 | MAPCO EXPRESS, INC.
44069 | Currently in Use |  | 1990-07-01 |  | Petroleum | Premium gasoline | Premium gasoline | Retail | Steel | Steel | Coated & cathodic protection (sti-P3) |  | Double Wall |  |  | Catchment Basin | Automatic shutoff device At 95% full | Automatic shutoff device At 95% full |  |  | Continuous Automatic Tank Gauge |  | Automatic shutoff device (AELLD) | Automatic shutoff device (AELLD) | [5 empty] | UST Currently In Use: 3; UST Temp Close: 0; AST Currently In Use: 0; AST Temp Closed: 0 | 3 | 0 | 3 | 15420-123-013522 | MAPCO EXPRESS, INC.
44070 | Currently in Use |  | 1993-06-17 |  | Petroleum | On road diesel | On road diesel | Retail | Single Wall | Single Wall | Field installed cathodic protection |  | Fiberglass reinforced plastic |  |  | Catchment Basin | Automatic shutoff device At 95% full | Automatic shutoff device At 95% full |  |  | Automatic Tank Gauge | [8 empty] | UST Currently In Use: 4; UST Temp Close: 0; AST Currently In Use: 1; AST Temp Closed: 0 | 4 | 0 | 3 | 23319-057-005883 | JIMMY HOCUTT
44071 | Currently in Use |  | 1990-01-01 |  | Petroleum | Premium gasoline | Premium gasoline | Retail | Single Wall | Single Wall | Coated & cathodic protection (sti-P3) |  | Single Wall |  |  | Catchment Basin | Automatic shutoff device At 95% full | Automatic shutoff device At 95% full |  |  | Statistical Inventory Reconciliation (SIR) |  | Automatic flow restrictor (MLLD) | Automatic flow restrictor (MLLD) |  |  | Statistical inventory reconciliation (SIR) | Statistical inventory reconciliation (SIR) |  | UST Currently In Use: 3; UST Temp Close: 0; AST Currently In Use: 1; AST Temp Closed: 0 | 3 | 0 | 0 | 24615-049-014771 | JIGNESH AMIN
44072 | Currently in Use |  | 1993-03-26 |  | Petroleum | Unleaded gasoline | Unleaded gasoline | Retail | Steel | Single Wall | Coated & cathodic protection (sti-P3) |  | Flexible | SA&TCI |  | Catchment Basin | Flow Rest 90% Full | Flow Rest 90% Full |  |  | Continuous Automatic Tank Gauge |  | Automatic shutoff device (AELLD) | Automatic shutoff device (AELLD) | [5 empty] | UST Currently In Use: 3; UST Temp Close: 0; AST Currently In Use: 0; AST Temp Closed: 0 | 3 | 0 | 0 | 22069-121-015860 | SAM'S PROPERTIES LLC
44075 | Currently in Use |  | 1993-03-26 |  | Petroleum | Premium gasoline | Premium gasoline | Retail | Steel | Single Wall | Coated & cathodic protection (sti-P3) |  | Single Wall | SA&TCI |  | Catchment Basin | Flow Rest 90% Full | Flow Rest 90% Full |  |  | Continuous Automatic Tank Gauge |  | Automatic shutoff device (AELLD) | Automatic shutoff device (AELLD) | [5 empty] | UST Currently In Use: 3; UST Temp Close: 0; AST Currently In Use: 0; AST Temp Closed: 0 | 3 | 0 | 0 | 22069-121-015860 | SAM'S PROPERTIES LLC
44078 | Currently in Use |  | 1993-03-26 |  | Petroleum | On road diesel | On road diesel | Retail | Single Wall | Single Wall | Coated & cathodic protection (sti-P3) |  | Single Wall | SA&TCI |  | Catchment Basin | Flow Rest 90% Full | Flow Rest 90% Full |  |  | Continuous Automatic Tank Gauge |  | Containment Sump | Automatic shutoff device (AELLD) | [5 empty] | UST Currently In Use: 3; UST Temp Close: 0; AST Currently In Use: 0; AST Temp Closed: 0 | 3 | 0 | 0 | 22069-121-015860 | SAM'S PROPERTIES LLC
44079 | Currently in Use |  | 1985-11-25 |  | Petroleum | Unleaded gasoline | Unleaded gasoline | Retail | Fiberglass reinforced plastic | Fiberglass reinforced plastic |  |  | Flexible | APT | 2015-05-01 | Catchment Basin | Automatic shutoff device At 95% full | Automatic shutoff device At 95% full |  |  | Continuous Automatic Tank Gauge |  | Containment Sump | Automatic flow restrictor (MLLD) | Interstitial Monitoring within Secondary Containment | MANUAL/VISUAL CHECK |  |  |  | UST Currently In Use: 3; UST Temp Close: 0; AST Currently In Use: 0; AST Temp Closed: 0 | 3 | 0 | 0 | 22727-073-000593 | MNA INC
44080 | Currently in Use |  | 1985-11-25 |  | Petroleum | Premium gasoline | Premium gasoline | Retail | Fiberglass reinforced plastic | Fiberglass reinforced plastic |  |  | Double Wall | APT | 2015-05-01 | Catchment Basin | Automatic shutoff device At 95% full | Automatic shutoff device At 95% full |  |  | Continuous Automatic Tank Gauge |  | Automatic flow restrictor (MLLD) | Automatic flow restrictor (MLLD) | Interstitial Monitoring within Secondary Containment | MANUAL/VISUAL CHECK |  |  |  | UST Currently In Use: 3; UST Temp Close: 0; AST Currently In Use: 0; AST Temp Closed: 0 | 3 | 0 | 0 | 22727-073-000593 | MNA INC
44081 | Currently in Use |  | 1985-11-25 |  | Petroleum | On road diesel | On road diesel | Retail | Fiberglass reinforced plastic | Fiberglass reinforced plastic |  |  | XP-150 | APT | 2015-05-01 | Catchment Basin | Automatic shutoff device At 95% full | Automatic shutoff device At 95% full |  |  | Continuous Automatic Tank Gauge |  | Containment Sump | Automatic flow restrictor (MLLD) | Interstitial Monitoring within Secondary Containment | MANUAL/VISUAL CHECK |  |  |  | UST Currently In Use: 3; UST Temp Close: 0; AST Currently In Use: 0; AST Temp Closed: 0 | 3 | 0 | 0 | 22727-073-000593 | MNA INC
44082 | Permanently Closed | 1998-10-19 | 1984-07-01 | 1998-10-19 | Petroleum | Unleaded gasoline | Unleaded gasoline | Retail | Steel | Steel | Coated & cathodic protection (sti-P3) |  | Steel |  | 1901-01-01 | [14 empty] | UST Currently In Use: 0; UST Temp Close: 0; AST Currently In Use: 0; AST Temp Closed: 0 | 0 | 0 | 3 | 16380-015-015735 | J M MCNABB DBA MUTUAL ENTERPRISES
44083 | Permanently Closed | 1998-10-19 | 1984-07-01 | 1998-10-19 | Petroleum | Unleaded gasoline | Unleaded gasoline | Retail | Steel | Steel | Coated & cathodic protection (sti-P3) |  | Steel |  | 1901-01-01 | [14 empty] | UST Currently In Use: 0; UST Temp Close: 0; AST Currently In Use: 0; AST Temp Closed: 0 | 0 | 0 | 3 | 16380-015-015735 | J M MCNABB DBA MUTUAL ENTERPRISES
44084 | Permanently Closed | 1998-10-19 | 1984-07-01 | 1998-10-19 | Petroleum | Unleaded gasoline | Unleaded gasoline | Retail | Steel | Steel | Coated & cathodic protection (sti-P3) |  | Steel |  | 1901-01-01 | [14 empty] | UST Currently In Use: 0; UST Temp Close: 0; AST Currently In Use: 0; AST Temp Closed: 0 | 0 | 0 | 3 | 16380-015-015735 | J M MCNABB DBA MUTUAL ENTERPRISES
44085 | Currently in Use |  | 1993-06-23 |  | Petroleum | Unleaded gasoline | Unleaded gasoline | Retail | Fiberglass reinforced plastic | Fiberglass reinforced plastic |  |  | Double Wall |  | 1901-01-01 | Catchment Basin | Flow Rest 90% Full | Flow Rest 90% Full |  |  | Continuous Automatic Tank Gauge |  | Automatic flow restrictor (MLLD) | Automatic flow restrictor (MLLD) |  |  | Annual line testing | Annual line testing |  | UST Currently In Use: 3; UST Temp Close: 0; AST Currently In Use: 0; AST Temp Closed: 0 | 3 | 0 | 0 | 25643-115-015736 | CENTRAL ALABAMA COMMERCIAL PROP. LLC
44086 | Currently in Use |  | 1993-06-23 |  | Petroleum | Mid-grade gasoline | Mid-grade gasoline | Retail | Fiberglass reinforced plastic | Fiberglass reinforced plastic |  |  | Flexible |  | 1901-01-01 | Catchment Basin | Flow Rest 90% Full | Flow Rest 90% Full |  |  | Continuous Automatic Tank Gauge |  | Containment Sump | Automatic flow restrictor (MLLD) |  |  | Annual line testing | Annual line testing |  | UST Currently In Use: 3; UST Temp Close: 0; AST Currently In Use: 0; AST Temp Closed: 0 | 3 | 0 | 0 | 25643-115-015736 | CENTRAL ALABAMA COMMERCIAL PROP. LLC
44087 | Currently in Use |  | 1993-06-23 |  | Petroleum | On road diesel | On road diesel | Retail | Fiberglass reinforced plastic | Fiberglass reinforced plastic |  |  | Double Wall |  | 1901-01-01 | Catchment Basin | Flow Rest 90% Full | Flow Rest 90% Full |  |  | Continuous Automatic Tank Gauge |  | Containment Sump | Automatic flow restrictor (MLLD) |  |  | Annual line testing | Annual line testing |  | UST Currently In Use: 3; UST Temp Close: 0; AST Currently In Use: 0; AST Temp Closed: 0 | 3 | 0 | 0 | 25643-115-015736 | CENTRAL ALABAMA COMMERCIAL PROP. LLC
44088 | Permanently Closed | 1994-05-27 | 1986-06-01 | 1994-05-27 | Petroleum | Aviation fuel (JP-4; etc.) | Aviation fuel (JP-4; etc.) | State/Federal Government | Steel | Steel |  |  | Steel |  | 1901-01-01 | [14 empty] | UST Currently In Use: 0; UST Temp Close: 0; AST Currently In Use: 2; AST Temp Closed: 0 | 0 | 0 | 2 | 18161-089-015787 | THE MADISON CO EXECUTIVE AIRPORT
44089 | Temporary Closed | 2019-01-10 | 1993-05-01 |  | Petroleum | Unleaded gasoline | Unleaded gasoline | Retail | Steel | Steel | Coated & cathodic protection (sti-P3) |  | Steel |  | 1901-01-01 | Catchment Basin | Automatic shutoff device At 95% full | Automatic shutoff device At 95% full |  |  | Statistical Inventory Reconciliation (SIR) | [8 empty] | UST Currently In Use: 0; UST Temp Close: 2; AST Currently In Use: 0; AST Temp Closed: 0 | 0 | 2 | 2 | 23872-057-006317 | STANLEY BEAVERS
44090 | Currently in Use |  | 1993-03-12 |  | Petroleum | Unleaded gasoline | Unleaded gasoline | Retail | Steel | Steel | Coated & cathodic protection (sti-P3) |  | Fiberglass reinforced plastic |  |  | Catchment Basin | Flow Rest 90% Full | Flow Rest 90% Full |  |  | Automatic Tank Gauge |  | Automatic flow restrictor (MLLD) | Automatic flow restrictor (MLLD) |  |  | Annual line testing | Annual line testing |  | UST Currently In Use: 2; UST Temp Close: 0; AST Currently In Use: 0; AST Temp Closed: 0 | 2 | 0 | 5 | 16290-097-001093 | BILLY BUI HILL
44093 | Currently in Use |  | 1993-03-12 |  | Petroleum | Premium gasoline | Premium gasoline | Retail | Steel | Steel | Coated & cathodic protection (sti-P3) |  | Fiberglass reinforced plastic |  |  | Catchment Basin | Flow Rest 90% Full | Flow Rest 90% Full |  |  | Automatic Tank Gauge |  | Automatic flow restrictor (MLLD) | Automatic flow restrictor (MLLD) |  |  | Annual line testing | Annual line testing |  | UST Currently In Use: 2; UST Temp Close: 0; AST Currently In Use: 0; AST Temp Closed: 0 | 2 | 0 | 5 | 16290-097-001093 | BILLY BUI HILL
44094 | Currently in Use |  | 1993-08-01 |  | Petroleum | Unleaded gasoline | Unleaded gasoline | Retail | Fiberglass coated steel | Fiberglass coated steel |  |  | Flexible |  | 1901-01-01 | Catchment Basin | Flow Rest 90% Full | Flow Rest 90% Full |  |  | Continuous Automatic Tank Gauge |  | Automatic flow restrictor (MLLD) | Automatic flow restrictor (MLLD) |  |  | Annual line testing | Annual line testing |  | UST Currently In Use: 4; UST Temp Close: 0; AST Currently In Use: 0; AST Temp Closed: 0 | 4 | 0 | 0 | 25114-089-015788 | RJD QUICK STOP, INC.
44095 | Currently in Use |  | 1993-08-01 |  | Petroleum | Premium gasoline | Premium gasoline | Retail | Fiberglass coated steel | Fiberglass coated steel |  |  | Flexible |  | 1901-01-01 | Catchment Basin | Flow Rest 90% Full | Flow Rest 90% Full |  |  | Continuous Automatic Tank Gauge |  | Automatic flow restrictor (MLLD) | Automatic flow restrictor (MLLD) |  |  | Annual line testing | Annual line testing |  | UST Currently In Use: 4; UST Temp Close: 0; AST Currently In Use: 0; AST Temp Closed: 0 | 4 | 0 | 0 | 25114-089-015788 | RJD QUICK STOP, INC.
44096 | Currently in Use |  | 1993-08-01 |  | Petroleum | Unleaded gasoline | Unleaded gasoline | Retail | Fiberglass coated steel | Fiberglass coated steel |  |  | Flexible |  | 1901-01-01 | Catchment Basin | Flow Rest 90% Full | Flow Rest 90% Full |  |  | Statistical Inventory Reconciliation (SIR) |  | Automatic flow restrictor (MLLD) | Automatic flow restrictor (MLLD) |  |  | Annual line testing | Annual line testing |  | UST Currently In Use: 4; UST Temp Close: 0; AST Currently In Use: 0; AST Temp Closed: 0 | 4 | 0 | 0 | 25114-089-015788 | RJD QUICK STOP, INC.
44097 | Currently in Use |  | 1993-08-01 |  | Petroleum | Kerosene | Kerosene | Retail | Fiberglass coated steel | Fiberglass coated steel |  |  | Flexible |  | 1901-01-01 | Catchment Basin | Flow Rest 90% Full | Flow Rest 90% Full |  |  | Continuous Automatic Tank Gauge |  | Automatic flow restrictor (MLLD) | Automatic flow restrictor (MLLD) |  |  | Annual line testing | Annual line testing |  | UST Currently In Use: 4; UST Temp Close: 0; AST Currently In Use: 0; AST Temp Closed: 0 | 4 | 0 | 0 | 25114-089-015788 | RJD QUICK STOP, INC.
44098 | Permanently Closed | 1998-03-01 | 1974-01-01 | 1998-03-25 | Petroleum | On road diesel | On road diesel | Bulk facility | Steel | Steel |  |  | Fiberglass reinforced plastic |  | 1901-01-01 |  | Flow Rest 90% Full | Flow Rest 90% Full | [8 empty] | Annual line testing | Annual line testing |  | UST Currently In Use: 0; UST Temp Close: 0; AST Currently In Use: 0; AST Temp Closed: 0 | 0 | 0 | 5 | 15326-103-002505 | WAYNE POULTRY DIV CONTIN GRAIN CO
44099 | Permanently Closed | 2010-10-26 | 1993-07-28 | 2012-10-26 | Petroleum | Unleaded gasoline | Unleaded gasoline | Industrial | Steel | Steel | Coated & cathodic protection (sti-P3) |  | Fiberglass reinforced plastic |  |  | Catchment Basin | Automatic shutoff device At 95% full | Automatic shutoff device At 95% full |  |  | Statistical Inventory Reconciliation (SIR) | [8 empty] | UST Currently In Use: 0; UST Temp Close: 0; AST Currently In Use: 0; AST Temp Closed: 0 | 0 | 0 | 2 | 17209-097-015272 | CIMCO REFRIGERATION INC
44100 | Currently in Use |  | 1993-06-03 |  | Petroleum | Unleaded gasoline | Unleaded gasoline | Retail | Steel | Steel | Coated & cathodic protection (sti-P3) |  | Fiberglass reinforced plastic |  |  | Catchment Basin | Automatic shutoff device At 95% full | Automatic shutoff device At 95% full |  |  | Automatic Tank Gauge | [8 empty] | UST Currently In Use: 4; UST Temp Close: 0; AST Currently In Use: 0; AST Temp Closed: 0 | 4 | 0 | 0 | 24922-021-015788 | MUTUAL LLC
44102 | Currently in Use |  | 1993-06-03 |  | Petroleum | Unleaded gasoline | Unleaded gasoline | Retail | Steel | Steel | Coated & cathodic protection (sti-P3) |  | Fiberglass reinforced plastic |  |  | Catchment Basin | Automatic shutoff device At 95% full | Automatic shutoff device At 95% full |  |  | Automatic Tank Gauge | [8 empty] | UST Currently In Use: 4; UST Temp Close: 0; AST Currently In Use: 0; AST Temp Closed: 0 | 4 | 0 | 0 | 24922-021-015788 | MUTUAL LLC
44103 | Currently in Use |  | 1993-06-03 |  | Petroleum | Premium gasoline | Premium gasoline | Retail | Steel | Steel | Coated & cathodic protection (sti-P3) |  | Fiberglass reinforced plastic |  |  | Catchment Basin | Automatic shutoff device At 95% full | Automatic shutoff device At 95% full |  |  | Statistical Inventory Reconciliation (SIR) | [8 empty] | UST Currently In Use: 4; UST Temp Close: 0; AST Currently In Use: 0; AST Temp Closed: 0 | 4 | 0 | 0 | 24922-021-015788 | MUTUAL LLC
44104 | Currently in Use |  | 1993-05-07 |  | Petroleum | Unleaded gasoline | Unleaded gasoline | Retail | Double Wall | Double Wall |  |  | Double Wall |  | 1901-01-01 | Catchment Basin | Automatic shutoff device At 95% full | Automatic shutoff device At 95% full | Interstitial Monitoring within Secondary Containment |  | Continuous Automatic Tank Gauge |  | Automatic shutoff device (AELLD) | Automatic shutoff device (AELLD) | [5 empty] | UST Currently In Use: 3; UST Temp Close: 0; AST Currently In Use: 0; AST Temp Closed: 0 | 3 | 0 | 0 | 13343-073-015737 | MCCULLOUGH OIL COMPANY, INC.
44105 | Currently in Use |  | 1993-05-07 |  | Petroleum | On road diesel | On road diesel | Retail | Fiberglass reinforced plastic | Double Wall |  |  | Fiberglass reinforced plastic |  | 1901-01-01 | Catchment Basin | Automatic shutoff device At 95% full | Automatic shutoff device At 95% full | Interstitial Monitoring within Secondary Containment |  | Continuous Automatic Tank Gauge |  | Automatic shutoff device (AELLD) | Automatic shutoff device (AELLD) | [5 empty] | UST Currently In Use: 3; UST Temp Close: 0; AST Currently In Use: 0; AST Temp Closed: 0 | 3 | 0 | 0 | 13343-073-015737 | MCCULLOUGH OIL COMPANY, INC.
44106 | Currently in Use |  | 1993-05-07 |  | Petroleum | Premium gasoline | Premium gasoline | Retail | Double Wall | Double Wall |  |  | Fiberglass reinforced plastic |  | 1901-01-01 | Catchment Basin | Automatic shutoff device At 95% full | Automatic shutoff device At 95% full | Interstitial Monitoring within Secondary Containment |  | Continuous Automatic Tank Gauge |  | Automatic shutoff device (AELLD) | Automatic shutoff device (AELLD) | [5 empty] | UST Currently In Use: 3; UST Temp Close: 0; AST Currently In Use: 0; AST Temp Closed: 0 | 3 | 0 | 0 | 13343-073-015737 | MCCULLOUGH OIL COMPANY, INC.
44107 | Cannot Locate or abandoned | 2000-12-06 | 1979-01-01 |  | Petroleum | Unleaded gasoline | Unleaded gasoline | Industrial | Steel | Steel |  |  |  |  | 1901-01-01 | [14 empty] | UST Currently In Use: 0; UST Temp Close: 0; AST Currently In Use: 0; AST Temp Closed: 0 | 0 | 0 | 0 | 18006-073-015738 | HANKS AMBULANCE SERVICE
44110 | Temporary Closed | 2008-01-01 | 1993-07-20 |  | Petroleum | Unleaded gasoline | Unleaded gasoline | Local Government | Steel | Steel | Coated & cathodic protection (sti-P3) |  | Fiberglass reinforced plastic |  | 1901-01-01 | Catchment Basin | Flow Rest 90% Full | Flow Rest 90% Full | Interstitial Monitoring within Secondary Containment | [10 empty] | UST Currently In Use: 0; UST Temp Close: 1; AST Currently In Use: 1; AST Temp Closed: 0 | 0 | 1 | 3 | 15990-061-013294 | CITY OF GENEVA
44111 | Temporary Closed | 2015-07-08 | 1990-10-01 |  | Petroleum | Unleaded gasoline | Unleaded gasoline | Retail | Steel | Steel | Coated & cathodic protection (sti-P3) |  | Fiberglass reinforced plastic |  |  | Catchment Basin | Flow Rest 90% Full | Flow Rest 90% Full |  |  | Statistical Inventory Reconciliation (SIR) |  | Automatic flow restrictor (MLLD) | Automatic flow restrictor (MLLD) |  |  | Statistical inventory reconciliation (SIR) | Statistical inventory reconciliation (SIR) |  | UST Currently In Use: 0; UST Temp Close: 2; AST Currently In Use: 0; AST Temp Closed: 0 | 0 | 2 | 0 | 24459-097-015789 | SHAHID ALI ABBASI
44112 | Temporary Closed | 2015-07-08 | 1990-10-01 |  | Petroleum | Premium gasoline | Premium gasoline | Retail | Steel | Steel | Coated & cathodic protection (sti-P3) |  | Fiberglass reinforced plastic |  |  | Catchment Basin | Flow Rest 90% Full | Flow Rest 90% Full |  |  | Statistical Inventory Reconciliation (SIR) |  | Automatic flow restrictor (MLLD) | Automatic flow restrictor (MLLD) |  |  | Statistical inventory reconciliation (SIR) | Statistical inventory reconciliation (SIR) |  | UST Currently In Use: 0; UST Temp Close: 2; AST Currently In Use: 0; AST Temp Closed: 0 | 0 | 2 | 0 | 24459-097-015789 | SHAHID ALI ABBASI
44113 | Temporary Closed | 2011-06-20 | 1993-08-18 |  | Petroleum | Unleaded gasoline | Unleaded gasoline | Retail | Steel | Steel | Coated & cathodic protection (sti-P3) |  | Fiberglass reinforced plastic |  |  | Catchment Basin | Flow Rest 90% Full | Flow Rest 90% Full |  |  | Statistical Inventory Reconciliation (SIR) | [8 empty] | UST Currently In Use: 0; UST Temp Close: 2; AST Currently In Use: 0; AST Temp Closed: 0 | 0 | 2 | 0 | 25165-057-015790 | ROBERT AND LOURELIE BOWLING
44114 | Temporary Closed | 2011-06-20 | 1993-08-18 |  | Petroleum | On road diesel | On road diesel | Retail | Steel | Single Wall | Coated & cathodic protection (sti-P3) |  | Fiberglass reinforced plastic |  |  | Catchment Basin | Flow Rest 90% Full | Flow Rest 90% Full |  |  | Statistical Inventory Reconciliation (SIR) | [8 empty] | UST Currently In Use: 0; UST Temp Close: 2; AST Currently In Use: 0; AST Temp Closed: 0 | 0 | 2 | 0 | 25165-057-015790 | ROBERT AND LOURELIE BOWLING
44115 | Currently in Use |  | 1989-08-26 |  | Petroleum | On road diesel | On road diesel | Retail | Single Wall | Single Wall | Field installed cathodic protection |  | Double Wall |  |  | Catchment Basin | Automatic shutoff device At 95% full | Automatic shutoff device At 95% full |  |  | Statistical Inventory Reconciliation (SIR) |  | Automatic flow restrictor (MLLD) | Automatic flow restrictor (MLLD) |  |  | Statistical inventory reconciliation (SIR) | Statistical inventory reconciliation (SIR) |  | UST Currently In Use: 3; UST Temp Close: 1; AST Currently In Use: 0; AST Temp Closed: 0 | 3 | 1 | 0 | 13983-121-015861 | R K ALLEN OIL CO INC
44118 | Currently in Use |  | 1989-08-26 |  | Petroleum | Unleaded gasoline | Unleaded gasoline | Retail | Single Wall | Single Wall | Coated & cathodic protection (sti-P3) |  | Double Wall |  |  | Catchment Basin | Automatic shutoff device At 95% full | Automatic shutoff device At 95% full |  |  | Statistical Inventory Reconciliation (SIR) |  | Containment Sump | Automatic flow restrictor (MLLD) |  |  | Statistical inventory reconciliation (SIR) | Statistical inventory reconciliation (SIR) |  | UST Currently In Use: 3; UST Temp Close: 1; AST Currently In Use: 0; AST Temp Closed: 0 | 3 | 1 | 0 | 13983-121-015861 | R K ALLEN OIL CO INC
44121 | Temporary Closed | 2013-01-01 | 1989-08-26 |  | Petroleum | Premium gasoline | Premium gasoline | Retail | Steel | Single Wall | Coated & cathodic protection (sti-P3) |  | Double Wall |  |  | Catchment Basin | Flow Rest 90% Full | Flow Rest 90% Full |  |  | Statistical Inventory Reconciliation (SIR) |  | Automatic flow restrictor (MLLD) | Automatic flow restrictor (MLLD) |  |  | Statistical inventory reconciliation (SIR) | Statistical inventory reconciliation (SIR) |  | UST Currently In Use: 3; UST Temp Close: 1; AST Currently In Use: 0; AST Temp Closed: 0 | 3 | 1 | 0 | 13983-121-015861 | R K ALLEN OIL CO INC
44124 | Currently in Use |  | 1989-08-26 |  | Petroleum | Unleaded gasoline | Unleaded gasoline | Retail | Steel | Single Wall | Coated & cathodic protection (sti-P3) |  | Double Wall |  |  | Catchment Basin | Automatic shutoff device At 95% full | Automatic shutoff device At 95% full |  |  | Statistical Inventory Reconciliation (SIR) |  | Automatic flow restrictor (MLLD) | Automatic flow restrictor (MLLD) |  |  | Statistical inventory reconciliation (SIR) | Statistical inventory reconciliation (SIR) |  | UST Currently In Use: 3; UST Temp Close: 1; AST Currently In Use: 0; AST Temp Closed: 0 | 3 | 1 | 0 | 13983-121-015861 | R K ALLEN OIL CO INC
44125 | Currently in Use |  | 1993-06-30 |  | Petroleum | Unleaded gasoline | Unleaded gasoline | Retail | 10K/6K | Double Wall |  |  | 2 PIECES |  | 2005-03-01 | Catchment Basin | Automatic shutoff device At 95% full | Automatic shutoff device At 95% full |  |  | Continuous Automatic Tank Gauge |  | Automatic shutoff device (AELLD) | Automatic shutoff device (AELLD) |  |  | Continuous alarm system | Continuous alarm system |  | UST Currently In Use: 2; UST Temp Close: 0; AST Currently In Use: 0; AST Temp Closed: 0 | 2 | 0 | 4 | 13343-073-009241 | MCCULLOUGH OIL COMPANY, INC.
44126 | Permanently Closed | 1995-05-01 | 1984-01-01 | 1995-05-30 | Petroleum | Unleaded gasoline | Unleaded gasoline |  | Steel | Steel |  | Painted or None | Steel |  | 1901-01-01 |  | Flow Rest 90% Full | Flow Rest 90% Full | [11 empty] | UST Currently In Use: 0; UST Temp Close: 0; AST Currently In Use: 0; AST Temp Closed: 0 | 0 | 0 | 8 | 12991-007-007704 | KRUPP OIL CO INC
44127 | Permanently Closed | 1995-05-01 | 1984-01-01 | 1995-05-30 | Petroleum | Unleaded gasoline | Unleaded gasoline |  | Steel | Steel |  | Painted or None | Steel |  | 1901-01-01 |  | Flow Rest 90% Full | Flow Rest 90% Full | [11 empty] | UST Currently In Use: 0; UST Temp Close: 0; AST Currently In Use: 0; AST Temp Closed: 0 | 0 | 0 | 8 | 12991-007-007704 | KRUPP OIL CO INC
44128 | Permanently Closed | 1995-05-01 | 1984-01-01 | 1995-05-30 | Petroleum | Unleaded gasoline | Unleaded gasoline |  | Steel | Steel |  | Painted or None | Steel |  | 1901-01-01 |  | Flow Rest 90% Full | Flow Rest 90% Full | [11 empty] | UST Currently In Use: 0; UST Temp Close: 0; AST Currently In Use: 0; AST Temp Closed: 0 | 0 | 0 | 8 | 12991-007-007704 | KRUPP OIL CO INC
44129 | Temporary Closed | 2016-09-16 | 1993-08-03 |  | Petroleum | Unleaded gasoline | Unleaded gasoline | Retail | Steel | Steel | Coated & cathodic protection (sti-P3) |  | Fiberglass reinforced plastic |  |  | Catchment Basin | Flow Rest 90% Full | Flow Rest 90% Full |  |  | Automatic Tank Gauge | [8 empty] | UST Currently In Use: 0; UST Temp Close: 2; AST Currently In Use: 0; AST Temp Closed: 0 | 0 | 2 | 0 | 21221-021-015790 | ROYCE WADE RAY
44131 | Temporary Closed | 2016-09-16 | 1993-08-03 |  | Petroleum | Mid-grade gasoline | Mid-grade gasoline | Retail | Steel | Steel | Coated & cathodic protection (sti-P3) |  | Fiberglass reinforced plastic |  |  | Catchment Basin | Flow Rest 90% Full | Flow Rest 90% Full |  |  | Automatic Tank Gauge | [8 empty] | UST Currently In Use: 0; UST Temp Close: 2; AST Currently In Use: 0; AST Temp Closed: 0 | 0 | 2 | 0 | 21221-021-015790 | ROYCE WADE RAY
44132 | Currently in Use |  | 1993-06-01 |  | Petroleum | On road diesel | On road diesel | Retail | Steel | Steel | Coated & cathodic protection (sti-P3) |  | Fiberglass reinforced plastic |  |  | Catchment Basin | Flow Rest 90% Full | Flow Rest 90% Full |  |  | Continuous Automatic Tank Gauge | [8 empty] | UST Currently In Use: 3; UST Temp Close: 0; AST Currently In Use: 0; AST Temp Closed: 0 | 3 | 0 | 0 | 13434-013-014990 | MIDDLETON OIL COMPANY, INC.
44133 | Permanently Closed | 1998-12-09 | 1901-01-01 | 1998-12-09 | Petroleum | Unleaded gasoline | Unleaded gasoline | Retail | Steel | Steel |  | Painted or None | Steel |  | 1901-01-01 | [5 empty] | Statistical Inventory Reconciliation (SIR) | [5 empty] | Annual line testing | Annual line testing |  | UST Currently In Use: 0; UST Temp Close: 0; AST Currently In Use: 0; AST Temp Closed: 0 | 0 | 0 | 2 | 18073-081-015862 | TOM WALLACE
44136 | Permanently Closed | 1998-12-09 | 1901-01-01 | 1998-12-09 | Petroleum | Unleaded gasoline | Unleaded gasoline | Retail | Steel | Steel |  | Painted or None | Steel |  | 1901-01-01 | [5 empty] | Statistical Inventory Reconciliation (SIR) | [5 empty] | Annual line testing | Annual line testing |  | UST Currently In Use: 0; UST Temp Close: 0; AST Currently In Use: 0; AST Temp Closed: 0 | 0 | 0 | 2 | 18073-081-015862 | TOM WALLACE
44138 | Permanently Closed | 1995-07-14 | 1901-01-01 | 1995-11-16 | Petroleum | Unleaded gasoline | Unleaded gasoline | Industrial | Steel | Steel |  | Painted or None | Steel |  | 1901-01-01 | [5 empty] | Manual Tank Gauging (only tanks 1000 gal. or less and 48” or 64” in diameter) | [8 empty] | UST Currently In Use: 0; UST Temp Close: 0; AST Currently In Use: 1; AST Temp Closed: 0 | 0 | 0 | 2 | 18048-085-015791 | AMERICAN COLLOID COMPANY
44141 | Permanently Closed | 1995-07-14 | 1901-01-01 | 1996-09-18 | Petroleum | On road diesel | On road diesel | Industrial | Steel | Steel |  | Painted or None | Steel |  | 1901-01-01 | [5 empty] | Manual Tank Gauging (only tanks 1000 gal. or less and 48” or 64” in diameter) | [8 empty] | UST Currently In Use: 0; UST Temp Close: 0; AST Currently In Use: 1; AST Temp Closed: 0 | 0 | 0 | 2 | 18048-085-015791 | AMERICAN COLLOID COMPANY
44142 | Currently in Use |  | 1993-08-15 |  | Petroleum | Unleaded gasoline | Unleaded gasoline | Industrial | Steel | Steel | Coated & cathodic protection (sti-P3) |  | Fiberglass reinforced plastic |  |  | Catchment Basin | Flow Rest 90% Full | Flow Rest 90% Full |  |  | Automatic Tank Gauge |  | Automatic flow restrictor (MLLD) | Automatic flow restrictor (MLLD) |  |  | Annual line testing | Annual line testing |  | UST Currently In Use: 1; UST Temp Close: 0; AST Currently In Use: 3; AST Temp Closed: 0 | 1 | 0 | 0 | 18049-101-015792 | MON CRE TELEPHONE
44143 | Temporary Closed | 2011-05-11 | 1993-07-28 |  | Petroleum | Unleaded gasoline | Unleaded gasoline | Retail | Steel | Steel | Coated & cathodic protection (sti-P3) |  | Fiberglass reinforced plastic |  |  | Catchment Basin | Flow Rest 90% Full | Flow Rest 90% Full |  |  | Statistical Inventory Reconciliation (SIR) | [8 empty] | UST Currently In Use: 0; UST Temp Close: 2; AST Currently In Use: 0; AST Temp Closed: 0 | 0 | 2 | 0 | 22034-001-015739 | WILLIAM M WILLIS
44144 | Temporary Closed | 2011-05-11 | 1993-07-28 |  | Petroleum | Premium gasoline | Premium gasoline | Retail | Steel | Steel | Coated & cathodic protection (sti-P3) |  | Fiberglass reinforced plastic |  |  | Catchment Basin | Flow Rest 90% Full | Flow Rest 90% Full |  |  | Statistical Inventory Reconciliation (SIR) | [8 empty] | UST Currently In Use: 0; UST Temp Close: 2; AST Currently In Use: 0; AST Temp Closed: 0 | 0 | 2 | 0 | 22034-001-015739 | WILLIAM M WILLIS
44145 | Currently in Use |  | 1993-02-28 |  | Petroleum | Unleaded gasoline | Unleaded gasoline | Retail | Steel | Steel | Coated & cathodic protection (sti-P3) |  | Flexible |  |  | Catchment Basin | Automatic shutoff device At 95% full | Automatic shutoff device At 95% full |  |  | Automatic Tank Gauge |  | Automatic flow restrictor (MLLD) | Automatic flow restrictor (MLLD) |  |  | Annual line testing | Annual line testing |  | UST Currently In Use: 4; UST Temp Close: 0; AST Currently In Use: 0; AST Temp Closed: 0 | 4 | 0 | 0 | 22836-071-015791 | M & R UNITED, INC.
44146 | Currently in Use |  | 1993-02-28 |  | Petroleum | Premium gasoline | Premium gasoline | Retail | Steel | Steel | Coated & cathodic protection (sti-P3) |  | Flexible |  |  | Catchment Basin | Automatic shutoff device At 95% full | Automatic shutoff device At 95% full |  |  | Automatic Tank Gauge |  | Automatic flow restrictor (MLLD) | Automatic flow restrictor (MLLD) |  |  | Annual line testing | Annual line testing |  | UST Currently In Use: 4; UST Temp Close: 0; AST Currently In Use: 0; AST Temp Closed: 0 | 4 | 0 | 0 | 22836-071-015791 | M & R UNITED, INC.
44147 | Currently in Use |  | 1993-02-28 |  | Petroleum | On road diesel | On road diesel | Retail | Steel | Steel | Coated & cathodic protection (sti-P3) |  | Flexible |  |  | Catchment Basin | Automatic shutoff device At 95% full | Automatic shutoff device At 95% full |  |  | Automatic Tank Gauge |  | Automatic flow restrictor (MLLD) | Automatic flow restrictor (MLLD) |  |  | Annual line testing | Annual line testing |  | UST Currently In Use: 4; UST Temp Close: 0; AST Currently In Use: 0; AST Temp Closed: 0 | 4 | 0 | 0 | 22836-071-015791 | M & R UNITED, INC.
44148 | Permanently Closed | 2001-06-11 | 1993-08-16 | 2001-08-27 | Petroleum | Unleaded gasoline | Unleaded gasoline |  | Steel | Steel | Coated & cathodic protection (sti-P3) |  | Fiberglass reinforced plastic |  | 1901-01-01 | Catchment Basin | Automatic shutoff device At 95% full | Automatic shutoff device At 95% full | [11 empty] | UST Currently In Use: 0; UST Temp Close: 0; AST Currently In Use: 0; AST Temp Closed: 0 | 0 | 0 | 1 | 13284-133-015740 | H.L. MARTIN DISTRIBUTING CO.
44149 | Permanently Closed | 2018-10-01 | 1993-05-17 | 2020-07-10 | Petroleum | Unleaded gasoline | Unleaded gasoline | Retail | Steel | Steel | Coated & cathodic protection (sti-P3) |  | Flexible |  |  | Catchment Basin | Flow Rest 90% Full | Flow Rest 90% Full |  |  | Continuous Automatic Tank Gauge |  | Automatic shutoff device (AELLD) | Automatic shutoff device (AELLD) |  |  | Annual line testing | Annual line testing |  | UST Currently In Use: 0; UST Temp Close: 0; AST Currently In Use: 0; AST Temp Closed: 0 | 0 | 0 | 2 | 25259-097-015793 | CSMS MANAGEMENT LLC
44150 | Permanently Closed | 2018-10-01 | 1993-05-17 | 2020-07-10 | Petroleum | Mid-grade gasoline | Mid-grade gasoline | Retail | Steel | Steel | Coated & cathodic protection (sti-P3) |  | Flexible |  |  | Catchment Basin | Flow Rest 90% Full | Flow Rest 90% Full |  |  | Continuous Automatic Tank Gauge |  | Automatic shutoff device (AELLD) | Automatic shutoff device (AELLD) |  |  | Annual line testing | Annual line testing |  | UST Currently In Use: 0; UST Temp Close: 0; AST Currently In Use: 0; AST Temp Closed: 0 | 0 | 0 | 2 | 25259-097-015793 | CSMS MANAGEMENT LLC
44151 | Currently in Use |  | 1993-07-17 |  | Petroleum | Unleaded gasoline | Unleaded gasoline | Retail | Single Wall | Single Wall | Coated & cathodic protection (sti-P3) |  | Fiberglass reinforced plastic |  |  | Catchment Basin | Automatic shutoff device At 95% full | Automatic shutoff device At 95% full |  |  | Continuous Automatic Tank Gauge | [8 empty] | UST Currently In Use: 2; UST Temp Close: 1; AST Currently In Use: 0; AST Temp Closed: 0 | 2 | 1 | 0 | 24220-073-007381 | KIM CORRETTI & PHYLIS SMITH
44152 | Currently in Use |  | 1993-07-17 |  | Petroleum | Mid-grade gasoline | Mid-grade gasoline | Retail | Single Wall | Single Wall | Coated & cathodic protection (sti-P3) |  | Single Wall |  |  | Catchment Basin | Automatic shutoff device At 95% full | Automatic shutoff device At 95% full |  |  | Continuous Automatic Tank Gauge | [8 empty] | UST Currently In Use: 2; UST Temp Close: 1; AST Currently In Use: 0; AST Temp Closed: 0 | 2 | 1 | 0 | 24220-073-007381 | KIM CORRETTI & PHYLIS SMITH
44153 | Temporary Closed | 2015-05-01 | 1993-07-17 |  | Petroleum | Premium gasoline | Premium gasoline |  | Steel | Single Wall | Coated & cathodic protection (sti-P3) |  | Fiberglass reinforced plastic |  |  | Catchment Basin | Automatic shutoff device At 95% full | Automatic shutoff device At 95% full |  |  | Continuous Automatic Tank Gauge | [8 empty] | UST Currently In Use: 2; UST Temp Close: 1; AST Currently In Use: 0; AST Temp Closed: 0 | 2 | 1 | 0 | 24220-073-007381 | KIM CORRETTI & PHYLIS SMITH
44154 | Permanently Closed | 1995-03-01 | 1960-08-15 | 1995-05-19 | Petroleum | Unleaded gasoline | Unleaded gasoline | Retail | Steel | Steel |  | Painted or None | Steel |  | 1901-01-01 | [11 empty] | Annual line testing | Annual line testing |  | UST Currently In Use: 0; UST Temp Close: 0; AST Currently In Use: 0; AST Temp Closed: 0 | 0 | 0 | 4 | 19844-125-015950 | KELLY W. HURD
44155 | Permanently Closed | 1995-03-01 | 1960-08-15 | 1995-05-19 | Petroleum | Unleaded gasoline | Unleaded gasoline | Retail | Steel | Steel |  | Painted or None | Steel |  | 1901-01-01 | [11 empty] | Annual line testing | Annual line testing |  | UST Currently In Use: 0; UST Temp Close: 0; AST Currently In Use: 0; AST Temp Closed: 0 | 0 | 0 | 4 | 19844-125-015950 | KELLY W. HURD
44156 | Permanently Closed | 1995-03-01 | 1960-08-15 | 1995-05-19 | Petroleum | Unleaded gasoline | Unleaded gasoline | Retail | Steel | Steel |  | Painted or None | Steel |  | 1901-01-01 | [5 empty] | Manual Tank Gauging (only tanks 1000 gal. or less and 48” or 64” in diameter) | [5 empty] | Annual line testing | Annual line testing |  | UST Currently In Use: 0; UST Temp Close: 0; AST Currently In Use: 0; AST Temp Closed: 0 | 0 | 0 | 4 | 19844-125-015950 | KELLY W. HURD
44157 | Permanently Closed | 1995-03-01 | 1960-08-15 | 1995-05-19 | Petroleum | Unleaded gasoline | Unleaded gasoline | Retail | Steel | Steel |  | Painted or None | Steel |  | 1901-01-01 | [5 empty] | Manual Tank Gauging (only tanks 1000 gal. or less and 48” or 64” in diameter) | [8 empty] | UST Currently In Use: 0; UST Temp Close: 0; AST Currently In Use: 0; AST Temp Closed: 0 | 0 | 0 | 4 | 19844-125-015950 | KELLY W. HURD
44158 | Currently in Use |  | 1993-06-23 |  | Petroleum | Unleaded gasoline | Unleaded gasoline | Retail | Steel | Single Wall | Coated & cathodic protection (sti-P3) |  | Fiberglass reinforced plastic |  |  | Catchment Basin | Automatic shutoff device At 95% full | Automatic shutoff device At 95% full |  |  | Statistical Inventory Reconciliation (SIR) | Direct Bury submersible pump | [7 empty] | UST Currently In Use: 2; UST Temp Close: 0; AST Currently In Use: 0; AST Temp Closed: 0 | 2 | 0 | 0 | 25267-077-015792 | CHERYL MORRIS
44159 | Currently in Use |  | 1993-06-23 |  | Petroleum | Other, 100% UN | Other | Retail | Steel | Single Wall | Coated & cathodic protection (sti-P3) |  | Fiberglass reinforced plastic |  |  | Catchment Basin | Flow Rest 90% Full | Flow Rest 90% Full |  |  | Statistical Inventory Reconciliation (SIR) | Direct Bury submersible pump | [7 empty] | UST Currently In Use: 2; UST Temp Close: 0; AST Currently In Use: 0; AST Temp Closed: 0 | 2 | 0 | 0 | 25267-077-015792 | CHERYL MORRIS
44160 | Permanently Closed | 2012-01-01 | 1982-06-01 | 2015-12-08 | Petroleum | Aviation fuel (JP-4; etc.) | Aviation fuel (JP-4; etc.) |  | Single Wall | Single Wall | Field installed cathodic protection |  | Single Wall |  |  | Catchment Basin | Automatic shutoff device At 95% full | Automatic shutoff device At 95% full |  |  | Statistical Inventory Reconciliation (SIR) |  | ABOVE GRD | Other |  |  | Other | Other |  | UST Currently In Use: 0; UST Temp Close: 0; AST Currently In Use: 0; AST Temp Closed: 0 | 0 | 0 | 2 | 18160-083-015786 | PRYOR FIELD AIRPORT AUTHORITY
44161 | Permanently Closed | 2012-01-01 | 1982-06-01 | 2015-12-08 | Petroleum | Other, JET FUEL | Other |  | Single Wall | Single Wall | Field installed cathodic protection |  | Single Wall |  |  | Catchment Basin | Automatic shutoff device At 95% full | Automatic shutoff device At 95% full |  |  | Statistical Inventory Reconciliation (SIR) |  | Other | Other |  |  | Other | Other |  | UST Currently In Use: 0; UST Temp Close: 0; AST Currently In Use: 0; AST Temp Closed: 0 | 0 | 0 | 2 | 18160-083-015786 | PRYOR FIELD AIRPORT AUTHORITY
44162 | Permanently Closed | 1998-12-22 | 1974-09-16 | 2000-10-23 | Petroleum | Unleaded gasoline | Unleaded gasoline | Emergency power generator | Steel | Steel | Coated & cathodic protection (sti-P3) |  | Steel |  | 1901-01-01 | [5 empty] | Manual Tank Gauging (only tanks 1000 gal. or less and 48” or 64” in diameter) | [8 empty] | UST Currently In Use: 0; UST Temp Close: 0; AST Currently In Use: 0; AST Temp Closed: 0 | 0 | 0 | 1 | 18164-089-015793 | DIVERSICARE MANAGEMENT SERVICES
44163 | Cannot Locate or abandoned | 1999-08-01 | 1993-06-24 |  | Petroleum | Unleaded gasoline | Unleaded gasoline | Retail | Steel | Steel | Coated & cathodic protection (sti-P3) |  | Fiberglass reinforced plastic |  |  | Catchment Basin | Automatic shutoff device At 95% full | Automatic shutoff device At 95% full | [11 empty] | UST Currently In Use: 0; UST Temp Close: 0; AST Currently In Use: 0; AST Temp Closed: 0 | 0 | 0 | 0 | 24443-049-015794 | TERRY NEELEY
44166 | Currently in Use |  | 1993-07-31 |  | Petroleum | Unleaded gasoline | Unleaded gasoline | Industrial | Double Wall | Double Wall |  |  | Single Wall |  | 1901-01-01 | Catchment Basin | Automatic shutoff device At 95% full | Automatic shutoff device At 95% full | Interstitial Monitoring within Secondary Containment |  | Continuous Automatic Tank Gauge | [8 empty] | UST Currently In Use: 2; UST Temp Close: 0; AST Currently In Use: 0; AST Temp Closed: 0 | 2 | 0 | 3 | 10994-073-004179 | CITY OF BIRMINGHAM
44167 | Currently in Use |  | 1993-07-31 |  | Petroleum | 100% biodiesel (Not Regulated) | 100% biodiesel (Not Regulated) | Local Government | Double Wall | Double Wall |  |  | Fiberglass reinforced plastic |  | 1901-01-01 | Catchment Basin | Flow Rest 90% Full | Automatic shutoff device At 95% full | Interstitial Monitoring within Secondary Containment |  | Continuous Automatic Tank Gauge | [8 empty] | UST Currently In Use: 2; UST Temp Close: 0; AST Currently In Use: 0; AST Temp Closed: 0 | 2 | 0 | 3 | 10994-073-004179 | CITY OF BIRMINGHAM
44168 | Temporary Closed | 2013-08-01 | 1993-08-26 |  | Petroleum | Unleaded gasoline | Unleaded gasoline | Retail | Steel | Steel | Coated & cathodic protection (sti-P3) |  | Fiberglass reinforced plastic |  | 1901-01-01 | Catchment Basin | Automatic shutoff device At 95% full | Automatic shutoff device At 95% full |  |  | Statistical Inventory Reconciliation (SIR) | [8 empty] | UST Currently In Use: 0; UST Temp Close: 2; AST Currently In Use: 0; AST Temp Closed: 0 | 0 | 2 | 0 | 24265-057-015955 | LESTER E BONNER
44169 | Temporary Closed | 2013-08-01 | 1993-08-26 |  | Petroleum | Unleaded gasoline | Unleaded gasoline | Retail | Steel | Steel | Coated & cathodic protection (sti-P3) |  | Fiberglass reinforced plastic |  | 1901-01-01 | Catchment Basin | Automatic shutoff device At 95% full | Automatic shutoff device At 95% full |  |  | Statistical Inventory Reconciliation (SIR) | [8 empty] | UST Currently In Use: 0; UST Temp Close: 2; AST Currently In Use: 0; AST Temp Closed: 0 | 0 | 2 | 0 | 24265-057-015955 | LESTER E BONNER
44170 | Temporary Closed | 2009-10-29 | 1993-09-16 |  | Petroleum | Unleaded gasoline | Unleaded gasoline | Industrial | Steel | Steel | Coated & cathodic protection (sti-P3) |  | Fiberglass reinforced plastic |  | 1901-01-01 | Catchment Basin | Flow Rest 90% Full | Flow Rest 90% Full | Interstitial Monitoring within Secondary Containment | [10 empty] | UST Currently In Use: 0; UST Temp Close: 1; AST Currently In Use: 0; AST Temp Closed: 0 | 0 | 1 | 0 | 19008-051-015956 | STRICKLAND BROTHERS INC
44171 | Currently in Use |  | 1993-07-21 |  | Petroleum | On road diesel | On road diesel | Retail | Single Wall | Single Wall | Coated & cathodic protection (sti-P3) |  | Fiberglass reinforced plastic |  |  | Catchment Basin | Flow Rest 90% Full | Flow Rest 90% Full |  |  | Continuous Automatic Tank Gauge | Single walled submersible pump containment sump | Automatic flow restrictor (MLLD) | Automatic flow restrictor (MLLD) |  |  | Annual line testing | Annual line testing |  | UST Currently In Use: 6; UST Temp Close: 0; AST Currently In Use: 0; AST Temp Closed: 0 | 6 | 0 | 3 | 23867-095-008038 | NILAY PATEL & PRITIIBEN PATEL
44172 | Currently in Use |  | 1993-07-21 |  | Petroleum | Premium gasoline | Premium gasoline | Retail | Steel | Single Wall | Coated & cathodic protection (sti-P3) |  | Fiberglass reinforced plastic |  |  | Catchment Basin | Flow Rest 90% Full | Flow Rest 90% Full |  |  | Automatic Tank Gauge | Single walled submersible pump containment sump | Automatic flow restrictor (MLLD) | Automatic flow restrictor (MLLD) |  |  | Continuous alarm system | Annual line testing |  | UST Currently In Use: 6; UST Temp Close: 0; AST Currently In Use: 0; AST Temp Closed: 0 | 6 | 0 | 3 | 23867-095-008038 | NILAY PATEL & PRITIIBEN PATEL
44174 | Currently in Use |  | 1993-07-21 |  | Petroleum | Off road diesel | Off road diesel | Retail | Single Wall | Single Wall | Coated & cathodic protection (sti-P3) |  | Fiberglass reinforced plastic |  |  | Catchment Basin | Automatic shutoff device At 95% full | Automatic shutoff device At 95% full |  |  | Automatic Tank Gauge | Single walled submersible pump containment sump | Automatic flow restrictor (MLLD) | Automatic flow restrictor (MLLD) |  |  | Annual line testing | Annual line testing |  | UST Currently In Use: 6; UST Temp Close: 0; AST Currently In Use: 0; AST Temp Closed: 0 | 6 | 0 | 3 | 23867-095-008038 | NILAY PATEL & PRITIIBEN PATEL
44176 | Currently in Use |  | 1993-07-21 |  | Petroleum | On road diesel | On road diesel | Retail | Steel | Single Wall | Coated & cathodic protection (sti-P3) |  | Fiberglass reinforced plastic |  |  | Catchment Basin | Flow Rest 90% Full | Flow Rest 90% Full |  |  | Automatic Tank Gauge | Single walled submersible pump containment sump | Automatic flow restrictor (MLLD) | Automatic flow restrictor (MLLD) |  |  | Continuous alarm system | Annual line testing |  | UST Currently In Use: 6; UST Temp Close: 0; AST Currently In Use: 0; AST Temp Closed: 0 | 6 | 0 | 3 | 23867-095-008038 | NILAY PATEL & PRITIIBEN PATEL
44177 | Currently in Use |  | 1989-05-01 |  | Petroleum | Unleaded gasoline | Unleaded gasoline | Retail | Fiberglass reinforced plastic | Fiberglass reinforced plastic |  |  | Fiberglass reinforced plastic |  | 1901-01-01 | Catchment Basin | Automatic shutoff device At 95% full | Automatic shutoff device At 95% full |  |  | Automatic Tank Gauge |  | Automatic flow restrictor (MLLD) | Automatic flow restrictor (MLLD) |  |  | Annual line testing | Annual line testing |  | UST Currently In Use: 2; UST Temp Close: 0; AST Currently In Use: 0; AST Temp Closed: 0 | 2 | 0 | 0 | 19011-051-015957 | HOLLEY OIL CO INC
44179 | Currently in Use |  | 1989-05-01 |  | Petroleum | Premium gasoline | Premium gasoline | Retail | Fiberglass reinforced plastic | Fiberglass reinforced plastic |  |  | Fiberglass reinforced plastic |  | 1901-01-01 | Catchment Basin | Automatic shutoff device At 95% full | Automatic shutoff device At 95% full |  |  | Automatic Tank Gauge |  | Automatic flow restrictor (MLLD) | Automatic flow restrictor (MLLD) |  |  | Annual line testing | Annual line testing |  | UST Currently In Use: 2; UST Temp Close: 0; AST Currently In Use: 0; AST Temp Closed: 0 | 2 | 0 | 0 | 19011-051-015957 | HOLLEY OIL CO INC
44180 | Currently in Use |  | 1993-03-25 |  | Petroleum | Unleaded gasoline | Unleaded gasoline | Retail | Steel | Steel | Coated & cathodic protection (sti-P3) |  | Fiberglass reinforced plastic |  |  | Catchment Basin | Automatic shutoff device At 95% full | Automatic shutoff device At 95% full |  |  | Continuous Automatic Tank Gauge |  | Automatic flow restrictor (MLLD) | Automatic flow restrictor (MLLD) |  |  | Annual line testing | Annual line testing |  | UST Currently In Use: 3; UST Temp Close: 0; AST Currently In Use: 2; AST Temp Closed: 0 | 3 | 0 | 0 | 22714-053-015958 | NASEEB ENTERPRISES INC
44181 | Currently in Use |  | 1993-03-25 |  | Petroleum | Premium gasoline | Premium gasoline | Retail | Steel | Steel | Coated & cathodic protection (sti-P3) |  | Fiberglass reinforced plastic |  |  | Catchment Basin | Automatic shutoff device At 95% full | Automatic shutoff device At 95% full |  |  | Continuous Automatic Tank Gauge |  | Containment Sump | Automatic flow restrictor (MLLD) |  |  | Annual line testing | Annual line testing |  | UST Currently In Use: 3; UST Temp Close: 0; AST Currently In Use: 2; AST Temp Closed: 0 | 3 | 0 | 0 | 22714-053-015958 | NASEEB ENTERPRISES INC
44182 | Currently in Use |  | 1993-03-25 |  | Petroleum | On road diesel | On road diesel | Retail | Steel | Steel | Coated & cathodic protection (sti-P3) |  | Fiberglass reinforced plastic |  |  | Catchment Basin | Automatic shutoff device At 95% full | Automatic shutoff device At 95% full |  |  | Continuous Automatic Tank Gauge |  | Automatic flow restrictor (MLLD) | Automatic flow restrictor (MLLD) |  |  | Annual line testing | Annual line testing |  | UST Currently In Use: 3; UST Temp Close: 0; AST Currently In Use: 2; AST Temp Closed: 0 | 3 | 0 | 0 | 22714-053-015958 | NASEEB ENTERPRISES INC
44183 | Currently in Use |  | 1993-08-02 |  | Petroleum | Unleaded gasoline | Unleaded gasoline | Retail | Steel | Steel | Coated & cathodic protection (sti-P3) |  | Fiberglass reinforced plastic |  |  | Catchment Basin | Automatic shutoff device At 95% full | Automatic shutoff device At 95% full |  |  | Continuous Automatic Tank Gauge |  | Containment Sump | Automatic flow restrictor (MLLD) |  | SENSOR TO ATG | Annual line testing | Annual line testing |  | UST Currently In Use: 3; UST Temp Close: 0; AST Currently In Use: 0; AST Temp Closed: 0 | 3 | 0 | 0 | 24460-097-015959 | TAS #1 LLC DBA RIVERSIDE FOODMART
44184 | Currently in Use |  | 1993-08-02 |  | Petroleum | Other, NON-ETHANO | Other | Retail | Steel | Steel | Coated & cathodic protection (sti-P3) |  | Double Wall |  |  | Catchment Basin | Automatic shutoff device At 95% full | Automatic shutoff device At 95% full |  |  | Continuous Automatic Tank Gauge |  | Automatic flow restrictor (MLLD) | Automatic flow restrictor (MLLD) |  | SENSOR TO ATG | Continuous alarm system | Annual line testing |  | UST Currently In Use: 3; UST Temp Close: 0; AST Currently In Use: 0; AST Temp Closed: 0 | 3 | 0 | 0 | 24460-097-015959 | TAS #1 LLC DBA RIVERSIDE FOODMART
44185 | Currently in Use |  | 1993-08-02 |  | Petroleum | Premium gasoline | Premium gasoline | Retail | Steel | Steel | Coated & cathodic protection (sti-P3) |  | Fiberglass reinforced plastic |  |  | Catchment Basin | Automatic shutoff device At 95% full | Automatic shutoff device At 95% full |  |  | Continuous Automatic Tank Gauge |  | Automatic flow restrictor (MLLD) | Automatic flow restrictor (MLLD) |  | SENSOR TO ATG | Continuous alarm system | Annual line testing |  | UST Currently In Use: 3; UST Temp Close: 0; AST Currently In Use: 0; AST Temp Closed: 0 | 3 | 0 | 0 | 24460-097-015959 | TAS #1 LLC DBA RIVERSIDE FOODMART
44186 | Currently in Use |  | 1993-08-13 |  | Petroleum | On road diesel | On road diesel | Retail | Steel | Steel | Coated & cathodic protection (sti-P3) |  | ENVIROFLEX |  |  | Catchment Basin | Flow Rest 90% Full | Flow Rest 90% Full |  |  | Continuous Automatic Tank Gauge |  | Automatic shutoff device (AELLD) | Automatic shutoff device (AELLD) | [5 empty] | UST Currently In Use: 5; UST Temp Close: 0; AST Currently In Use: 0; AST Temp Closed: 0 | 5 | 0 | 6 | 20072-125-000866 | A & M OIL CO LLC
44187 | Permanently Closed | 1995-01-01 | 1983-01-01 | 1995-11-01 | Petroleum | Unleaded gasoline | Unleaded gasoline | [7 empty] | 1901-01-01 | [14 empty] | UST Currently In Use: 0; UST Temp Close: 0; AST Currently In Use: 0; AST Temp Closed: 0 | 0 | 0 | 4 | 19017-055-013158 | CHESTER BERRY & JAMES TURNER
44188 | Permanently Closed | 1992-01-01 | 1983-01-01 | 1995-11-01 | Petroleum | Unleaded gasoline | Unleaded gasoline |  | Steel | Steel |  | Painted or None | Steel |  | 1901-01-01 | Catchment Basin | [13 empty] | UST Currently In Use: 0; UST Temp Close: 0; AST Currently In Use: 0; AST Temp Closed: 0 | 0 | 0 | 4 | 19017-055-013158 | CHESTER BERRY & JAMES TURNER
44189 | Permanently Closed | 1992-01-01 | 1983-01-01 | 1995-11-01 | Petroleum | Unleaded gasoline | Unleaded gasoline |  | Steel | Steel |  | Painted or None | Steel |  | 1901-01-01 | Catchment Basin | [13 empty] | UST Currently In Use: 0; UST Temp Close: 0; AST Currently In Use: 0; AST Temp Closed: 0 | 0 | 0 | 4 | 19017-055-013158 | CHESTER BERRY & JAMES TURNER
44190 | Permanently Closed | 1992-01-01 | 1983-01-01 | 1995-11-01 | Petroleum | Unleaded gasoline | Unleaded gasoline |  | Steel | Steel |  | Painted or None | Steel |  | 1901-01-01 | Catchment Basin | [13 empty] | UST Currently In Use: 0; UST Temp Close: 0; AST Currently In Use: 0; AST Temp Closed: 0 | 0 | 0 | 4 | 19017-055-013158 | CHESTER BERRY & JAMES TURNER
44191 | Permanently Closed | 2001-04-12 | 1963-01-01 | 2001-04-12 | Petroleum | Unleaded gasoline | Unleaded gasoline | Retail | Steel | Steel |  | Painted or None | Steel |  | 1901-01-01 | [14 empty] | UST Currently In Use: 0; UST Temp Close: 0; AST Currently In Use: 0; AST Temp Closed: 0 | 0 | 0 | 4 | 19020-031-007900 | LARRY CAULEY
44192 | Permanently Closed | 1997-08-01 | 1983-08-01 | 1997-08-13 | Petroleum | On road diesel | On road diesel | Emergency power generator | Steel | Steel |  |  | Steel |  | 1901-01-01 | Catchment Basin | Flow Rest 90% Full | Flow Rest 90% Full | [11 empty] | UST Currently In Use: 1; UST Temp Close: 0; AST Currently In Use: 0; AST Temp Closed: 0 | 1 | 0 | 1 | 19021-073-015961 | MOUNT ROYAL TOWERS
44193 | Currently in Use |  | 1972-09-01 |  | Petroleum | Unleaded gasoline | Unleaded gasoline | State/Federal Government | Steel | Steel | Field installed cathodic protection |  |  |  |  | Catchment Basin | Audible high level alarm At 90% full | Audible high level alarm At 90% full |  |  | Automatic Tank Gauge |  | Automatic flow restrictor (MLLD) | Automatic flow restrictor (MLLD) | Interstitial Monitoring within Secondary Containment |  | Continuous alarm system | Continuous alarm system |  | UST Currently In Use: 4; UST Temp Close: 0; AST Currently In Use: 0; AST Temp Closed: 0 | 4 | 0 | 11 | 15136-097-006321 | USCG ATC ATTN: DAVID BRITAIN
44194 | Currently in Use |  | 1972-09-01 |  | Petroleum | Unleaded gasoline | Unleaded gasoline | Retail | Steel | Steel | Field installed cathodic protection |  |  |  |  | Catchment Basin | Automatic shutoff device At 95% full | Audible high level alarm At 90% full |  |  | Automatic Tank Gauge |  | MANIFOLDED | Containment Sump |  |  | Other | Continuous alarm system |  | UST Currently In Use: 4; UST Temp Close: 0; AST Currently In Use: 0; AST Temp Closed: 0 | 4 | 0 | 11 | 15136-097-006321 | USCG ATC ATTN: DAVID BRITAIN
44195 | Currently in Use |  | 1972-09-01 |  | Petroleum | Mid-grade gasoline | Mid-grade gasoline | State/Federal Government | Steel | Steel | Field installed cathodic protection |  |  |  |  | Catchment Basin | Audible high level alarm At 90% full | Audible high level alarm At 90% full |  |  | Automatic Tank Gauge |  | Automatic flow restrictor (MLLD) | Automatic flow restrictor (MLLD) | Interstitial Monitoring within Secondary Containment |  | Continuous alarm system | Continuous alarm system |  | UST Currently In Use: 4; UST Temp Close: 0; AST Currently In Use: 0; AST Temp Closed: 0 | 4 | 0 | 11 | 15136-097-006321 | USCG ATC ATTN: DAVID BRITAIN
44196 | Currently in Use |  | 1972-09-01 |  | Petroleum | Premium gasoline | Premium gasoline | State/Federal Government | Steel | Steel | Field installed cathodic protection |  |  |  |  | Catchment Basin | Audible high level alarm At 90% full | Audible high level alarm At 90% full |  |  | Automatic Tank Gauge |  | Containment Sump | Automatic flow restrictor (MLLD) | Interstitial Monitoring within Secondary Containment |  | Continuous alarm system | Continuous alarm system |  | UST Currently In Use: 4; UST Temp Close: 0; AST Currently In Use: 0; AST Temp Closed: 0 | 4 | 0 | 11 | 15136-097-006321 | USCG ATC ATTN: DAVID BRITAIN
44197 |  | 1993-07-10 | 1981-03-01 |  | Petroleum | Unleaded gasoline | Unleaded gasoline |  | Steel | Steel | Field installed cathodic protection |  | Steel |  | 1901-01-01 | [11 empty] | Continuous alarm system | Annual line testing |  | UST Currently In Use: 0; UST Temp Close: 0; AST Currently In Use: 0; AST Temp Closed: 0 | 0 | 0 | 0 | 19025-127-015964 | BEVERLY J PEEK
44198 |  | 1993-07-10 | 1981-03-01 |  | Petroleum | Unleaded gasoline | Unleaded gasoline |  | Steel | Steel | Field installed cathodic protection |  | Steel |  | 1901-01-01 | [11 empty] | Continuous alarm system | Annual line testing |  | UST Currently In Use: 0; UST Temp Close: 0; AST Currently In Use: 0; AST Temp Closed: 0 | 0 | 0 | 0 | 19025-127-015964 | BEVERLY J PEEK
44199 | Permanently Closed | 1992-02-01 | 1982-03-01 | 2000-02-23 | Petroleum | Unleaded gasoline | Unleaded gasoline | Retail | Steel | Steel |  | Painted or None | Steel |  | 1901-01-01 | [5 empty] | Manual Tank Gauging (only tanks 1000 gal. or less and 48” or 64” in diameter) | [8 empty] | UST Currently In Use: 0; UST Temp Close: 0; AST Currently In Use: 0; AST Temp Closed: 0 | 0 | 0 | 2 | 19045-133-015965 | GEORGE M LITTLE
44200 | Permanently Closed | 1992-02-01 | 1982-03-01 | 2000-02-23 | Petroleum | Unleaded gasoline | Unleaded gasoline | Retail | Steel | Steel |  | Painted or None | Steel |  | 1901-01-01 | [5 empty] | Manual Tank Gauging (only tanks 1000 gal. or less and 48” or 64” in diameter) | [8 empty] | UST Currently In Use: 0; UST Temp Close: 0; AST Currently In Use: 0; AST Temp Closed: 0 | 0 | 0 | 2 | 19045-133-015965 | GEORGE M LITTLE
44202 | Currently in Use |  | 1993-06-30 |  | Petroleum | Premium gasoline | Premium gasoline | Retail | Double Wall | Double Wall |  |  | Fiberglass reinforced plastic |  | 2005-03-01 | Catchment Basin | Automatic shutoff device At 95% full | Automatic shutoff device At 95% full |  | SENSOR TO ATG | Continuous Automatic Tank Gauge |  | Automatic shutoff device (AELLD) | Automatic shutoff device (AELLD) | [5 empty] | UST Currently In Use: 2; UST Temp Close: 0; AST Currently In Use: 0; AST Temp Closed: 0 | 2 | 0 | 4 | 13343-073-009241 | MCCULLOUGH OIL COMPANY, INC.
44203 | Currently in Use |  | 1992-04-01 |  | Petroleum | Unleaded gasoline | Unleaded gasoline | Retail | Fiberglass reinforced plastic | Fiberglass reinforced plastic |  |  | 2 PIECES |  | 1901-01-01 | Catchment Basin | Automatic shutoff device At 95% full | Automatic shutoff device At 95% full |  |  | Continuous Automatic Tank Gauge |  | Automatic flow restrictor (MLLD) | Automatic flow restrictor (MLLD) |  |  | Annual line testing | Annual line testing |  | UST Currently In Use: 2; UST Temp Close: 0; AST Currently In Use: 0; AST Temp Closed: 0 | 2 | 0 | 3 | 23679-073-009245 | BOCA PROPERTIES LLC
44205 | Currently in Use |  | 1992-04-01 |  | Petroleum | Premium gasoline | Premium gasoline | Retail | Single Wall | Fiberglass reinforced plastic |  |  | 2 PIECES |  | 1901-01-01 | Catchment Basin | Automatic shutoff device At 95% full | Automatic shutoff device At 95% full |  |  | Continuous Automatic Tank Gauge |  | Automatic flow restrictor (MLLD) | Automatic flow restrictor (MLLD) |  |  | Annual line testing | Annual line testing |  | UST Currently In Use: 2; UST Temp Close: 0; AST Currently In Use: 0; AST Temp Closed: 0 | 2 | 0 | 3 | 23679-073-009245 | BOCA PROPERTIES LLC
44206 | Permanently Closed | 1998-12-22 | 1988-01-01 | 1999-04-26 | Petroleum | Unleaded gasoline | Unleaded gasoline | Industrial | Steel | Steel |  | Painted or None | Steel |  | 1901-01-01 | [11 empty] | Annual line testing | Annual line testing |  | UST Currently In Use: 0; UST Temp Close: 0; AST Currently In Use: 0; AST Temp Closed: 0 | 0 | 0 | 1 | 19001-073-015954 | PRECISION HUSKY
44207 | Currently in Use |  | 1993-06-10 |  | Petroleum | On road diesel | On road diesel | Retail | Steel | Steel | Field installed cathodic protection |  | Fiberglass reinforced plastic |  |  | Catchment Basin | Flow Rest 90% Full | Flow Rest 90% Full | Interstitial Monitoring within Secondary Containment | SENSOR TO ATG | Continuous Automatic Tank Gauge |  | Automatic flow restrictor (MLLD) | Automatic flow restrictor (MLLD) | Interstitial Monitoring within Secondary Containment |  | Continuous alarm system | Continuous alarm system |  | UST Currently In Use: 3; UST Temp Close: 0; AST Currently In Use: 0; AST Temp Closed: 0 | 3 | 0 | 0 | 12373-123-015967 | HILL PETROLEUM CO INC
44210 | Currently in Use |  | 1993-06-10 |  | Petroleum | Premium gasoline | Premium gasoline | Retail | Steel | Steel | Coated & cathodic protection (sti-P3) |  | Fiberglass reinforced plastic |  |  | Catchment Basin | Flow Rest 90% Full | Flow Rest 90% Full | Interstitial Monitoring within Secondary Containment | SENSOR TO ATG | Continuous Automatic Tank Gauge |  | Automatic flow restrictor (MLLD) | Automatic flow restrictor (MLLD) | Interstitial Monitoring within Secondary Containment |  | Continuous alarm system | Continuous alarm system |  | UST Currently In Use: 3; UST Temp Close: 0; AST Currently In Use: 0; AST Temp Closed: 0 | 3 | 0 | 0 | 12373-123-015967 | HILL PETROLEUM CO INC
44213 | Currently in Use |  | 1993-06-10 |  | Petroleum | Unleaded gasoline | Unleaded gasoline | Retail | Steel | Steel | Coated & cathodic protection (sti-P3) |  | Fiberglass reinforced plastic |  |  | Catchment Basin | Flow Rest 90% Full | Flow Rest 90% Full | Interstitial Monitoring within Secondary Containment |  | Continuous Automatic Tank Gauge |  | Automatic flow restrictor (MLLD) | Automatic flow restrictor (MLLD) | Interstitial Monitoring within Secondary Containment |  | Continuous alarm system | Continuous alarm system |  | UST Currently In Use: 3; UST Temp Close: 0; AST Currently In Use: 0; AST Temp Closed: 0 | 3 | 0 | 0 | 12373-123-015967 | HILL PETROLEUM CO INC
44214 | Currently in Use |  | 1993-02-21 |  | Petroleum | On road diesel | On road diesel | Retail | Steel | Steel | Coated & cathodic protection (sti-P3) |  | Fiberglass reinforced plastic | APT | 2018-05-04 | Catchment Basin | Audible high level alarm At 90% full | Audible high level alarm At 90% full |  |  | Automatic Tank Gauge |  |  |  | Interstitial Monitoring within Secondary Containment | MANUAL/VISUAL CHECK |  |  |  | UST Currently In Use: 6; UST Temp Close: 0; AST Currently In Use: 0; AST Temp Closed: 0 | 6 | 0 | 2 | 20759-061-003181 | SOUTHWEST GEORGIA OIL COMPANY
44216 | Currently in Use |  | 1993-02-21 |  | Petroleum | Other, NON-ETHANO | Other | Retail | Steel | Steel | Coated & cathodic protection (sti-P3) |  | Fiberglass reinforced plastic | APT | 2018-04-01 | Catchment Basin | Audible high level alarm At 90% full | Audible high level alarm At 90% full |  |  | Automatic Tank Gauge | [8 empty] | UST Currently In Use: 6; UST Temp Close: 0; AST Currently In Use: 0; AST Temp Closed: 0 | 6 | 0 | 2 | 20759-061-003181 | SOUTHWEST GEORGIA OIL COMPANY
44217 | Currently in Use |  | 1991-02-27 |  | Petroleum | Unleaded gasoline | Unleaded gasoline | Retail | Steel | Steel | Coated & cathodic protection (sti-P3) |  | Fiberglass reinforced plastic |  |  | Catchment Basin | Flow Rest 90% Full | Flow Rest 90% Full |  |  | Continuous Automatic Tank Gauge | [8 empty] | UST Currently In Use: 2; UST Temp Close: 1; AST Currently In Use: 0; AST Temp Closed: 0 | 2 | 1 | 0 | 23313-121-015968 | NAUSHAD S. NILGIRIWALA
44220 | Currently in Use |  | 1991-02-27 |  | Petroleum | On road diesel | On road diesel | Retail | Steel | Steel | Coated & cathodic protection (sti-P3) |  | Fiberglass reinforced plastic |  |  | Catchment Basin | Flow Rest 90% Full | Flow Rest 90% Full |  |  | Continuous Automatic Tank Gauge | [8 empty] | UST Currently In Use: 2; UST Temp Close: 1; AST Currently In Use: 0; AST Temp Closed: 0 | 2 | 1 | 0 | 23313-121-015968 | NAUSHAD S. NILGIRIWALA
44223 | Temporary Closed | 2009-12-01 | 1991-02-27 |  | Petroleum | Premium gasoline | Premium gasoline | Retail | Steel | Steel | Coated & cathodic protection (sti-P3) |  | Fiberglass reinforced plastic |  |  | Catchment Basin | Flow Rest 90% Full | Flow Rest 90% Full |  |  | Continuous Automatic Tank Gauge | [8 empty] | UST Currently In Use: 2; UST Temp Close: 1; AST Currently In Use: 0; AST Temp Closed: 0 | 2 | 1 | 0 | 23313-121-015968 | NAUSHAD S. NILGIRIWALA
44224 | Currently in Use |  | 1993-09-01 |  | Petroleum | Unleaded gasoline | Unleaded gasoline | Retail | Steel | Steel | Coated & cathodic protection (sti-P3) |  | Fiberglass reinforced plastic |  |  | Catchment Basin | Automatic shutoff device At 95% full | Automatic shutoff device At 95% full |  |  | Automatic Tank Gauge | [8 empty] | UST Currently In Use: 3; UST Temp Close: 0; AST Currently In Use: 1; AST Temp Closed: 0 | 3 | 0 | 3 | 24596-117-001267 | HOLDEN ENERGY LLC
44225 | Currently in Use |  | 1993-09-01 |  | Petroleum | Mid-grade gasoline | Mid-grade gasoline | Retail | Steel | Steel | Coated & cathodic protection (sti-P3) |  | Fiberglass reinforced plastic |  |  | Catchment Basin | Automatic shutoff device At 95% full | Automatic shutoff device At 95% full |  |  | Automatic Tank Gauge | [8 empty] | UST Currently In Use: 3; UST Temp Close: 0; AST Currently In Use: 1; AST Temp Closed: 0 | 3 | 0 | 3 | 24596-117-001267 | HOLDEN ENERGY LLC
44226 | Currently in Use |  | 1993-09-01 |  | Petroleum | Premium gasoline | Premium gasoline | Retail | Steel | Steel | Coated & cathodic protection (sti-P3) |  | Fiberglass reinforced plastic |  |  | Catchment Basin | Automatic shutoff device At 95% full | Automatic shutoff device At 95% full |  |  | Automatic Tank Gauge | [8 empty] | UST Currently In Use: 3; UST Temp Close: 0; AST Currently In Use: 1; AST Temp Closed: 0 | 3 | 0 | 3 | 24596-117-001267 | HOLDEN ENERGY LLC
44227 | Currently in Use |  | 1993-10-01 |  | Petroleum | Unleaded gasoline | Unleaded gasoline | Retail | Steel | Steel | Coated & cathodic protection (sti-P3) |  | Fiberglass reinforced plastic |  |  | Catchment Basin | Automatic shutoff device At 95% full | Automatic shutoff device At 95% full |  |  | Continuous Automatic Tank Gauge |  | Containment Sump | Automatic flow restrictor (MLLD) | Interstitial Monitoring within Secondary Containment | SENSOR TO ATG | Continuous alarm system | Continuous alarm system |  | UST Currently In Use: 4; UST Temp Close: 0; AST Currently In Use: 1; AST Temp Closed: 0 | 4 | 0 | 4 | 25319-115-010374 | PETRO DEVELOPERS LLC
44228 | Currently in Use |  | 1993-10-01 |  | Petroleum | Other, OFFROAD | Other | Retail | Steel | Steel | Coated & cathodic protection (sti-P3) |  | Fiberglass reinforced plastic |  |  | Catchment Basin | Automatic shutoff device At 95% full | Automatic shutoff device At 95% full |  |  | Continuous Automatic Tank Gauge |  | Containment Sump | Automatic flow restrictor (MLLD) | Interstitial Monitoring within Secondary Containment | SENSOR TO ATG | Continuous alarm system | Continuous alarm system |  | UST Currently In Use: 4; UST Temp Close: 0; AST Currently In Use: 1; AST Temp Closed: 0 | 4 | 0 | 4 | 25319-115-010374 | PETRO DEVELOPERS LLC
44229 | Currently in Use |  | 1993-10-01 |  | Petroleum | Premium gasoline | Premium gasoline | Retail | Steel | Steel | Coated & cathodic protection (sti-P3) |  | Fiberglass reinforced plastic |  |  | Catchment Basin | Automatic shutoff device At 95% full | Automatic shutoff device At 95% full |  |  | Continuous Automatic Tank Gauge |  | Containment Sump | Automatic flow restrictor (MLLD) | Interstitial Monitoring within Secondary Containment | SENSOR TO ATG | Continuous alarm system | Continuous alarm system |  | UST Currently In Use: 4; UST Temp Close: 0; AST Currently In Use: 1; AST Temp Closed: 0 | 4 | 0 | 4 | 25319-115-010374 | PETRO DEVELOPERS LLC
44230 | Currently in Use |  | 1993-10-01 |  | Petroleum | On road diesel | On road diesel | Retail | Steel | Steel | Coated & cathodic protection (sti-P3) |  | Fiberglass reinforced plastic |  |  | Catchment Basin | Automatic shutoff device At 95% full | Automatic shutoff device At 95% full |  |  | Continuous Automatic Tank Gauge |  | Containment Sump | Automatic flow restrictor (MLLD) | Interstitial Monitoring within Secondary Containment | SENSOR TO ATG | Continuous alarm system | Continuous alarm system |  | UST Currently In Use: 4; UST Temp Close: 0; AST Currently In Use: 1; AST Temp Closed: 0 | 4 | 0 | 4 | 25319-115-010374 | PETRO DEVELOPERS LLC
44231 | Currently in Use |  | 1993-08-18 |  | Petroleum | Unleaded gasoline | Unleaded gasoline | Retail | Single Wall | Single Wall | Coated & cathodic protection (sti-P3) |  | Double Wall |  |  | Catchment Basin | Automatic shutoff device At 95% full | Automatic shutoff device At 95% full |  |  | Automatic Tank Gauge |  | Automatic flow restrictor (MLLD) | Automatic flow restrictor (MLLD) |  |  | Statistical inventory reconciliation (SIR) | Statistical inventory reconciliation (SIR) |  | UST Currently In Use: 2; UST Temp Close: 0; AST Currently In Use: 0; AST Temp Closed: 0 | 2 | 0 | 5 | 25265-055-005697 | LGWS/CROSS AMERICA PARTNERS
44232 | Currently in Use |  | 1993-08-18 |  | Petroleum | Mid-grade gasoline | Mid-grade gasoline | Retail | 5M/5P | Single Wall | Coated & cathodic protection (sti-P3) |  | Double Wall |  |  | Catchment Basin | Flow Rest 90% Full | Flow Rest 90% Full |  |  | Automatic Tank Gauge |  | Automatic flow restrictor (MLLD) | Automatic flow restrictor (MLLD) |  |  | Statistical inventory reconciliation (SIR) | Statistical inventory reconciliation (SIR) |  | UST Currently In Use: 2; UST Temp Close: 0; AST Currently In Use: 0; AST Temp Closed: 0 | 2 | 0 | 5 | 25265-055-005697 | LGWS/CROSS AMERICA PARTNERS
44233 | Permanently Closed | 1997-08-22 | 1985-01-01 | 1997-08-27 | Petroleum | Unleaded gasoline | Unleaded gasoline | Retail | [6 empty] | 1901-01-01 | [5 empty] | Statistical Inventory Reconciliation (SIR) | [8 empty] | UST Currently In Use: 2; UST Temp Close: 0; AST Currently In Use: 0; AST Temp Closed: 0 | 2 | 0 | 3 | 25746-129-015776 | ALABAMA PETRO LLC
44234 | Permanently Closed | 2007-11-09 | 1987-06-01 | 2008-01-24 | Petroleum | Unleaded gasoline | Unleaded gasoline | Retail | Steel | Steel | Field installed cathodic protection |  | Steel |  | 1901-01-01 | Catchment Basin | Flow Rest 90% Full | Flow Rest 90% Full |  |  | Statistical Inventory Reconciliation (SIR) | [8 empty] | UST Currently In Use: 0; UST Temp Close: 0; AST Currently In Use: 0; AST Temp Closed: 0 | 0 | 0 | 2 | 10878-019-015969 | CEDAR BLUFF OIL CO
44237 | Permanently Closed | 2007-11-09 | 1987-06-01 | 2008-01-24 | Petroleum | Premium gasoline | Premium gasoline | Retail | Steel | Steel | Field installed cathodic protection |  | Steel |  | 1901-01-01 | Catchment Basin | Flow Rest 90% Full | Flow Rest 90% Full |  |  | Statistical Inventory Reconciliation (SIR) | [8 empty] | UST Currently In Use: 0; UST Temp Close: 0; AST Currently In Use: 0; AST Temp Closed: 0 | 0 | 0 | 2 | 10878-019-015969 | CEDAR BLUFF OIL CO
44238 | Temporary Closed | 2010-11-01 | 1993-08-09 |  | Petroleum | Unleaded gasoline | Unleaded gasoline | Retail | Steel | Steel | Coated & cathodic protection (sti-P3) |  | Fiberglass reinforced plastic |  |  | Catchment Basin | Automatic shutoff device At 95% full | Automatic shutoff device At 95% full |  |  | Statistical Inventory Reconciliation (SIR) | [8 empty] | UST Currently In Use: 0; UST Temp Close: 1; AST Currently In Use: 0; AST Temp Closed: 0 | 0 | 1 | 0 | 19034-107-015970 | MIKE BROWN
44239 | Currently in Use |  | 1990-12-23 |  | Petroleum | Unleaded gasoline | Unleaded gasoline | Retail | Steel | Steel | Coated & cathodic protection (sti-P3) |  | Fiberglass reinforced plastic |  |  | Catchment Basin | Automatic shutoff device At 95% full | Automatic shutoff device At 95% full |  |  | Automatic Tank Gauge | [8 empty] | UST Currently In Use: 1; UST Temp Close: 0; AST Currently In Use: 0; AST Temp Closed: 0 | 1 | 0 | 2 | 15445-045-008829 | CONSOLIDATED AUTO RENTAL SERVICE INC
44240 | Currently in Use |  | 1986-04-24 23:00 |  | Petroleum | Premium gasoline | Premium gasoline | Retail | Steel | Steel | Coated & cathodic protection (sti-P3) |  | Steel |  |  | Catchment Basin | Automatic shutoff device At 95% full | Automatic shutoff device At 95% full |  |  | Automatic Tank Gauge | [8 empty] | UST Currently In Use: 4; UST Temp Close: 0; AST Currently In Use: 0; AST Temp Closed: 0 | 4 | 0 | 2 | 15476-081-007220 | YOUNG OIL INC
44243 | Currently in Use |  | 1986-04-24 23:00 |  | Petroleum | On road diesel | On road diesel | Retail | Steel | Steel | Coated & cathodic protection (sti-P3) |  | Steel |  |  | Catchment Basin | Flow Rest 90% Full | Automatic shutoff device At 95% full |  |  | Automatic Tank Gauge | [8 empty] | UST Currently In Use: 4; UST Temp Close: 0; AST Currently In Use: 0; AST Temp Closed: 0 | 4 | 0 | 2 | 15476-081-007220 | YOUNG OIL INC
44244 | Permanently Closed | 1998-03-01 | 1991-08-23 | 1998-03-24 | Petroleum | Unleaded gasoline | Unleaded gasoline | Local Government | Steel | Steel |  |  |  |  | 1901-01-01 | [14 empty] | UST Currently In Use: 0; UST Temp Close: 0; AST Currently In Use: 0; AST Temp Closed: 0 | 0 | 0 | 2 | 10357-001-009944 | AUTAUGA COUNTY BOARD OF EDUCATION
44245 | Temporary Closed | 2021-03-15 | 1993-04-02 |  | Petroleum | Unleaded gasoline | Unleaded gasoline | Retail | Double Wall | Double Wall |  |  | Double Wall |  | 1901-01-01 | Catchment Basin | Audible high level alarm At 90% full | Audible high level alarm At 90% full |  |  | Automatic Tank Gauge |  | MANIF W 49 | Automatic shutoff device (AELLD) |  |  | Other | Other |  | UST Currently In Use: 0; UST Temp Close: 4; AST Currently In Use: 0; AST Temp Closed: 0 | 0 | 4 | 0 | 25265-101-015973 | LGWS/CROSS AMERICA PARTNERS
44253 | Temporary Closed | 2021-03-15 | 1993-04-02 |  | Petroleum | Premium gasoline | Premium gasoline | Retail | Double Wall | Double Wall |  |  | Double Wall |  | 1901-01-01 | Catchment Basin | Audible high level alarm At 90% full | Audible high level alarm At 90% full |  |  | Automatic Tank Gauge |  | Automatic shutoff device (AELLD) | Automatic shutoff device (AELLD) | [5 empty] | UST Currently In Use: 0; UST Temp Close: 4; AST Currently In Use: 0; AST Temp Closed: 0 | 0 | 4 | 0 | 25265-101-015973 | LGWS/CROSS AMERICA PARTNERS
44257 | Temporary Closed | 2021-03-15 | 1993-04-02 |  | Petroleum | On road diesel | On road diesel | Retail | Double Wall | Double Wall |  |  | Double Wall |  | 1901-01-01 | Catchment Basin | Flow Rest 90% Full | Audible high level alarm At 90% full |  |  | Automatic Tank Gauge |  | Containment Sump | Automatic shutoff device (AELLD) | [5 empty] | UST Currently In Use: 0; UST Temp Close: 4; AST Currently In Use: 0; AST Temp Closed: 0 | 0 | 4 | 0 | 25265-101-015973 | LGWS/CROSS AMERICA PARTNERS
44261 | Temporary Closed | 2021-03-15 | 1993-04-02 |  | Petroleum | Other, NON ETHANO | Other | Retail | Double Wall | Double Wall |  |  | Double Wall |  | 1901-01-01 | Catchment Basin | Flow Rest 90% Full | Audible high level alarm At 90% full |  |  | Automatic Tank Gauge |  | Containment Sump | Automatic shutoff device (AELLD) | [5 empty] | UST Currently In Use: 0; UST Temp Close: 4; AST Currently In Use: 0; AST Temp Closed: 0 | 0 | 4 | 0 | 25265-101-015973 | LGWS/CROSS AMERICA PARTNERS
44263 | Temporary Closed | 2018-02-01 | 1991-09-01 |  | Petroleum | On road diesel | On road diesel | Retail | Steel | Steel | Coated & cathodic protection (sti-P3) |  | Fiberglass reinforced plastic |  |  | Catchment Basin | Flow Rest 90% Full | Flow Rest 90% Full |  |  | Statistical Inventory Reconciliation (SIR) |  | Automatic flow restrictor (MLLD) | Automatic flow restrictor (MLLD) |  |  | Statistical inventory reconciliation (SIR) | Statistical inventory reconciliation (SIR) |  | UST Currently In Use: 1; UST Temp Close: 3; AST Currently In Use: 0; AST Temp Closed: 0 | 1 | 3 | 4 | 23386-045-008772 | KBC LLC
44265 | Currently in Use |  | 1993-11-15 |  | Petroleum | Unleaded gasoline | Unleaded gasoline | Retail | Double Wall | Double Wall |  |  | Fiberglass reinforced plastic |  | 2010-02-03 | Catchment Basin | Automatic shutoff device At 95% full | Automatic shutoff device At 95% full | Interstitial Monitoring within Secondary Containment | SENSOR TO ATG | Continuous Automatic Tank Gauge | Single walled submersible pump containment sump | Containment Sump | Automatic flow restrictor (MLLD) | Interstitial Monitoring within Secondary Containment | SENSOR TO ATG | Continuous alarm system | Continuous alarm system |  | UST Currently In Use: 3; UST Temp Close: 0; AST Currently In Use: 0; AST Temp Closed: 0 | 3 | 0 | 3 | 11661-077-001815 | EDWARDS OIL COMPANY
44266 | Permanently Closed | 1998-12-22 | 1986-01-27 | 1999-10-26 | Petroleum | Unleaded gasoline | Unleaded gasoline | Local Government | Steel | Steel |  | Painted or None |  |  | 1901-01-01 | [11 empty] | Annual line testing | Annual line testing |  | UST Currently In Use: 0; UST Temp Close: 0; AST Currently In Use: 0; AST Temp Closed: 0 | 0 | 0 | 1 | 13067-079-015974 | LAWRENCE COUNTY COMMISSION
44267 | Permanently Closed | 2009-10-20 | 1990-08-15 | 2009-10-20 | Petroleum | Unleaded gasoline | Unleaded gasoline | Retail | Steel | Steel | Coated & cathodic protection (sti-P3) |  | Fiberglass reinforced plastic |  |  | Catchment Basin | Flow Rest 90% Full | Flow Rest 90% Full |  |  | Statistical Inventory Reconciliation (SIR) |  |  |  | Interstitial Monitoring within Secondary Containment |  | Statistical inventory reconciliation (SIR) | Statistical inventory reconciliation (SIR) |  | UST Currently In Use: 2; UST Temp Close: 0; AST Currently In Use: 0; AST Temp Closed: 0 | 2 | 0 | 8 | 11379-059-012660 | SIBLEY OIL COMPANY
44270 | Permanently Closed | 2009-10-20 | 1990-08-15 | 2009-10-20 | Petroleum | Mid-grade gasoline | Mid-grade gasoline | Retail | Steel | Steel | Coated & cathodic protection (sti-P3) |  | Fiberglass reinforced plastic |  |  | Catchment Basin | Flow Rest 90% Full | Flow Rest 90% Full |  |  | Statistical Inventory Reconciliation (SIR) |  |  |  | Interstitial Monitoring within Secondary Containment |  | Statistical inventory reconciliation (SIR) | Statistical inventory reconciliation (SIR) |  | UST Currently In Use: 2; UST Temp Close: 0; AST Currently In Use: 0; AST Temp Closed: 0 | 2 | 0 | 8 | 11379-059-012660 | SIBLEY OIL COMPANY
44271 | Permanently Closed | 2009-10-20 | 1990-08-15 | 2009-10-20 | Petroleum | Premium gasoline | Premium gasoline | Retail | Steel | Steel | Coated & cathodic protection (sti-P3) |  | Fiberglass reinforced plastic |  |  | Catchment Basin | Flow Rest 90% Full | Flow Rest 90% Full |  |  | Statistical Inventory Reconciliation (SIR) |  |  |  | Interstitial Monitoring within Secondary Containment |  | Statistical inventory reconciliation (SIR) | Statistical inventory reconciliation (SIR) |  | UST Currently In Use: 2; UST Temp Close: 0; AST Currently In Use: 0; AST Temp Closed: 0 | 2 | 0 | 8 | 11379-059-012660 | SIBLEY OIL COMPANY
44272 | Currently in Use |  | 1993-05-27 |  | Petroleum | 100% biodiesel (Not Regulated) | 100% biodiesel (Not Regulated) | Retail | Single Wall | Single Wall | Coated & cathodic protection (sti-P3) |  | Single Wall |  |  | Catchment Basin | Automatic shutoff device At 95% full | Automatic shutoff device At 95% full |  |  | Continuous Automatic Tank Gauge | [8 empty] | UST Currently In Use: 4; UST Temp Close: 0; AST Currently In Use: 0; AST Temp Closed: 0 | 4 | 0 | 3 | 12534-055-005130 | IRA PHILLIPS INC
44273 | Permanently Closed | 2007-07-01 | 1993-04-06 | 2008-07-28 | Petroleum | Unleaded gasoline | Unleaded gasoline | Retail | Steel | Steel | Coated & cathodic protection (sti-P3) |  | Fiberglass reinforced plastic |  | 1901-01-01 | Catchment Basin | Flow Rest 90% Full | Flow Rest 90% Full |  |  | Statistical Inventory Reconciliation (SIR) | [8 empty] | UST Currently In Use: 0; UST Temp Close: 0; AST Currently In Use: 0; AST Temp Closed: 0 | 0 | 0 | 4 | 11402-009-014582 | DEAN OIL CO INC
44274 | Permanently Closed | 2001-08-29 | 1993-02-15 | 2001-08-29 | Petroleum | Kerosene | Kerosene | Retail | Steel | Steel | Field installed cathodic protection |  | Fiberglass reinforced plastic |  | 1901-01-01 | Catchment Basin | Flow Rest 90% Full | Flow Rest 90% Full |  |  | Statistical Inventory Reconciliation (SIR) | [8 empty] | UST Currently In Use: 3; UST Temp Close: 0; AST Currently In Use: 0; AST Temp Closed: 0 | 3 | 0 | 6 | 15201-127-015162 | VULCAN OIL COMPANY INC.
44276 | Currently in Use |  | 1988-06-01 |  | Petroleum | Unleaded gasoline | Unleaded gasoline | Retail | Steel | Single Wall | Coated & cathodic protection (sti-P3) |  | Fiberglass reinforced plastic |  |  | Catchment Basin | Automatic shutoff device At 95% full | Automatic shutoff device At 95% full |  |  | Continuous Automatic Tank Gauge |  | Automatic shutoff device (AELLD) | Automatic shutoff device (AELLD) |  |  | Continuous alarm system | Continuous alarm system |  | UST Currently In Use: 3; UST Temp Close: 0; AST Currently In Use: 0; AST Temp Closed: 0 | 3 | 0 | 4 | 15201-103-007165 | VULCAN OIL COMPANY INC.
44277 | Currently in Use |  | 1988-06-01 |  | Petroleum | On road diesel | On road diesel | Retail | Single Wall | Single Wall | Coated & cathodic protection (sti-P3) |  | Fiberglass reinforced plastic |  |  | Catchment Basin | Automatic shutoff device At 95% full | Automatic shutoff device At 95% full |  |  | Continuous Automatic Tank Gauge |  | Automatic shutoff device (AELLD) | Automatic shutoff device (AELLD) |  |  | Continuous alarm system | Continuous alarm system |  | UST Currently In Use: 3; UST Temp Close: 0; AST Currently In Use: 0; AST Temp Closed: 0 | 3 | 0 | 4 | 15201-103-007165 | VULCAN OIL COMPANY INC.
44278 | Currently in Use |  | 1992-10-30 |  | Petroleum | Premium gasoline | Premium gasoline | Retail | Single Wall | Single Wall | Coated & cathodic protection (sti-P3) |  | Fiberglass reinforced plastic |  |  | Catchment Basin | Automatic shutoff device At 95% full | Automatic shutoff device At 95% full |  |  | Continuous Automatic Tank Gauge |  | Automatic shutoff device (AELLD) | Automatic shutoff device (AELLD) |  |  | Continuous alarm system | Continuous alarm system |  | UST Currently In Use: 3; UST Temp Close: 0; AST Currently In Use: 0; AST Temp Closed: 0 | 3 | 0 | 4 | 15201-103-007165 | VULCAN OIL COMPANY INC.
44279 | Permanently Closed | 2006-12-14 | 1992-10-30 | 2006-12-14 | Petroleum | Kerosene | Kerosene | Retail | Steel | Steel | Coated & cathodic protection (sti-P3) |  | Fiberglass reinforced plastic |  | 1901-01-01 | Catchment Basin | Flow Rest 90% Full | Flow Rest 90% Full |  |  | Statistical Inventory Reconciliation (SIR) | [8 empty] | UST Currently In Use: 3; UST Temp Close: 0; AST Currently In Use: 0; AST Temp Closed: 0 | 3 | 0 | 4 | 15201-103-007165 | VULCAN OIL COMPANY INC.
44280 | Permanently Closed | 1994-04-01 | 1972-01-01 | 1994-04-04 | Petroleum | Unleaded gasoline | Unleaded gasoline | Bulk facility | Steel | Steel |  |  | Steel |  | 1901-01-01 | [11 empty] | Annual line testing | Annual line testing |  | UST Currently In Use: 0; UST Temp Close: 0; AST Currently In Use: 2; AST Temp Closed: 0 | 0 | 0 | 2 | 19049-101-015975 | BROWDER VENEER WORKS INC
44281 | Permanently Closed | 1994-04-01 | 1972-01-01 | 1994-04-04 | Petroleum | On road diesel | On road diesel | Bulk facility | Steel | Steel |  |  | Steel |  | 1901-01-01 | [11 empty] | Annual line testing | Annual line testing |  | UST Currently In Use: 0; UST Temp Close: 0; AST Currently In Use: 2; AST Temp Closed: 0 | 0 | 0 | 2 | 19049-101-015975 | BROWDER VENEER WORKS INC
44282 | Currently in Use |  | 1993-09-02 |  | Petroleum | On road diesel | On road diesel | Retail | Steel | Steel | Coated & cathodic protection (sti-P3) |  | Flexible |  |  | Catchment Basin | Flow Rest 90% Full | Flow Rest 90% Full |  |  | Continuous Automatic Tank Gauge |  | Automatic flow restrictor (MLLD) | Automatic flow restrictor (MLLD) |  |  | Annual line testing | Annual line testing |  | UST Currently In Use: 4; UST Temp Close: 0; AST Currently In Use: 0; AST Temp Closed: 0 | 4 | 0 | 0 | 24931-065-000243 | KAID BROTHERS
44283 | Currently in Use |  | 1993-04-28 |  | Petroleum | Unleaded gasoline | Unleaded gasoline | Retail | Steel | Steel | Coated & cathodic protection (sti-P3) |  | Flexible |  |  | Catchment Basin | Flow Rest 90% Full | Flow Rest 90% Full |  |  | Automatic Tank Gauge |  | Automatic flow restrictor (MLLD) | Automatic flow restrictor (MLLD) |  |  | Statistical inventory reconciliation (SIR) | Statistical inventory reconciliation (SIR) |  | UST Currently In Use: 3; UST Temp Close: 0; AST Currently In Use: 0; AST Temp Closed: 0 | 3 | 0 | 0 | 10037-031-015976 | A. W. HERNDON OIL COMPANY, INC.
44286 | Currently in Use |  | 1993-04-28 |  | Petroleum | Premium gasoline | Premium gasoline | Retail | Steel | Steel | Coated & cathodic protection (sti-P3) |  | Flexible |  |  | Catchment Basin | Flow Rest 90% Full | Flow Rest 90% Full |  |  | Statistical Inventory Reconciliation (SIR) |  | Containment Sump | Automatic flow restrictor (MLLD) |  |  | Statistical inventory reconciliation (SIR) | Statistical inventory reconciliation (SIR) |  | UST Currently In Use: 3; UST Temp Close: 0; AST Currently In Use: 0; AST Temp Closed: 0 | 3 | 0 | 0 | 10037-031-015976 | A. W. HERNDON OIL COMPANY, INC.
44289 | Currently in Use |  | 1993-04-28 |  | Petroleum | Ethanol free gasoline | Ethanol free gasoline | Retail | Steel | Steel | Coated & cathodic protection (sti-P3) |  | Flexible |  |  | Catchment Basin | Flow Rest 90% Full | Flow Rest 90% Full |  |  | Automatic Tank Gauge |  | Automatic flow restrictor (MLLD) | Automatic flow restrictor (MLLD) |  |  | Statistical inventory reconciliation (SIR) | Statistical inventory reconciliation (SIR) |  | UST Currently In Use: 3; UST Temp Close: 0; AST Currently In Use: 0; AST Temp Closed: 0 | 3 | 0 | 0 | 10037-031-015976 | A. W. HERNDON OIL COMPANY, INC.
44290 | Currently in Use |  | 1986-05-08 |  | Petroleum | Kerosene | Kerosene | Retail | Steel | Steel | Field installed cathodic protection |  | Fiberglass reinforced plastic |  |  | Catchment Basin | Automatic shutoff device At 95% full | Automatic shutoff device At 95% full |  |  | Continuous Automatic Tank Gauge | [8 empty] | UST Currently In Use: 5; UST Temp Close: 0; AST Currently In Use: 0; AST Temp Closed: 0 | 5 | 0 | 0 | 10182-121-011240 | ALLEN OIL CO
44291 | Currently in Use |  | 1993-01-01 |  | Petroleum | Unleaded gasoline | Unleaded gasoline | Retail | Steel | Steel | Coated & cathodic protection (sti-P3) |  | Steel |  |  | Catchment Basin | Flow Rest 90% Full | Automatic shutoff device At 95% full |  |  | Continuous Automatic Tank Gauge |  | Automatic shutoff device (AELLD) | Automatic shutoff device (AELLD) | [5 empty] | UST Currently In Use: 3; UST Temp Close: 0; AST Currently In Use: 0; AST Temp Closed: 0 | 3 | 0 | 3 | 15420-015-003239 | MAPCO EXPRESS, INC.
44292 | Currently in Use |  | 1993-01-01 |  | Petroleum | Premium gasoline | Premium gasoline | Retail | Steel | Steel | Field installed cathodic protection |  | Steel |  |  | Catchment Basin | Flow Rest 90% Full | Automatic shutoff device At 95% full |  |  | Continuous Automatic Tank Gauge |  | Automatic shutoff device (AELLD) | Automatic shutoff device (AELLD) | [5 empty] | UST Currently In Use: 3; UST Temp Close: 0; AST Currently In Use: 0; AST Temp Closed: 0 | 3 | 0 | 3 | 15420-015-003239 | MAPCO EXPRESS, INC.
44293 | Currently in Use |  | 1993-01-01 |  | Petroleum | On road diesel | On road diesel | Retail | Steel | Steel | Field installed cathodic protection |  | Steel |  |  | Catchment Basin | Flow Rest 90% Full | Automatic shutoff device At 95% full |  |  | Continuous Automatic Tank Gauge |  | Automatic shutoff device (AELLD) | Automatic shutoff device (AELLD) | [5 empty] | UST Currently In Use: 3; UST Temp Close: 0; AST Currently In Use: 0; AST Temp Closed: 0 | 3 | 0 | 3 | 15420-015-003239 | MAPCO EXPRESS, INC.
44295 | Currently in Use |  | 1993-03-01 |  | Petroleum | Unleaded gasoline | Unleaded gasoline | Retail | Steel | Steel | Coated & cathodic protection (sti-P3) |  | Fiberglass reinforced plastic |  |  | Catchment Basin | Flow Rest 90% Full | Flow Rest 90% Full |  |  | Statistical Inventory Reconciliation (SIR) |  | Automatic flow restrictor (MLLD) | Automatic flow restrictor (MLLD) |  |  | Statistical inventory reconciliation (SIR) | Statistical inventory reconciliation (SIR) |  | UST Currently In Use: 3; UST Temp Close: 0; AST Currently In Use: 0; AST Temp Closed: 0 | 3 | 0 | 0 | 17222-053-015962 | GLEN'S SERVICE STATIONS OF ALABAMA
44296 | Currently in Use |  | 1993-03-01 |  | Petroleum | Mid-grade gasoline | Mid-grade gasoline | Retail | Steel | Steel | Coated & cathodic protection (sti-P3) |  | Fiberglass reinforced plastic |  |  | Catchment Basin | Flow Rest 90% Full | Flow Rest 90% Full |  |  | Statistical Inventory Reconciliation (SIR) |  | Automatic flow restrictor (MLLD) | Automatic flow restrictor (MLLD) |  |  | Statistical inventory reconciliation (SIR) | Statistical inventory reconciliation (SIR) |  | UST Currently In Use: 3; UST Temp Close: 0; AST Currently In Use: 0; AST Temp Closed: 0 | 3 | 0 | 0 | 17222-053-015962 | GLEN'S SERVICE STATIONS OF ALABAMA
44297 | Currently in Use |  | 1993-03-01 |  | Petroleum | On road diesel | On road diesel | Retail | Steel | Steel | Coated & cathodic protection (sti-P3) |  | Fiberglass reinforced plastic |  |  | Catchment Basin | Flow Rest 90% Full | Flow Rest 90% Full |  |  | Statistical Inventory Reconciliation (SIR) |  | Automatic flow restrictor (MLLD) | Automatic flow restrictor (MLLD) |  |  | Statistical inventory reconciliation (SIR) | Statistical inventory reconciliation (SIR) |  | UST Currently In Use: 3; UST Temp Close: 0; AST Currently In Use: 0; AST Temp Closed: 0 | 3 | 0 | 0 | 17222-053-015962 | GLEN'S SERVICE STATIONS OF ALABAMA
44298 | Currently in Use |  | 1991-08-17 |  | Petroleum | Unleaded gasoline | Unleaded gasoline | Retail | Steel | Steel | Coated & cathodic protection (sti-P3) |  | Fiberglass reinforced plastic |  |  | Catchment Basin | Flow Rest 90% Full | Flow Rest 90% Full |  |  | Continuous Automatic Tank Gauge |  | Automatic flow restrictor (MLLD) | Automatic flow restrictor (MLLD) |  |  | Annual line testing | Annual line testing |  | UST Currently In Use: 5; UST Temp Close: 0; AST Currently In Use: 0; AST Temp Closed: 0 | 5 | 0 | 0 | 19061-001-015984 | D AND D ONE STOP
44299 | Currently in Use |  | 1991-08-17 |  | Petroleum | Premium gasoline | Premium gasoline | Retail | Steel | Steel | Coated & cathodic protection (sti-P3) |  | Fiberglass reinforced plastic |  |  | Catchment Basin | Flow Rest 90% Full | Flow Rest 90% Full |  |  | Continuous Automatic Tank Gauge |  | Automatic flow restrictor (MLLD) | Automatic flow restrictor (MLLD) |  |  | Annual line testing | Annual line testing |  | UST Currently In Use: 5; UST Temp Close: 0; AST Currently In Use: 0; AST Temp Closed: 0 | 5 | 0 | 0 | 19061-001-015984 | D AND D ONE STOP
44301 | Permanently Closed |  | 1993-10-01 | 2022-11-03 | Petroleum | On road diesel | On road diesel | Retail | Steel | Steel | Coated & cathodic protection (sti-P3) |  | Fiberglass reinforced plastic |  | 1901-01-01 | Catchment Basin | Automatic shutoff device At 95% full | Automatic shutoff device At 95% full |  |  | Continuous Automatic Tank Gauge | [8 empty] | UST Currently In Use: 0; UST Temp Close: 0; AST Currently In Use: 0; AST Temp Closed: 0 | 0 | 0 | 4 | 24267-003-014995 | NINE MILE ROAD, LLC
44302 | Currently in Use |  | 1992-06-18 |  | Petroleum | On road diesel | On road diesel | Emergency power generator | Steel | Steel | Coated & cathodic protection (sti-P3) |  | Fiberglass reinforced plastic |  | 1901-01-01 | Catchment Basin | Flow Rest 90% Full | Flow Rest 90% Full | [11 empty] | UST Currently In Use: 1; UST Temp Close: 0; AST Currently In Use: 0; AST Temp Closed: 0 | 1 | 0 | 0 | 19063-069-016580 | WOW
44303 | Currently in Use |  | 1990-12-20 |  | Petroleum | Unleaded gasoline | Unleaded gasoline | Retail | Steel | Steel | Coated & cathodic protection (sti-P3) |  | Fiberglass reinforced plastic |  |  | Catchment Basin | Flow Rest 90% Full | Flow Rest 90% Full |  |  | Automatic Tank Gauge | [8 empty] | UST Currently In Use: 3; UST Temp Close: 0; AST Currently In Use: 0; AST Temp Closed: 0 | 3 | 0 | 1 | 20708-081-001707 | UNIVERSITY STATION RV RESORT LLC
44308 | Currently in Use |  | 1990-12-20 |  | Petroleum | Mid-grade gasoline | Mid-grade gasoline | Retail | Steel | Steel | Coated & cathodic protection (sti-P3) |  | Fiberglass reinforced plastic |  |  | Catchment Basin | Flow Rest 90% Full | Flow Rest 90% Full |  |  | Statistical Inventory Reconciliation (SIR) | [8 empty] | UST Currently In Use: 3; UST Temp Close: 0; AST Currently In Use: 0; AST Temp Closed: 0 | 3 | 0 | 1 | 20708-081-001707 | UNIVERSITY STATION RV RESORT LLC
44311 | Currently in Use |  | 1990-12-20 |  | Petroleum | Premium gasoline | Premium gasoline | Retail | Steel | Steel | Coated & cathodic protection (sti-P3) |  | Fiberglass reinforced plastic |  |  | Catchment Basin | Flow Rest 90% Full | Flow Rest 90% Full |  |  | Automatic Tank Gauge | [8 empty] | UST Currently In Use: 3; UST Temp Close: 0; AST Currently In Use: 0; AST Temp Closed: 0 | 3 | 0 | 1 | 20708-081-001707 | UNIVERSITY STATION RV RESORT LLC
44312 | Currently in Use |  | 1993-09-02 |  | Petroleum | On road diesel | On road diesel | Bulk facility | Double Wall | Double Wall |  |  | Fiberglass reinforced plastic |  | 1901-01-01 | Catchment Basin | Automatic shutoff device At 95% full | Automatic shutoff device At 95% full |  |  | Continuous Automatic Tank Gauge |  | Containment Sump | Containment Sump | Interstitial Monitoring within Secondary Containment | SENSOR TO ATG | Continuous alarm system | Continuous alarm system |  | UST Currently In Use: 3; UST Temp Close: 0; AST Currently In Use: 0; AST Temp Closed: 0 | 3 | 0 | 1 | 10994-073-004184 | CITY OF BIRMINGHAM
44313 | Currently in Use |  | 1993-03-30 |  | Petroleum | Premium gasoline | Premium gasoline | Retail | Fiberglass coated steel | Fiberglass coated steel |  |  | Fiberglass reinforced plastic |  | 1901-01-01 | Catchment Basin | Automatic shutoff device At 95% full | Automatic shutoff device At 95% full |  |  | Continuous Automatic Tank Gauge |  | Automatic flow restrictor (MLLD) | Automatic flow restrictor (MLLD) |  |  | Annual line testing | Annual line testing |  | UST Currently In Use: 3; UST Temp Close: 0; AST Currently In Use: 0; AST Temp Closed: 0 | 3 | 0 | 0 | 19072-125-015986 | FAST AND EASY FOOD STORES INC
44315 | Currently in Use |  | 1993-03-30 |  | Petroleum | Unleaded gasoline | Unleaded gasoline | Retail | Fiberglass coated steel | Fiberglass coated steel |  |  | Fiberglass reinforced plastic |  | 1901-01-01 | Catchment Basin | Flow Rest 90% Full | Flow Rest 90% Full |  |  | Continuous Automatic Tank Gauge |  | Automatic flow restrictor (MLLD) | Automatic flow restrictor (MLLD) |  |  | Annual line testing | Annual line testing |  | UST Currently In Use: 1; UST Temp Close: 0; AST Currently In Use: 0; AST Temp Closed: 0 | 1 | 0 | 0 | 19072-125-018426 | FAST AND EASY FOOD STORES INC
44316 | Currently in Use |  | 1993-11-11 |  | Petroleum | Premium gasoline | Premium gasoline | Retail | Steel | Steel | Field installed cathodic protection |  | Fiberglass reinforced plastic |  |  | Catchment Basin | Automatic shutoff device At 95% full | Automatic shutoff device At 95% full |  |  | Automatic Tank Gauge |  | Automatic flow restrictor (MLLD) | Automatic flow restrictor (MLLD) |  |  | Annual line testing | Annual line testing |  | UST Currently In Use: 5; UST Temp Close: 0; AST Currently In Use: 0; AST Temp Closed: 0 | 5 | 0 | 0 | 23184-051-015987 | HITESHKUMAR PATEL
44317 | Currently in Use |  | 1993-11-11 |  | Petroleum | Mid-grade gasoline | Mid-grade gasoline | Retail | Steel | Steel | Coated & cathodic protection (sti-P3) |  | Fiberglass reinforced plastic |  |  | Catchment Basin | Automatic shutoff device At 95% full | Automatic shutoff device At 95% full |  |  | Automatic Tank Gauge |  | Containment Sump | Automatic flow restrictor (MLLD) |  |  | Annual line testing | Annual line testing |  | UST Currently In Use: 5; UST Temp Close: 0; AST Currently In Use: 0; AST Temp Closed: 0 | 5 | 0 | 0 | 23184-051-015987 | HITESHKUMAR PATEL
44318 | Currently in Use |  | 1993-11-11 |  | Petroleum | Unleaded gasoline | Unleaded gasoline | Retail | Steel | Steel | Field installed cathodic protection |  | Fiberglass reinforced plastic |  |  | Catchment Basin | Flow Rest 90% Full | Automatic shutoff device At 95% full |  |  | Automatic Tank Gauge |  | Containment Sump | Automatic flow restrictor (MLLD) |  |  | Annual line testing | Annual line testing |  | UST Currently In Use: 5; UST Temp Close: 0; AST Currently In Use: 0; AST Temp Closed: 0 | 5 | 0 | 0 | 23184-051-015987 | HITESHKUMAR PATEL
44319 | Currently in Use |  | 1993-11-11 |  | Petroleum | On road diesel | On road diesel | Retail | Steel | Steel | Coated & cathodic protection (sti-P3) |  | Fiberglass reinforced plastic |  |  | Catchment Basin | Automatic shutoff device At 95% full | Automatic shutoff device At 95% full |  |  | Automatic Tank Gauge | [8 empty] | UST Currently In Use: 5; UST Temp Close: 0; AST Currently In Use: 0; AST Temp Closed: 0 | 5 | 0 | 0 | 23184-051-015987 | HITESHKUMAR PATEL
44320 | Currently in Use |  | 1993-07-01 |  | Petroleum | Unleaded gasoline | Unleaded gasoline | Retail | Steel | Double Wall | Coated & cathodic protection (sti-P3) |  | Double Wall |  |  | Catchment Basin | Flow Rest 90% Full | Flow Rest 90% Full |  |  | Continuous Automatic Tank Gauge |  | Automatic shutoff device (AELLD) | Automatic shutoff device (AELLD) | [5 empty] | UST Currently In Use: 2; UST Temp Close: 0; AST Currently In Use: 0; AST Temp Closed: 0 | 2 | 0 | 4 | 25265-073-003410 | LGWS/CROSS AMERICA PARTNERS
44321 | Currently in Use |  | 1993-07-01 |  | Petroleum | Premium gasoline | Premium gasoline | Retail | Steel | Double Wall | Coated & cathodic protection (sti-P3) |  | Double Wall |  |  | Catchment Basin | Flow Rest 90% Full | Flow Rest 90% Full |  |  | Continuous Automatic Tank Gauge |  | Automatic shutoff device (AELLD) | Automatic shutoff device (AELLD) | [5 empty] | UST Currently In Use: 2; UST Temp Close: 0; AST Currently In Use: 0; AST Temp Closed: 0 | 2 | 0 | 4 | 25265-073-003410 | LGWS/CROSS AMERICA PARTNERS
44322 | Currently in Use |  | 1992-01-01 |  | Petroleum | On road diesel | On road diesel | Industrial | Single Wall | Single Wall | Coated & cathodic protection (sti-P3) |  | Double Wall |  | 1901-01-01 | Catchment Basin | Flow Rest 90% Full | Flow Rest 90% Full |  |  | Continuous Automatic Tank Gauge |  | Automatic flow restrictor (MLLD) | Automatic flow restrictor (MLLD) |  |  | Annual line testing | Annual line testing |  | UST Currently In Use: 1; UST Temp Close: 0; AST Currently In Use: 0; AST Temp Closed: 0 | 1 | 0 | 4 | 15043-009-002144 | TYSON FOODS, INC.
44323 | Permanently Closed | 1994-06-06 | 1992-01-01 | 1994-06-06 | Petroleum | On road diesel | On road diesel |  | Steel | Steel | Coated & cathodic protection (sti-P3) |  | Fiberglass reinforced plastic |  | 1901-01-01 | [14 empty] | UST Currently In Use: 0; UST Temp Close: 0; AST Currently In Use: 1; AST Temp Closed: 0 | 0 | 0 | 11 | 22781-055-002148 | KOCH FARMS OF GADSDEN LLC - MR. DEAN
44324 | Permanently Closed | 2018-06-14 | 1992-01-01 | 2018-06-14 | Petroleum | On road diesel | On road diesel | Industrial | Steel | Steel | Coated & cathodic protection (sti-P3) |  | Fiberglass reinforced plastic |  |  | Catchment Basin | Automatic shutoff device At 95% full | Automatic shutoff device At 95% full |  |  | Continuous Automatic Tank Gauge | [8 empty] | UST Currently In Use: 0; UST Temp Close: 0; AST Currently In Use: 1; AST Temp Closed: 0 | 0 | 0 | 11 | 22781-055-002148 | KOCH FARMS OF GADSDEN LLC - MR. DEAN
44325 | Permanently Closed | 1999-05-01 | 1992-01-01 | 2001-07-24 | Petroleum | On road diesel | On road diesel | Industrial | Steel | Steel | Coated & cathodic protection (sti-P3) |  |  |  | 1901-01-01 | Catchment Basin | Flow Rest 90% Full | Flow Rest 90% Full | [11 empty] | UST Currently In Use: 0; UST Temp Close: 0; AST Currently In Use: 0; AST Temp Closed: 0 | 0 | 0 | 8 | 15043-043-002145 | TYSON FOODS, INC.
44327 | Currently in Use |  | 1993-08-17 |  | Petroleum | Unleaded gasoline | Unleaded gasoline | Retail | Single Wall | Single Wall | Coated & cathodic protection (sti-P3) |  | Fiberglass reinforced plastic |  |  | Catchment Basin | Automatic shutoff device At 95% full | Automatic shutoff device At 95% full |  |  | Automatic Tank Gauge | Direct Bury submersible pump | [7 empty] | UST Currently In Use: 4; UST Temp Close: 0; AST Currently In Use: 0; AST Temp Closed: 0 | 4 | 0 | 2 | 12300-043-005045 | HAYS AND SON OIL COMPANY, INC.
44328 | Currently in Use |  | 1993-08-17 |  | Petroleum | Premium gasoline | Premium gasoline | Retail | Steel | Single Wall | Coated & cathodic protection (sti-P3) |  | Fiberglass reinforced plastic |  |  | Catchment Basin | Automatic shutoff device At 95% full | Automatic shutoff device At 95% full |  |  | Automatic Tank Gauge | Direct Bury submersible pump | [7 empty] | UST Currently In Use: 4; UST Temp Close: 0; AST Currently In Use: 0; AST Temp Closed: 0 | 4 | 0 | 2 | 12300-043-005045 | HAYS AND SON OIL COMPANY, INC.
44329 | Temporary Closed | 2015-07-01 | 1980-01-01 |  | Petroleum | Other, OFF RD DSL | Other | Retail | Steel | Steel | Coated & cathodic protection (sti-P3) |  | Fiberglass reinforced plastic |  |  | Catchment Basin | Automatic shutoff device At 95% full | Automatic shutoff device At 95% full |  |  | Statistical Inventory Reconciliation (SIR) |  | Containment Sump | Containment Sump | [5 empty] | UST Currently In Use: 3; UST Temp Close: 1; AST Currently In Use: 0; AST Temp Closed: 0 | 3 | 1 | 0 | 22873-007-006474 | REB OIL OF ALABAMA, LLC
44330 | Currently in Use |  | 1993-08-10 |  | Petroleum | Premium gasoline | Premium gasoline | Retail | Fiberglass reinforced plastic | Fiberglass reinforced plastic |  |  | Double Wall |  |  | Catchment Basin | Flow Rest 90% Full | Flow Rest 90% Full |  |  | Continuous Automatic Tank Gauge | Single walled submersible pump containment sump | Automatic shutoff device (AELLD) | Automatic shutoff device (AELLD) | [5 empty] | UST Currently In Use: 3; UST Temp Close: 0; AST Currently In Use: 0; AST Temp Closed: 0 | 3 | 0 | 0 | 13529-093-015988 | MOORE PETROLEUM COMPANY, INC.
44331 | Currently in Use |  | 1993-08-10 |  | Petroleum | Unleaded gasoline | Unleaded gasoline | Retail | Fiberglass reinforced plastic | Fiberglass reinforced plastic |  |  | Fiberglass reinforced plastic |  |  | Catchment Basin | Flow Rest 90% Full | Flow Rest 90% Full |  |  | Continuous Automatic Tank Gauge | Single walled submersible pump containment sump | Automatic shutoff device (AELLD) | Automatic shutoff device (AELLD) | [5 empty] | UST Currently In Use: 3; UST Temp Close: 0; AST Currently In Use: 0; AST Temp Closed: 0 | 3 | 0 | 0 | 13529-093-015988 | MOORE PETROLEUM COMPANY, INC.
44332 | Currently in Use |  | 1993-08-10 |  | Petroleum | On road diesel | On road diesel | Retail | Single Wall | Fiberglass reinforced plastic |  |  | Fiberglass reinforced plastic |  |  | Catchment Basin | Flow Rest 90% Full | Flow Rest 90% Full |  |  | Continuous Automatic Tank Gauge | Single walled submersible pump containment sump | Automatic shutoff device (AELLD) | Automatic shutoff device (AELLD) | [5 empty] | UST Currently In Use: 3; UST Temp Close: 0; AST Currently In Use: 0; AST Temp Closed: 0 | 3 | 0 | 0 | 13529-093-015988 | MOORE PETROLEUM COMPANY, INC.
44333 | Permanently Closed | 2000-08-31 | 1993-09-30 | 2000-08-31 | Petroleum | On road diesel | On road diesel | Retail | Steel | Steel | Coated & cathodic protection (sti-P3) |  | Fiberglass reinforced plastic |  | 1901-01-01 | Catchment Basin | Flow Rest 90% Full | Flow Rest 90% Full |  |  | Statistical Inventory Reconciliation (SIR) | [8 empty] | UST Currently In Use: 4; UST Temp Close: 0; AST Currently In Use: 0; AST Temp Closed: 0 | 4 | 0 | 1 | 23668-063-008641 | MUSHTAQ ALI SHAMSUDDIN
44334 | Temporary Closed | 2000-12-17 | 1988-01-01 |  | Petroleum | Premium gasoline | Premium gasoline | Retail | Single Wall | Single Wall | Coated & cathodic protection (sti-P3) |  | Single Wall |  | 1901-01-01 | Catchment Basin | Automatic shutoff device At 95% full | Automatic shutoff device At 95% full |  |  | Statistical Inventory Reconciliation (SIR) | [8 empty] | UST Currently In Use: 0; UST Temp Close: 3; AST Currently In Use: 2; AST Temp Closed: 0 | 0 | 3 | 0 | 21056-127-015994 | JIM JONES
44337 | Temporary Closed | 2000-12-17 | 1988-01-01 |  | Petroleum | Mid-grade gasoline | Mid-grade gasoline | Retail | Steel | Single Wall | Coated & cathodic protection (sti-P3) |  | Single Wall |  | 1901-01-01 | Catchment Basin | Automatic shutoff device At 95% full | Automatic shutoff device At 95% full |  |  | Statistical Inventory Reconciliation (SIR) | [5 empty] | Annual line testing | Annual line testing |  | UST Currently In Use: 0; UST Temp Close: 3; AST Currently In Use: 2; AST Temp Closed: 0 | 0 | 3 | 0 | 21056-127-015994 | JIM JONES
44338 | Temporary Closed | 2000-12-17 | 1988-01-01 |  | Petroleum | Unleaded gasoline | Unleaded gasoline | Retail | Single Wall | Single Wall | Coated & cathodic protection (sti-P3) |  | Fiberglass reinforced plastic |  | 1901-01-01 | Catchment Basin | Automatic shutoff device At 95% full | Automatic shutoff device At 95% full |  |  | Statistical Inventory Reconciliation (SIR) | [5 empty] | Annual line testing | Annual line testing |  | UST Currently In Use: 0; UST Temp Close: 3; AST Currently In Use: 2; AST Temp Closed: 0 | 0 | 3 | 0 | 21056-127-015994 | JIM JONES
44339 | Permanently Closed | 1986-04-21 23:00 | 1964-05-14 | 1986-04-21 23:00 | Petroleum | On road diesel | On road diesel | Emergency power generator | Steel | Steel |  | Painted or None |  |  | 1901-01-01 | [14 empty] | UST Currently In Use: 0; UST Temp Close: 0; AST Currently In Use: 1; AST Temp Closed: 0 | 0 | 0 | 2 | 14462-109-012214 | BELLSOUTH TELECOMM. DBA AT&T ALA.
44340 | Temporary Closed | 2005-09-17 | 1987-01-12 |  | Petroleum | Unleaded gasoline | Unleaded gasoline | Retail | Steel | Steel | Coated & cathodic protection (sti-P3) |  | Flexible |  |  | Catchment Basin | Automatic shutoff device At 95% full | Automatic shutoff device At 95% full |  |  | Statistical Inventory Reconciliation (SIR) | [8 empty] | UST Currently In Use: 0; UST Temp Close: 2; AST Currently In Use: 0; AST Temp Closed: 0 | 0 | 2 | 0 | 19090-127-015995 | SUE PIERCE
44341 | Temporary Closed | 2005-09-17 | 1987-01-12 |  | Petroleum | Premium gasoline | Premium gasoline | Retail | Steel | Steel | Coated & cathodic protection (sti-P3) |  | Flexible |  |  | Catchment Basin | Automatic shutoff device At 95% full | Automatic shutoff device At 95% full |  |  | Statistical Inventory Reconciliation (SIR) | [8 empty] | UST Currently In Use: 0; UST Temp Close: 2; AST Currently In Use: 0; AST Temp Closed: 0 | 0 | 2 | 0 | 19090-127-015995 | SUE PIERCE
44342 | Permanently Closed | 2005-08-02 | 1994-05-17 | 2005-08-02 | Petroleum | Unleaded gasoline | Unleaded gasoline | Retail | DBWALL | Fiberglass reinforced plastic |  |  | Fiberglass reinforced plastic |  | 1901-01-01 | Catchment Basin | Flow Rest 90% Full | Flow Rest 90% Full | Interstitial Monitoring within Secondary Containment |  | Continuous Automatic Tank Gauge |  |  |  | Interstitial Monitoring within Secondary Containment |  | Continuous alarm system | Annual line testing |  | UST Currently In Use: 0; UST Temp Close: 0; AST Currently In Use: 0; AST Temp Closed: 0 | 0 | 0 | 1 | 22547-015-015996 | K-JON PROPERTIES LLC
44343 | Currently in Use |  | 1993-10-06 |  | Petroleum | Unleaded gasoline | Unleaded gasoline | Retail | Steel | Steel | Coated & cathodic protection (sti-P3) |  | Double Wall |  |  | Catchment Basin | Flow Rest 90% Full | Flow Rest 90% Full |  |  | Automatic Tank Gauge |  | Automatic flow restrictor (MLLD) | Automatic flow restrictor (MLLD) |  |  | Annual line testing | Annual line testing |  | UST Currently In Use: 3; UST Temp Close: 1; AST Currently In Use: 0; AST Temp Closed: 0 | 3 | 1 | 5 | 25720-117-007096 | DUAA LLC
44344 | Currently in Use |  | 1993-10-06 |  | Petroleum | Mid-grade gasoline | Mid-grade gasoline | Retail | Steel | Steel | Coated & cathodic protection (sti-P3) |  | Double Wall |  |  | Catchment Basin | Flow Rest 90% Full | Flow Rest 90% Full |  |  | Automatic Tank Gauge |  | Automatic flow restrictor (MLLD) | Automatic flow restrictor (MLLD) |  |  | Annual line testing | Annual line testing |  | UST Currently In Use: 3; UST Temp Close: 1; AST Currently In Use: 0; AST Temp Closed: 0 | 3 | 1 | 5 | 25720-117-007096 | DUAA LLC
44345 | Currently in Use |  | 1993-10-06 |  | Petroleum | Premium gasoline | Premium gasoline | Retail | Steel | Steel | Coated & cathodic protection (sti-P3) |  | Double Wall |  |  | Catchment Basin | Flow Rest 90% Full | Flow Rest 90% Full |  |  | Automatic Tank Gauge |  | Automatic flow restrictor (MLLD) | Automatic flow restrictor (MLLD) |  |  | Annual line testing | Annual line testing |  | UST Currently In Use: 3; UST Temp Close: 1; AST Currently In Use: 0; AST Temp Closed: 0 | 3 | 1 | 5 | 25720-117-007096 | DUAA LLC
44346 | Temporary Closed | 2020-05-12 | 1993-10-06 |  | Petroleum | On road diesel | On road diesel | Retail | Steel | Steel | Coated & cathodic protection (sti-P3) |  | Double Wall |  |  | Catchment Basin | Flow Rest 90% Full | Flow Rest 90% Full |  |  | Automatic Tank Gauge | [8 empty] | UST Currently In Use: 3; UST Temp Close: 1; AST Currently In Use: 0; AST Temp Closed: 0 | 3 | 1 | 5 | 25720-117-007096 | DUAA LLC
44347 | Permanently Closed | 1999-03-02 | 1982-06-25 | 1999-03-02 | Petroleum | Unleaded gasoline | Unleaded gasoline | Retail | Steel | Steel | Interior lined (not allowed as a standalone method of corrosion protection) |  | Steel |  | 1901-01-01 | [5 empty] | Statistical Inventory Reconciliation (SIR) | [8 empty] | UST Currently In Use: 0; UST Temp Close: 1; AST Currently In Use: 0; AST Temp Closed: 0 | 0 | 1 | 2 | 25145-015-015997 | NADIR LODHI
44348 | Permanently Closed | 1999-03-02 | 1982-06-25 | 1999-03-02 | Petroleum | Unleaded gasoline | Unleaded gasoline | Retail | Steel | Steel | Interior lined (not allowed as a standalone method of corrosion protection) |  | Steel |  | 1901-01-01 | [5 empty] | Statistical Inventory Reconciliation (SIR) | [8 empty] | UST Currently In Use: 0; UST Temp Close: 1; AST Currently In Use: 0; AST Temp Closed: 0 | 0 | 1 | 2 | 25145-015-015997 | NADIR LODHI
44349 | Permanently Closed | 1998-10-30 | 1980-08-12 | 1999-07-14 | Petroleum | On road diesel | On road diesel |  | Steel | Steel | Coated & cathodic protection (sti-P3) |  | Steel |  | 1901-01-01 | Catchment Basin | Automatic shutoff device At 95% full | Automatic shutoff device At 95% full |  |  | Manual Tank Gauging (only tanks 1000 gal. or less and 48” or 64” in diameter) | [8 empty] | UST Currently In Use: 0; UST Temp Close: 0; AST Currently In Use: 0; AST Temp Closed: 0 | 0 | 0 | 2 | 19094-055-015999 | ATTALLA CITY BOARD OF EDUCATION
44350 | Permanently Closed | 1998-10-30 | 1980-08-12 | 1999-07-14 | Petroleum | Unleaded gasoline | Unleaded gasoline |  | Steel | Steel | Coated & cathodic protection (sti-P3) |  | Steel |  | 1901-01-01 | Catchment Basin | Automatic shutoff device At 95% full | Automatic shutoff device At 95% full | [11 empty] | UST Currently In Use: 0; UST Temp Close: 0; AST Currently In Use: 0; AST Temp Closed: 0 | 0 | 0 | 2 | 19094-055-015999 | ATTALLA CITY BOARD OF EDUCATION
44351 | Permanently Closed | 1998-12-22 | 1980-01-01 | 2000-01-01 | Petroleum | Unleaded gasoline | Unleaded gasoline | Retail | Steel | Steel |  | Painted or None | Steel |  | 1901-01-01 | [5 empty] | Statistical Inventory Reconciliation (SIR) | [8 empty] | UST Currently In Use: 0; UST Temp Close: 0; AST Currently In Use: 0; AST Temp Closed: 4 | 0 | 0 | 3 | 13892-015-016001 | POLLOCK COLLINS OIL CO INC
44352 | Permanently Closed | 1998-12-22 | 1980-01-01 | 2000-01-01 | Petroleum | Unleaded gasoline | Unleaded gasoline | Retail | Steel | Steel |  | Painted or None | Steel |  | 1901-01-01 | [5 empty] | Statistical Inventory Reconciliation (SIR) | [8 empty] | UST Currently In Use: 0; UST Temp Close: 0; AST Currently In Use: 0; AST Temp Closed: 4 | 0 | 0 | 3 | 13892-015-016001 | POLLOCK COLLINS OIL CO INC
44353 | Permanently Closed | 1998-12-22 | 1980-01-01 | 2000-01-01 | Petroleum | On road diesel | On road diesel | Retail | Steel | Steel |  | Painted or None | Steel |  | 1901-01-01 | [5 empty] | Statistical Inventory Reconciliation (SIR) | [8 empty] | UST Currently In Use: 0; UST Temp Close: 0; AST Currently In Use: 0; AST Temp Closed: 4 | 0 | 0 | 3 | 13892-015-016001 | POLLOCK COLLINS OIL CO INC
44354 | Currently in Use |  | 1993-11-01 |  | Petroleum | Unleaded gasoline | Unleaded gasoline | Retail | Steel | Steel | Coated & cathodic protection (sti-P3) |  | Fiberglass reinforced plastic |  | 1901-01-01 | Catchment Basin | Flow Rest 90% Full | Flow Rest 90% Full |  |  | Statistical Inventory Reconciliation (SIR) | [8 empty] | UST Currently In Use: 2; UST Temp Close: 0; AST Currently In Use: 0; AST Temp Closed: 0 | 2 | 0 | 0 | 24335-075-016002 | BAMA ONE STOP LLC
44355 | Currently in Use |  | 1993-11-01 |  | Petroleum | Premium gasoline | Premium gasoline | Retail | Steel | Steel | Coated & cathodic protection (sti-P3) |  | Fiberglass reinforced plastic |  | 1901-01-01 | Catchment Basin | Flow Rest 90% Full | Flow Rest 90% Full |  |  | Statistical Inventory Reconciliation (SIR) | [8 empty] | UST Currently In Use: 2; UST Temp Close: 0; AST Currently In Use: 0; AST Temp Closed: 0 | 2 | 0 | 0 | 24335-075-016002 | BAMA ONE STOP LLC
44356 | Currently in Use |  | 1993-12-04 |  | Petroleum | Mid-grade gasoline | Mid-grade gasoline | Retail | Steel | Double Wall | Coated & cathodic protection (sti-P3) |  | Steel |  |  | Catchment Basin | Automatic shutoff device At 95% full | Automatic shutoff device At 95% full | Interstitial Monitoring within Secondary Containment | MANUAL/VISUAL CHECK | [9 empty] | UST Currently In Use: 2; UST Temp Close: 0; AST Currently In Use: 0; AST Temp Closed: 0 | 2 | 0 | 4 | 19935-123-010726 | DONNIE & EDWIN MCDANIEL
44359 | Currently in Use |  | 1993-12-04 |  | Petroleum | Mid-grade gasoline | Mid-grade gasoline | Retail | Steel | Double Wall | Coated & cathodic protection (sti-P3) |  | Steel |  |  | Catchment Basin | Automatic shutoff device At 95% full | Automatic shutoff device At 95% full | Interstitial Monitoring within Secondary Containment | MANUAL/VISUAL CHECK | [9 empty] | UST Currently In Use: 2; UST Temp Close: 0; AST Currently In Use: 0; AST Temp Closed: 0 | 2 | 0 | 4 | 19935-123-010726 | DONNIE & EDWIN MCDANIEL
44360 | Currently in Use |  | 1993-07-23 |  | Petroleum | Unleaded gasoline | Unleaded gasoline | Retail | Single Wall | Single Wall | Coated & cathodic protection (sti-P3) |  | Single Wall |  | 1901-01-01 | Catchment Basin | Automatic shutoff device At 95% full | Automatic shutoff device At 95% full |  |  | Continuous Automatic Tank Gauge |  | Automatic shutoff device (AELLD) | Automatic shutoff device (AELLD) | [5 empty] | UST Currently In Use: 3; UST Temp Close: 0; AST Currently In Use: 0; AST Temp Closed: 0 | 3 | 0 | 0 | 13951-073-016000 | QUALITY PETROLEUM OF ALABAMA INC
44361 | Currently in Use |  | 1993-07-23 |  | Petroleum | Mid-grade gasoline | Mid-grade gasoline | Retail | Steel | Single Wall | Coated & cathodic protection (sti-P3) |  | Single Wall |  | 1901-01-01 | Catchment Basin | Automatic shutoff device At 95% full | Automatic shutoff device At 95% full |  |  | Continuous Automatic Tank Gauge |  | Automatic shutoff device (AELLD) | Automatic shutoff device (AELLD) | [5 empty] | UST Currently In Use: 3; UST Temp Close: 0; AST Currently In Use: 0; AST Temp Closed: 0 | 3 | 0 | 0 | 13951-073-016000 | QUALITY PETROLEUM OF ALABAMA INC
44362 | Currently in Use |  | 1993-07-23 |  | Petroleum | On road diesel | On road diesel | Retail | Single Wall | Single Wall | Coated & cathodic protection (sti-P3) |  | Single Wall |  | 1901-01-01 | Catchment Basin | Automatic shutoff device At 95% full | Automatic shutoff device At 95% full |  |  | Continuous Automatic Tank Gauge |  | Automatic shutoff device (AELLD) | Automatic shutoff device (AELLD) | [5 empty] | UST Currently In Use: 3; UST Temp Close: 0; AST Currently In Use: 0; AST Temp Closed: 0 | 3 | 0 | 0 | 13951-073-016000 | QUALITY PETROLEUM OF ALABAMA INC
44363 | Currently in Use |  | 1992-09-23 |  | Petroleum | On road diesel | On road diesel | Industrial | Steel | Steel | Coated & cathodic protection (sti-P3) |  | Fiberglass reinforced plastic |  |  | Catchment Basin | Flow Rest 90% Full | Flow Rest 90% Full | [11 empty] | UST Currently In Use: 1; UST Temp Close: 0; AST Currently In Use: 0; AST Temp Closed: 0 | 1 | 0 | 1 | 24814-069-002452 | DOTHAN AFFORDABLE HOUSING LLC
44364 | Permanently Closed | 2012-06-08 | 1993-04-15 |  | Petroleum | Unleaded gasoline | Unleaded gasoline | State/Federal Government | Steel | Steel | Coated & cathodic protection (sti-P3) |  | Fiberglass reinforced plastic |  |  | Catchment Basin | Flow Rest 90% Full | Flow Rest 90% Full |  |  | Automatic Tank Gauge | [8 empty] | UST Currently In Use: 0; UST Temp Close: 0; AST Currently In Use: 0; AST Temp Closed: 0 | 0 | 0 | 2 | 12438-069-002451 | CITY OF DOTHAN HOUSING AUTHORITY
44365 | Temporary Closed | 2021-12-01 | 1988-01-01 |  | Petroleum | On road diesel | On road diesel | Local government | Fiberglass reinforced plastic | Fiberglass reinforced plastic |  |  | Fiberglass reinforced plastic |  | 1901-01-01 | Catchment Basin | Flow Rest 90% Full | Automatic shutoff device At 95% full |  |  | Automatic Tank Gauge | [8 empty] | UST Currently In Use: 0; UST Temp Close: 2; AST Currently In Use: 0; AST Temp Closed: 0 | 0 | 2 | 0 | 14562-115-016004 | ST CLAIR COUNTY BOARD OF EDUCATION
44366 | Temporary Closed | 2021-12-01 | 1988-01-01 |  | Petroleum | On road diesel | On road diesel | Local government | Fiberglass reinforced plastic | Fiberglass reinforced plastic |  |  | Fiberglass reinforced plastic |  | 1901-01-01 | Catchment Basin | Flow Rest 90% Full | Automatic shutoff device At 95% full |  |  | Automatic Tank Gauge | [8 empty] | UST Currently In Use: 0; UST Temp Close: 2; AST Currently In Use: 0; AST Temp Closed: 0 | 0 | 2 | 0 | 14562-115-016004 | ST CLAIR COUNTY BOARD OF EDUCATION
44367 | Temporary Closed |  | 1901-01-01 |  | Petroleum | On road diesel | On road diesel | Industrial | Fiberglass reinforced plastic | Fiberglass reinforced plastic |  |  | Fiberglass reinforced plastic |  | 1901-01-01 | Catchment Basin | Flow Rest 90% Full | Flow Rest 90% Full |  |  | Automatic Tank Gauge | [8 empty] | UST Currently In Use: 0; UST Temp Close: 2; AST Currently In Use: 0; AST Temp Closed: 0 | 0 | 2 | 0 | 14562-115-016005 | ST CLAIR COUNTY BOARD OF EDUCATION
44368 | Temporary Closed |  | 1901-01-01 |  | Petroleum | On road diesel | On road diesel | Industrial | Fiberglass reinforced plastic | Fiberglass reinforced plastic |  |  | Fiberglass reinforced plastic |  | 1901-01-01 | Catchment Basin | Flow Rest 90% Full | Flow Rest 90% Full |  |  | Automatic Tank Gauge | [8 empty] | UST Currently In Use: 0; UST Temp Close: 2; AST Currently In Use: 0; AST Temp Closed: 0 | 0 | 2 | 0 | 14562-115-016005 | ST CLAIR COUNTY BOARD OF EDUCATION
44369 | Currently in Use |  | 1992-10-10 |  | Petroleum | Unleaded gasoline | Unleaded gasoline | Retail | Steel | Steel | Coated & cathodic protection (sti-P3) |  | Fiberglass reinforced plastic |  |  | Catchment Basin | Flow Rest 90% Full | Flow Rest 90% Full |  |  | Continuous Automatic Tank Gauge |  | Automatic shutoff device (AELLD) | Automatic shutoff device (AELLD) | [5 empty] | UST Currently In Use: 4; UST Temp Close: 0; AST Currently In Use: 0; AST Temp Closed: 0 | 4 | 0 | 5 | 13951-073-010246 | QUALITY PETROLEUM OF ALABAMA INC
44370 | Currently in Use |  | 1992-10-10 |  | Petroleum | Unleaded gasoline | Unleaded gasoline | Retail | Steel | Steel | Coated & cathodic protection (sti-P3) |  | Fiberglass reinforced plastic |  |  | Catchment Basin | Flow Rest 90% Full | Flow Rest 90% Full |  |  | Continuous Automatic Tank Gauge |  | Automatic shutoff device (AELLD) | Automatic shutoff device (AELLD) | [5 empty] | UST Currently In Use: 4; UST Temp Close: 0; AST Currently In Use: 0; AST Temp Closed: 0 | 4 | 0 | 5 | 13951-073-010246 | QUALITY PETROLEUM OF ALABAMA INC
44371 | Currently in Use |  | 1992-10-10 |  | Petroleum | Premium gasoline | Premium gasoline | Retail | Steel | Steel | Coated & cathodic protection (sti-P3) |  | Fiberglass reinforced plastic |  |  | Catchment Basin | Flow Rest 90% Full | Flow Rest 90% Full |  |  | Continuous Automatic Tank Gauge |  | Automatic shutoff device (AELLD) | Automatic shutoff device (AELLD) | [5 empty] | UST Currently In Use: 4; UST Temp Close: 0; AST Currently In Use: 0; AST Temp Closed: 0 | 4 | 0 | 5 | 13951-073-010246 | QUALITY PETROLEUM OF ALABAMA INC
44372 | Currently in Use |  | 1992-10-10 |  | Petroleum | On road diesel | On road diesel | Retail | Steel | Steel | Coated & cathodic protection (sti-P3) |  | Fiberglass reinforced plastic |  |  | Catchment Basin | Flow Rest 90% Full | Flow Rest 90% Full |  |  | Continuous Automatic Tank Gauge |  | Automatic shutoff device (AELLD) | Automatic shutoff device (AELLD) | [5 empty] | UST Currently In Use: 4; UST Temp Close: 0; AST Currently In Use: 0; AST Temp Closed: 0 | 4 | 0 | 5 | 13951-073-010246 | QUALITY PETROLEUM OF ALABAMA INC
44373 | Temporary Closed | 2023-03-24 | 1993-07-01 |  | Petroleum | Unleaded gasoline | Unleaded gasoline | Industrial | Steel | Steel | Coated & cathodic protection (sti-P3) |  | Fiberglass reinforced plastic |  |  | Catchment Basin | Flow Rest 90% Full | Flow Rest 90% Full |  |  | Automatic Tank Gauge | [8 empty] | UST Currently In Use: 0; UST Temp Close: 2; AST Currently In Use: 0; AST Temp Closed: 0 | 0 | 2 | 2 | 11036-073-000382 | CITY OF HOMEWOOD POLICE DEPT
44374 | Currently in Use |  | 1993-06-16 |  | Petroleum | Unleaded gasoline | Unleaded gasoline | Retail | Fiberglass reinforced plastic | Fiberglass reinforced plastic |  |  | Double Wall |  | 1901-01-01 | Catchment Basin | Automatic shutoff device At 95% full | Automatic shutoff device At 95% full |  |  | Automatic Tank Gauge |  | Automatic shutoff device (AELLD) | Automatic shutoff device (AELLD) | [5 empty] | UST Currently In Use: 3; UST Temp Close: 0; AST Currently In Use: 0; AST Temp Closed: 0 | 3 | 0 | 0 | 13526-073-016007 | MOORE OIL COMPANY, INC.
44375 | Currently in Use |  | 1993-06-16 |  | Petroleum | Unleaded gasoline | Unleaded gasoline | Retail | Fiberglass reinforced plastic | Fiberglass reinforced plastic |  |  | Fiberglass reinforced plastic |  | 1901-01-01 | Catchment Basin | Automatic shutoff device At 95% full | Automatic shutoff device At 95% full |  |  | Automatic Tank Gauge |  | Automatic shutoff device (AELLD) | Automatic shutoff device (AELLD) | [5 empty] | UST Currently In Use: 3; UST Temp Close: 0; AST Currently In Use: 0; AST Temp Closed: 0 | 3 | 0 | 0 | 13526-073-016007 | MOORE OIL COMPANY, INC.
44376 | Currently in Use |  | 1993-06-16 |  | Petroleum | Premium gasoline | Premium gasoline | Retail | Single Wall | Fiberglass reinforced plastic |  |  | 2 PIECES |  | 1901-01-01 | Catchment Basin | Automatic shutoff device At 95% full | Automatic shutoff device At 95% full |  |  | Automatic Tank Gauge |  | Automatic shutoff device (AELLD) | Automatic shutoff device (AELLD) | [5 empty] | UST Currently In Use: 3; UST Temp Close: 0; AST Currently In Use: 0; AST Temp Closed: 0 | 3 | 0 | 0 | 13526-073-016007 | MOORE OIL COMPANY, INC.
44377 | Permanently Closed | 2012-09-17 | 1992-01-01 | 2017-05-03 | Petroleum | Unleaded gasoline | Unleaded gasoline | Bulk facility | Steel | Steel | Coated & cathodic protection (sti-P3) |  | Fiberglass reinforced plastic |  |  | Catchment Basin | Flow Rest 90% Full | Flow Rest 90% Full |  |  | Continuous Automatic Tank Gauge | [5 empty] | Annual line testing | Annual line testing |  | UST Currently In Use: 0; UST Temp Close: 0; AST Currently In Use: 0; AST Temp Closed: 0 | 0 | 0 | 5 | 19187-073-015805 | MCOIL TRANSPORTATION
44378 | Permanently Closed | 2012-09-17 | 1992-01-01 | 2017-05-03 | Petroleum | Premium gasoline | Premium gasoline | Bulk facility | Steel | Steel | Coated & cathodic protection (sti-P3) |  | Fiberglass reinforced plastic |  |  | Catchment Basin | Flow Rest 90% Full | Flow Rest 90% Full |  |  | Continuous Automatic Tank Gauge | [5 empty] | Annual line testing | Annual line testing |  | UST Currently In Use: 0; UST Temp Close: 0; AST Currently In Use: 0; AST Temp Closed: 0 | 0 | 0 | 5 | 19187-073-015805 | MCOIL TRANSPORTATION
44379 | Permanently Closed | 2012-09-17 | 1992-01-01 | 2017-05-03 | Petroleum | On road diesel | On road diesel | Bulk facility | Steel | Steel | Coated & cathodic protection (sti-P3) |  | Fiberglass reinforced plastic |  |  | Catchment Basin | Flow Rest 90% Full | Flow Rest 90% Full |  |  | Continuous Automatic Tank Gauge | [5 empty] | Annual line testing | Annual line testing |  | UST Currently In Use: 0; UST Temp Close: 0; AST Currently In Use: 0; AST Temp Closed: 0 | 0 | 0 | 5 | 19187-073-015805 | MCOIL TRANSPORTATION
44380 | Permanently Closed | 2012-09-17 | 1992-01-01 | 2017-05-03 | Petroleum | Used oil | Used oil | Bulk facility | Steel | Steel | Coated & cathodic protection (sti-P3) |  | Fiberglass reinforced plastic |  |  | Catchment Basin | Flow Rest 90% Full | Flow Rest 90% Full |  |  | Manual Tank Gauging (only tanks 1000 gal. or less and 48” or 64” in diameter) | [8 empty] | UST Currently In Use: 0; UST Temp Close: 0; AST Currently In Use: 0; AST Temp Closed: 0 | 0 | 0 | 5 | 19187-073-015805 | MCOIL TRANSPORTATION
44381 | Permanently Closed | 2012-09-17 | 1992-01-01 | 2017-05-03 | Petroleum | Used oil | Used oil | Bulk facility | Steel | Steel | Coated & cathodic protection (sti-P3) |  | Fiberglass reinforced plastic |  |  | Catchment Basin | Flow Rest 90% Full | Flow Rest 90% Full |  |  | Manual Tank Gauging (only tanks 1000 gal. or less and 48” or 64” in diameter) | [8 empty] | UST Currently In Use: 0; UST Temp Close: 0; AST Currently In Use: 0; AST Temp Closed: 0 | 0 | 0 | 5 | 19187-073-015805 | MCOIL TRANSPORTATION
44382 | Permanently Closed | 1996-01-01 | 1987-10-01 | 1996-01-10 | Petroleum | Aviation fuel (JP-4; etc.) | Aviation fuel (JP-4; etc.) | Bulk facility | Steel | Steel | Coated & cathodic protection (sti-P3) |  | Steel |  | 1901-01-01 | Catchment Basin | Flow Rest 90% Full | Flow Rest 90% Full | [8 empty] | Annual line testing | Annual line testing |  | UST Currently In Use: 0; UST Temp Close: 0; AST Currently In Use: 3; AST Temp Closed: 0 | 0 | 0 | 6 | 15716-033-013675 | MUSCLE SHOALS REGIONAL AIRPORT AUTH
44383 | Permanently Closed | 1996-01-01 | 1978-01-01 | 1996-01-10 | Petroleum | Aviation fuel (JP-4; etc.) | Aviation fuel (JP-4; etc.) | Retail | Steel | Steel | Coated & cathodic protection (sti-P3) |  | Steel |  | 1901-01-01 | Catchment Basin | Flow Rest 90% Full | Flow Rest 90% Full | [8 empty] | Annual line testing | Annual line testing |  | UST Currently In Use: 0; UST Temp Close: 0; AST Currently In Use: 3; AST Temp Closed: 0 | 0 | 0 | 6 | 15716-033-013675 | MUSCLE SHOALS REGIONAL AIRPORT AUTH
44384 | Permanently Closed | 1998-12-11 | 1978-01-01 | 1998-12-11 | Petroleum | Unleaded gasoline | Unleaded gasoline | Retail | Steel | Steel | Coated & cathodic protection (sti-P3) |  | Steel |  | 1901-01-01 | Catchment Basin | Flow Rest 90% Full | Flow Rest 90% Full | [11 empty] | UST Currently In Use: 0; UST Temp Close: 0; AST Currently In Use: 3; AST Temp Closed: 0 | 0 | 0 | 6 | 15716-033-013675 | MUSCLE SHOALS REGIONAL AIRPORT AUTH
44385 | Permanently Closed | 2005-01-28 | 1993-08-08 | 2005-01-28 | Petroleum | On road diesel | On road diesel | Bulk facility | Fiberglass coated steel | Fiberglass coated steel | Coated & cathodic protection (sti-P3) |  | Steel |  | 1901-01-01 | Catchment Basin | Automatic shutoff device At 95% full | Audible high level alarm At 90% full | Interstitial Monitoring within Secondary Containment |  | Continuous Automatic Tank Gauge |  |  |  | Interstitial Monitoring within Secondary Containment |  | Continuous alarm system | Continuous alarm system |  | UST Currently In Use: 0; UST Temp Close: 0; AST Currently In Use: 0; AST Temp Closed: 0 | 0 | 0 | 5 | 11617-049-003235 | EARTHGRAINS BAKING COMPANIES, INC.
44386 | Permanently Closed | 1994-11-01 | 1980-01-01 | 1994-11-01 | Petroleum | Used oil | Used oil | Retail | Steel | Steel | Coated & cathodic protection (sti-P3) |  | Fiberglass reinforced plastic |  | 1901-01-01 | Catchment Basin | Flow Rest 90% Full | Flow Rest 90% Full |  |  | Other | [8 empty] | UST Currently In Use: 0; UST Temp Close: 0; AST Currently In Use: 0; AST Temp Closed: 0 | 0 | 0 | 5 | 13540-043-008797 | MORGAN PROPERTIES, INC.
44387 | Currently in Use |  | 1993-10-01 |  | Petroleum | Unleaded gasoline | Unleaded gasoline | Retail | Fiberglass reinforced plastic | Fiberglass reinforced plastic |  |  | Fiberglass reinforced plastic |  | 1901-01-01 | Catchment Basin | Flow Rest 90% Full | Flow Rest 90% Full |  |  | Continuous Automatic Tank Gauge |  | Automatic shutoff device (AELLD) | Automatic shutoff device (AELLD) | [5 empty] | UST Currently In Use: 2; UST Temp Close: 1; AST Currently In Use: 0; AST Temp Closed: 0 | 2 | 1 | 0 | 15420-089-016008 | MAPCO EXPRESS, INC.
44388 | Currently in Use |  | 1993-10-01 |  | Petroleum | Premium gasoline | Premium gasoline | Retail | Fiberglass reinforced plastic | Fiberglass reinforced plastic |  |  | Fiberglass reinforced plastic |  | 1901-01-01 | Catchment Basin | Flow Rest 90% Full | Flow Rest 90% Full |  |  | Continuous Automatic Tank Gauge |  | Automatic shutoff device (AELLD) | Automatic shutoff device (AELLD) | [5 empty] | UST Currently In Use: 2; UST Temp Close: 1; AST Currently In Use: 0; AST Temp Closed: 0 | 2 | 1 | 0 | 15420-089-016008 | MAPCO EXPRESS, INC.
44389 | Temporary Closed | 2021-09-10 | 1993-10-01 |  | Petroleum | E85 | E85 | Retail | Fiberglass reinforced plastic | Fiberglass reinforced plastic |  |  | Fiberglass reinforced plastic |  | 1901-01-01 | Catchment Basin | Flow Rest 90% Full | Flow Rest 90% Full |  |  | Continuous Automatic Tank Gauge | [8 empty] | UST Currently In Use: 2; UST Temp Close: 1; AST Currently In Use: 0; AST Temp Closed: 0 | 2 | 1 | 0 | 15420-089-016008 | MAPCO EXPRESS, INC.
44390 | Temporary Closed | 2012-07-19 | 1993-04-20 |  | Petroleum | Unleaded gasoline | Unleaded gasoline | Retail | Steel | Steel | Coated & cathodic protection (sti-P3) |  | Fiberglass reinforced plastic |  |  | Catchment Basin | Automatic shutoff device At 95% full | Automatic shutoff device At 95% full | [11 empty] | UST Currently In Use: 0; UST Temp Close: 2; AST Currently In Use: 0; AST Temp Closed: 0 | 0 | 2 | 0 | 25813-097-015993 | ANDREW J MOTES
44391 | Temporary Closed | 2009-01-01 | 1993-04-20 |  | Petroleum | Premium gasoline | Premium gasoline | Retail | Steel | Steel | Coated & cathodic protection (sti-P3) |  | Fiberglass reinforced plastic |  |  | Catchment Basin | Automatic shutoff device At 95% full | Automatic shutoff device At 95% full | [11 empty] | UST Currently In Use: 0; UST Temp Close: 2; AST Currently In Use: 0; AST Temp Closed: 0 | 0 | 2 | 0 | 25813-097-015993 | ANDREW J MOTES
44392 | Currently in Use |  | 1993-07-09 |  | Petroleum | Unleaded gasoline | Unleaded gasoline | Retail | Steel | Steel | Coated & cathodic protection (sti-P3) |  | Fiberglass reinforced plastic |  |  | Catchment Basin | Automatic shutoff device At 95% full | Automatic shutoff device At 95% full |  |  | Statistical Inventory Reconciliation (SIR) |  | Automatic flow restrictor (MLLD) | Automatic flow restrictor (MLLD) |  |  | Statistical inventory reconciliation (SIR) | Statistical inventory reconciliation (SIR) |  | UST Currently In Use: 3; UST Temp Close: 0; AST Currently In Use: 0; AST Temp Closed: 0 | 3 | 0 | 4 | 14410-003-009962 | MCDONALD OIL COMPANY
44393 | Currently in Use |  | 1993-07-09 |  | Petroleum | Premium gasoline | Premium gasoline | Retail | Steel | Steel | Coated & cathodic protection (sti-P3) |  | Fiberglass reinforced plastic |  |  | Catchment Basin | Automatic shutoff device At 95% full | Automatic shutoff device At 95% full |  |  | Statistical Inventory Reconciliation (SIR) |  | Containment Sump | Automatic flow restrictor (MLLD) |  |  | Statistical inventory reconciliation (SIR) | Statistical inventory reconciliation (SIR) |  | UST Currently In Use: 3; UST Temp Close: 0; AST Currently In Use: 0; AST Temp Closed: 0 | 3 | 0 | 4 | 14410-003-009962 | MCDONALD OIL COMPANY
44394 | Currently in Use |  | 1993-07-09 |  | Petroleum | On road diesel | On road diesel | Retail | Steel | Steel | Coated & cathodic protection (sti-P3) |  | Fiberglass reinforced plastic |  |  | Catchment Basin | Automatic shutoff device At 95% full | Automatic shutoff device At 95% full |  |  | Statistical Inventory Reconciliation (SIR) |  | Containment Sump | Automatic flow restrictor (MLLD) |  |  | Statistical inventory reconciliation (SIR) | Statistical inventory reconciliation (SIR) |  | UST Currently In Use: 3; UST Temp Close: 0; AST Currently In Use: 0; AST Temp Closed: 0 | 3 | 0 | 4 | 14410-003-009962 | MCDONALD OIL COMPANY
44395 | Currently in Use |  | 1993-10-13 |  | Petroleum | On road diesel | On road diesel | Retail | Steel | Steel | Coated & cathodic protection (sti-P3) |  | Fiberglass reinforced plastic |  |  | Catchment Basin | Automatic shutoff device At 95% full | Automatic shutoff device At 95% full |  |  | Continuous Automatic Tank Gauge | [8 empty] | UST Currently In Use: 4; UST Temp Close: 0; AST Currently In Use: 0; AST Temp Closed: 0 | 4 | 0 | 0 | 25595-097-013822 | BOWMAL LLC
44396 | Permanently Closed | 1994-05-20 | 1976-02-01 | 1994-05-20 | Petroleum | On road diesel | On road diesel | Retail | Steel | Steel |  | Painted or None | Steel |  | 1901-01-01 | [5 empty] | Statistical Inventory Reconciliation (SIR) | [8 empty] | UST Currently In Use: 0; UST Temp Close: 0; AST Currently In Use: 0; AST Temp Closed: 0 | 0 | 0 | 4 | 19112-113-016009 | DAVID WILLIAMS
44399 | Permanently Closed | 1994-05-20 | 1976-02-01 | 1994-05-20 | Petroleum | Unleaded gasoline | Unleaded gasoline | Retail | Steel | Steel |  | Painted or None | Steel |  | 1901-01-01 | [5 empty] | Statistical Inventory Reconciliation (SIR) | [8 empty] | UST Currently In Use: 0; UST Temp Close: 0; AST Currently In Use: 0; AST Temp Closed: 0 | 0 | 0 | 4 | 19112-113-016009 | DAVID WILLIAMS
44402 | Permanently Closed | 1994-05-20 | 1976-02-01 | 1994-05-20 | Petroleum | Unleaded gasoline | Unleaded gasoline | Retail | Steel | Steel |  | Painted or None | Steel |  | 1901-01-01 | [5 empty] | Statistical Inventory Reconciliation (SIR) | [8 empty] | UST Currently In Use: 0; UST Temp Close: 0; AST Currently In Use: 0; AST Temp Closed: 0 | 0 | 0 | 4 | 19112-113-016009 | DAVID WILLIAMS
44405 | Permanently Closed | 1994-05-20 | 1976-02-01 | 1994-05-20 | Petroleum | Unleaded gasoline | Unleaded gasoline | Retail | Steel | Steel |  | Painted or None | Steel |  | 1901-01-01 | [5 empty] | Statistical Inventory Reconciliation (SIR) | [8 empty] | UST Currently In Use: 0; UST Temp Close: 0; AST Currently In Use: 0; AST Temp Closed: 0 | 0 | 0 | 4 | 19112-113-016009 | DAVID WILLIAMS
44406 | Permanently Closed | 1995-07-01 | 1992-08-12 | 1995-08-01 | Petroleum | Unleaded gasoline | Unleaded gasoline | Retail | Steel | Steel | Coated & cathodic protection (sti-P3) |  | Fiberglass reinforced plastic |  | 1901-01-01 | Catchment Basin | Flow Rest 90% Full | Flow Rest 90% Full | Interstitial Monitoring within Secondary Containment |  | Automatic Tank Gauge |  |  |  | Interstitial Monitoring within Secondary Containment |  |  |  |  | UST Currently In Use: 0; UST Temp Close: 0; AST Currently In Use: 0; AST Temp Closed: 0 | 0 | 0 | 2 | 17609-077-016010 | PUMP AND SAVE INC
44407 | Permanently Closed | 1995-07-01 | 1992-08-12 | 1995-08-01 | Petroleum | Unleaded gasoline | Unleaded gasoline | Retail | Steel | Steel | Coated & cathodic protection (sti-P3) |  | Fiberglass reinforced plastic |  | 1901-01-01 | Catchment Basin | Flow Rest 90% Full | Flow Rest 90% Full | Interstitial Monitoring within Secondary Containment |  | Automatic Tank Gauge |  |  |  | Interstitial Monitoring within Secondary Containment |  |  |  |  | UST Currently In Use: 0; UST Temp Close: 0; AST Currently In Use: 0; AST Temp Closed: 0 | 0 | 0 | 2 | 17609-077-016010 | PUMP AND SAVE INC
44408 | Currently in Use |  | 1993-07-01 |  | Petroleum | Unleaded gasoline | Unleaded gasoline | Retail | Steel | Steel | Coated & cathodic protection (sti-P3) |  | Fiberglass reinforced plastic |  | 1901-01-01 | Catchment Basin | Flow Rest 90% Full | Flow Rest 90% Full |  |  | Automatic Tank Gauge |  | Containment Sump | Automatic flow restrictor (MLLD) |  |  | Annual line testing | Annual line testing |  | UST Currently In Use: 4; UST Temp Close: 1; AST Currently In Use: 0; AST Temp Closed: 0 | 4 | 1 | 5 | 22740-089-003904 | SHREE DUTT CONVENIENCE, LLC
44409 | Currently in Use |  | 1993-07-01 |  | Petroleum | Unleaded gasoline | Unleaded gasoline | Retail | Steel | Steel | Coated & cathodic protection (sti-P3) |  | Fiberglass reinforced plastic |  | 1901-01-01 | Catchment Basin | Flow Rest 90% Full | Flow Rest 90% Full |  |  | Automatic Tank Gauge |  | Containment Sump | Automatic flow restrictor (MLLD) |  |  | Annual line testing | Annual line testing |  | UST Currently In Use: 4; UST Temp Close: 1; AST Currently In Use: 0; AST Temp Closed: 0 | 4 | 1 | 5 | 22740-089-003904 | SHREE DUTT CONVENIENCE, LLC
44410 | Currently in Use |  | 1993-07-01 |  | Petroleum | Premium gasoline | Premium gasoline | Retail | Steel | Steel | Coated & cathodic protection (sti-P3) |  | Fiberglass reinforced plastic |  | 1901-01-01 | Catchment Basin | Flow Rest 90% Full | Flow Rest 90% Full |  |  | Automatic Tank Gauge |  | Automatic flow restrictor (MLLD) | Automatic flow restrictor (MLLD) |  |  | Annual line testing | Annual line testing |  | UST Currently In Use: 4; UST Temp Close: 1; AST Currently In Use: 0; AST Temp Closed: 0 | 4 | 1 | 5 | 22740-089-003904 | SHREE DUTT CONVENIENCE, LLC
44411 | Currently in Use |  | 1993-07-01 |  | Petroleum | On road diesel | On road diesel | Retail | Steel | Steel | Coated & cathodic protection (sti-P3) |  | Fiberglass reinforced plastic |  | 1901-01-01 | Catchment Basin | Flow Rest 90% Full | Flow Rest 90% Full |  |  | Automatic Tank Gauge |  | Automatic flow restrictor (MLLD) | Automatic flow restrictor (MLLD) |  |  | Annual line testing | Annual line testing |  | UST Currently In Use: 4; UST Temp Close: 1; AST Currently In Use: 0; AST Temp Closed: 0 | 4 | 1 | 5 | 22740-089-003904 | SHREE DUTT CONVENIENCE, LLC
44412 | Temporary Closed | 2016-07-06 | 1993-07-01 |  | Petroleum | Kerosene | Kerosene | Retail | Steel | Steel | Coated & cathodic protection (sti-P3) |  | Fiberglass reinforced plastic |  | 1901-01-01 | Catchment Basin | Flow Rest 90% Full | Flow Rest 90% Full |  |  | Automatic Tank Gauge | [8 empty] | UST Currently In Use: 4; UST Temp Close: 1; AST Currently In Use: 0; AST Temp Closed: 0 | 4 | 1 | 5 | 22740-089-003904 | SHREE DUTT CONVENIENCE, LLC
44413 | Currently in Use |  | 1993-11-02 |  | Petroleum | On road diesel | On road diesel | Retail | Steel | Steel | Coated & cathodic protection (sti-P3) |  | Fiberglass reinforced plastic |  |  | Catchment Basin | Automatic shutoff device At 95% full | Automatic shutoff device At 95% full |  |  | Automatic Tank Gauge |  | Automatic flow restrictor (MLLD) | Automatic flow restrictor (MLLD) |  |  | Annual line testing | Annual line testing |  | UST Currently In Use: 4; UST Temp Close: 1; AST Currently In Use: 0; AST Temp Closed: 0 | 4 | 1 | 4 | 25971-011-009158 | SWARA LLC
44414 | Temporary Closed | 2006-06-20 | 1993-12-15 |  | Petroleum | Mid-grade gasoline | Mid-grade gasoline | Retail | Steel | Steel | Coated & cathodic protection (sti-P3) |  | Fiberglass reinforced plastic |  | 1901-01-01 | Catchment Basin | Flow Rest 90% Full | Flow Rest 90% Full |  |  | Statistical Inventory Reconciliation (SIR) | [8 empty] | UST Currently In Use: 0; UST Temp Close: 3; AST Currently In Use: 0; AST Temp Closed: 0 | 0 | 3 | 1 | 21834-025-008889 | ROWLAND ENTERPRISES INC
44415 | Currently in Use |  | 1992-01-01 |  | Petroleum | Unleaded gasoline | Unleaded gasoline | Retail | Steel | Steel | Coated & cathodic protection (sti-P3) |  | Fiberglass reinforced plastic |  | 1901-01-01 | Catchment Basin | Automatic shutoff device At 95% full | Automatic shutoff device At 95% full |  |  | Automatic Tank Gauge |  | Automatic flow restrictor (MLLD) | Automatic flow restrictor (MLLD) |  |  | Statistical inventory reconciliation (SIR) | Statistical inventory reconciliation (SIR) |  | UST Currently In Use: 3; UST Temp Close: 0; AST Currently In Use: 0; AST Temp Closed: 0 | 3 | 0 | 3 | 10037-069-000131 | A. W. HERNDON OIL COMPANY, INC.
44418 | Currently in Use |  | 1992-01-01 |  | Petroleum | Mid-grade gasoline | Mid-grade gasoline | Retail | Steel | Steel | Coated & cathodic protection (sti-P3) |  | Fiberglass reinforced plastic |  | 1901-01-01 | Catchment Basin | Automatic shutoff device At 95% full | Automatic shutoff device At 95% full |  |  | Statistical Inventory Reconciliation (SIR) |  | Automatic flow restrictor (MLLD) | Automatic flow restrictor (MLLD) |  |  | Statistical inventory reconciliation (SIR) | Statistical inventory reconciliation (SIR) |  | UST Currently In Use: 3; UST Temp Close: 0; AST Currently In Use: 0; AST Temp Closed: 0 | 3 | 0 | 3 | 10037-069-000131 | A. W. HERNDON OIL COMPANY, INC.
44421 | Currently in Use |  | 1992-01-01 |  | Petroleum | Premium gasoline | Premium gasoline | Retail | Steel | Steel | Coated & cathodic protection (sti-P3) |  | Fiberglass reinforced plastic |  | 1901-01-01 | Catchment Basin | Automatic shutoff device At 95% full | Automatic shutoff device At 95% full |  |  | Automatic Tank Gauge |  | Automatic flow restrictor (MLLD) | Automatic flow restrictor (MLLD) |  |  | Statistical inventory reconciliation (SIR) | Statistical inventory reconciliation (SIR) |  | UST Currently In Use: 3; UST Temp Close: 0; AST Currently In Use: 0; AST Temp Closed: 0 | 3 | 0 | 3 | 10037-069-000131 | A. W. HERNDON OIL COMPANY, INC.
44422 | Permanently Closed | 2015-01-26 | 1993-08-13 | 2015-01-26 | Petroleum | On road diesel | On road diesel | Emergency power generator | Fiberglass reinforced plastic | Fiberglass reinforced plastic |  |  | Fiberglass reinforced plastic |  | 1901-01-01 | Catchment Basin | Audible high level alarm At 90% full | Audible high level alarm At 90% full | Interstitial Monitoring within Secondary Containment |  | Automatic Tank Gauge | [8 empty] | UST Currently In Use: 0; UST Temp Close: 0; AST Currently In Use: 0; AST Temp Closed: 0 | 0 | 0 | 2 | 13360-097-006871 | VERIZON
44423 | Currently in Use |  | 1993-07-15 |  | Petroleum | Unleaded gasoline | Unleaded gasoline | Retail | Steel | Steel | Coated & cathodic protection (sti-P3) |  | Flexible |  |  | Catchment Basin | Flow Rest 90% Full | Flow Rest 90% Full |  |  | Continuous Automatic Tank Gauge |  | Automatic shutoff device (AELLD) | Automatic shutoff device (AELLD) |  |  | Automatic electronic line leak detector (AELLD) | Automatic electronic line leak detector (AELLD) | Pressurized Piping | UST Currently In Use: 2; UST Temp Close: 0; AST Currently In Use: 0; AST Temp Closed: 0 | 2 | 0 | 0 | 13343-125-016011 | MCCULLOUGH OIL COMPANY, INC.
44424 | Currently in Use |  | 1993-07-16 |  | Petroleum | Premium gasoline | Premium gasoline | Retail | Steel | Steel | Coated & cathodic protection (sti-P3) |  | Flexible |  |  | Catchment Basin | Flow Rest 90% Full | Flow Rest 90% Full |  |  | Continuous Automatic Tank Gauge |  | Automatic shutoff device (AELLD) | Automatic shutoff device (AELLD) |  |  | Automatic electronic line leak detector (AELLD) | Automatic electronic line leak detector (AELLD) | Pressurized Piping | UST Currently In Use: 2; UST Temp Close: 0; AST Currently In Use: 0; AST Temp Closed: 0 | 2 | 0 | 0 | 13343-125-016011 | MCCULLOUGH OIL COMPANY, INC.
44425 | Permanently Closed | 2023-04-25 | 1988-01-01 |  | Petroleum | Unleaded gasoline | Unleaded gasoline | State/Federal Government | Fiberglass reinforced plastic | Fiberglass reinforced plastic |  |  | Fiberglass reinforced plastic |  | 1901-01-01 | Catchment Basin | Flow Rest 90% Full | Flow Rest 90% Full |  |  | Automatic Tank Gauge |  | Automatic flow restrictor (MLLD) | Automatic flow restrictor (MLLD) |  |  | Annual line testing | Annual line testing |  | UST Currently In Use: 0; UST Temp Close: 0; AST Currently In Use: 0; AST Temp Closed: 0 | 0 | 0 | 3 | 19113-101-016012 | STATE OF ALABAMA MOTOR POOL
44427 | Currently in Use |  | 1993-04-06 |  | Petroleum | Ethanol free gasoline | Ethanol free gasoline | Retail | Fiberglass coated steel | Fiberglass coated steel |  |  | Double Wall |  |  | Catchment Basin | Flow Rest 90% Full | Flow Rest 90% Full |  |  | Continuous Automatic Tank Gauge |  | Automatic flow restrictor (MLLD) | Automatic flow restrictor (MLLD) |  |  | Annual line testing | Annual line testing |  | UST Currently In Use: 3; UST Temp Close: 1; AST Currently In Use: 0; AST Temp Closed: 0 | 3 | 1 | 4 | 23157-121-011302 | SAHIN FEROZ LALANI & SHWETA LALANI
44430 | Currently in Use |  | 1993-04-06 |  | Petroleum | Premium gasoline | Premium gasoline | Retail | Fiberglass coated steel | Fiberglass coated steel |  |  | Flexible |  |  | Catchment Basin | Flow Rest 90% Full | Flow Rest 90% Full |  |  | Continuous Automatic Tank Gauge |  | Containment Sump | Automatic flow restrictor (MLLD) |  |  | Annual line testing | Annual line testing |  | UST Currently In Use: 3; UST Temp Close: 1; AST Currently In Use: 0; AST Temp Closed: 0 | 3 | 1 | 4 | 23157-121-011302 | SAHIN FEROZ LALANI & SHWETA LALANI
44433 | Currently in Use |  | 1993-04-06 |  | Petroleum | Unleaded gasoline | Unleaded gasoline | Retail | Fiberglass coated steel | Fiberglass coated steel |  |  | Double Wall |  |  | Catchment Basin | Flow Rest 90% Full | Flow Rest 90% Full |  |  | Continuous Automatic Tank Gauge |  | Containment Sump | Automatic flow restrictor (MLLD) |  |  | Annual line testing | Annual line testing |  | UST Currently In Use: 3; UST Temp Close: 1; AST Currently In Use: 0; AST Temp Closed: 0 | 3 | 1 | 4 | 23157-121-011302 | SAHIN FEROZ LALANI & SHWETA LALANI
44434 | Permanently Closed | 2002-03-12 | 1993-08-12 | 2002-03-12 | Petroleum | On road diesel | On road diesel | Emergency Power Generator | Fiberglass coated steel | Fiberglass coated steel |  |  | Fiberglass reinforced plastic |  | 1901-01-01 | Catchment Basin | Automatic shutoff device At 95% full | Audible high level alarm At 90% full |  |  |  |  | Automatic shutoff device (AELLD) | Automatic shutoff device (AELLD) |  |  | Statistical inventory reconciliation (SIR) | Continuous alarm system |  | UST Currently In Use: 1; UST Temp Close: 0; AST Currently In Use: 0; AST Temp Closed: 0 | 1 | 0 | 6 | 16407-101-013135 | RETIREMENT SYSTEMS OF ALABAMA
44435 | Permanently Closed | 2002-03-15 | 1993-08-23 | 2002-03-15 | Petroleum | On road diesel | On road diesel | State/Federal Government | Steel | Steel | Coated & cathodic protection (sti-P3) |  | COPPER |  | 1901-01-01 | Catchment Basin | Automatic shutoff device At 95% full | Audible high level alarm At 90% full |  |  |  |  | Automatic shutoff device (AELLD) | Automatic shutoff device (AELLD) |  |  | Continuous alarm system | Continuous alarm system |  | UST Currently In Use: 1; UST Temp Close: 0; AST Currently In Use: 0; AST Temp Closed: 0 | 1 | 0 | 6 | 16407-101-013135 | RETIREMENT SYSTEMS OF ALABAMA
44436 | Permanently Closed |  | 1986-09-01 |  | Petroleum | Used oil | Used oil | Industrial | Fiberglass reinforced plastic | Fiberglass reinforced plastic |  |  | Fiberglass reinforced plastic |  | 1901-01-01 | Other | Other | Other |  |  | Manual Tank Gauging (only tanks 1000 gal. or less and 48” or 64” in diameter) | [8 empty] | UST Currently In Use: 0; UST Temp Close: 0; AST Currently In Use: 0; AST Temp Closed: 0 | 0 | 0 | 3 | 24969-101-001905 | KOAM MAINTENANCE LLC
44437 | Permanently Closed | 1996-04-01 | 1993-06-23 | 1996-05-07 | Petroleum | On road diesel | On road diesel | Industrial | Fiberglass reinforced plastic | Fiberglass reinforced plastic |  |  | Fiberglass reinforced plastic |  | 1901-01-01 | Catchment Basin | Automatic shutoff device At 95% full | Automatic shutoff device At 95% full | Interstitial Monitoring within Secondary Containment | [10 empty] | UST Currently In Use: 0; UST Temp Close: 0; AST Currently In Use: 0; AST Temp Closed: 0 | 0 | 0 | 2 | 16777-073-000269 | G P MILLWORK SPECIALITY DIST CENTER
44438 | Cannot Locate or abandoned | 1996-09-12 | 1991-01-01 |  | Petroleum | Unleaded gasoline | Unleaded gasoline | Retail | [6 empty] | 1901-01-01 | [14 empty] | UST Currently In Use: 0; UST Temp Close: 0; AST Currently In Use: 0; AST Temp Closed: 0 | 0 | 0 | 3 | 12595-065-011323 | J O DAVIS
44439 | Cannot Locate or abandoned | 1996-09-12 | 1991-01-01 |  | Petroleum | Unleaded gasoline | Unleaded gasoline | Retail | [6 empty] | 1901-01-01 | [14 empty] | UST Currently In Use: 0; UST Temp Close: 0; AST Currently In Use: 0; AST Temp Closed: 0 | 0 | 0 | 3 | 12595-065-011323 | J O DAVIS
44440 | Cannot Locate or abandoned | 1996-09-12 | 1991-01-01 |  | Petroleum | Unleaded gasoline | Unleaded gasoline | Retail | [6 empty] | 1901-01-01 | [14 empty] | UST Currently In Use: 0; UST Temp Close: 0; AST Currently In Use: 0; AST Temp Closed: 0 | 0 | 0 | 3 | 12595-065-011323 | J O DAVIS
44441 | Permanently Closed | 1998-12-10 | 1990-01-01 | 1998-12-10 | Petroleum | On road diesel | On road diesel | Farm/Residential tank Less Than 1100 gal (Not Regulated) | [6 empty] | 1901-01-01 | [14 empty] | UST Currently In Use: 0; UST Temp Close: 0; AST Currently In Use: 0; AST Temp Closed: 0 | 0 | 0 | 2 | 19117-061-007286 | W. RANDY SHIELDS
44442 | Currently in Use |  | 1987-09-01 |  | Petroleum | Unleaded gasoline | Unleaded gasoline | Retail | Single Wall | Single Wall | Coated & cathodic protection (sti-P3) |  | Double Wall | OPW | 2008-04-15 | Catchment Basin | Flow Rest 90% Full | Flow Rest 90% Full |  |  | Continuous Automatic Tank Gauge |  | Automatic flow restrictor (MLLD) | Automatic flow restrictor (MLLD) | Interstitial Monitoring within Secondary Containment | SENSOR TO ATG | Continuous alarm system | Continuous alarm system |  | UST Currently In Use: 2; UST Temp Close: 0; AST Currently In Use: 0; AST Temp Closed: 0 | 2 | 0 | 1 | 19118-073-005302 | RIVER ROAD SALES INC
44444 | Permanently Closed | 2008-07-28 | 1987-09-01 | 2008-07-28 | Petroleum | Unleaded gasoline | Unleaded gasoline | Retail | Steel | Single Wall | Coated & cathodic protection (sti-P3) |  | Fiberglass reinforced plastic |  | 1901-01-01 | Catchment Basin | Flow Rest 90% Full | Flow Rest 90% Full |  |  | Continuous Automatic Tank Gauge |  | Containment Sump | Containment Sump | Interstitial Monitoring within Secondary Containment | SENSOR TO ATG |  |  |  | UST Currently In Use: 2; UST Temp Close: 0; AST Currently In Use: 0; AST Temp Closed: 0 | 2 | 0 | 1 | 19118-073-005302 | RIVER ROAD SALES INC
44445 | Currently in Use |  | 1993-07-02 |  | Petroleum | Unleaded gasoline | Unleaded gasoline | Retail | Steel | Steel | Coated & cathodic protection (sti-P3) |  | Fiberglass reinforced plastic |  | 1901-01-01 | Catchment Basin | Flow Rest 90% Full | Flow Rest 90% Full |  |  | Automatic Tank Gauge | [8 empty] | UST Currently In Use: 1; UST Temp Close: 0; AST Currently In Use: 0; AST Temp Closed: 0 | 1 | 0 | 0 | 24592-111-016015 | RAMILABEN PATEL
44446 | Currently in Use |  | 1993-07-30 |  | Petroleum | Unleaded gasoline | Unleaded gasoline | Retail | Double Wall | Double Wall |  |  | Fiberglass reinforced plastic |  | 1901-01-01 | Catchment Basin | Automatic shutoff device At 95% full | Automatic shutoff device At 95% full |  |  | Continuous Automatic Tank Gauge |  | Containment Sump | Automatic shutoff device (AELLD) | [5 empty] | UST Currently In Use: 3; UST Temp Close: 0; AST Currently In Use: 0; AST Temp Closed: 0 | 3 | 0 | 0 | 13343-115-016016 | MCCULLOUGH OIL COMPANY, INC.
44447 | Currently in Use |  | 1993-07-30 |  | Petroleum | Premium gasoline | Premium gasoline | Retail | Double Wall | Double Wall |  |  | Fiberglass reinforced plastic |  | 1901-01-01 | Catchment Basin | Automatic shutoff device At 95% full | Automatic shutoff device At 95% full |  |  | Continuous Automatic Tank Gauge |  | Automatic shutoff device (AELLD) | Automatic shutoff device (AELLD) | [5 empty] | UST Currently In Use: 3; UST Temp Close: 0; AST Currently In Use: 0; AST Temp Closed: 0 | 3 | 0 | 0 | 13343-115-016016 | MCCULLOUGH OIL COMPANY, INC.
44448 | Currently in Use |  | 1993-07-30 |  | Petroleum | On road diesel | On road diesel | Retail | Double Wall | Double Wall |  |  | Double Wall |  | 1901-01-01 | Catchment Basin | Automatic shutoff device At 95% full | Automatic shutoff device At 95% full |  |  | Continuous Automatic Tank Gauge |  | Automatic shutoff device (AELLD) | Automatic shutoff device (AELLD) | [5 empty] | UST Currently In Use: 3; UST Temp Close: 0; AST Currently In Use: 0; AST Temp Closed: 0 | 3 | 0 | 0 | 13343-115-016016 | MCCULLOUGH OIL COMPANY, INC.
44449 | Currently in Use |  | 1993-11-19 |  | Petroleum | On road diesel | On road diesel | Retail | Steel | Steel | Coated & cathodic protection (sti-P3) |  | Fiberglass reinforced plastic |  | 1901-01-01 | Catchment Basin | Automatic shutoff device At 95% full | Automatic shutoff device At 95% full |  |  | Statistical Inventory Reconciliation (SIR) |  | Automatic flow restrictor (MLLD) | Automatic flow restrictor (MLLD) |  |  | Annual line testing | Annual line testing |  | UST Currently In Use: 4; UST Temp Close: 0; AST Currently In Use: 0; AST Temp Closed: 0 | 4 | 0 | 0 | 23884-099-003765 | LOWES QUICK STOP, LLC
44450 | Permanently Closed | 2010-10-03 | 1993-11-30 | 2012-10-03 | Petroleum | Aviation fuel (JP-4; etc.) | Aviation fuel (JP-4; etc.) | Industrial | DBL WALL | Double Wall | Coated & cathodic protection (sti-P3) |  | ABOVEGRND |  |  | Catchment Basin | Audible high level alarm At 90% full | Audible high level alarm At 90% full | Interstitial Monitoring within Secondary Containment | MANUAL/VISUAL CHECK |  |  | ABOVEGRND | Other |  |  | ABOVEGRND | Other |  | UST Currently In Use: 5; UST Temp Close: 0; AST Currently In Use: 8; AST Temp Closed: 0 | 5 | 0 | 34 | 14817-097-011471 | CONTINENTAL MOTORS, INC.
44451 | Currently in Use |  | 1993-03-01 |  | Petroleum | Unleaded gasoline | Unleaded gasoline | Retail | Steel | Steel | Coated & cathodic protection (sti-P3) |  | Fiberglass reinforced plastic |  |  | Catchment Basin | Flow Rest 90% Full | Flow Rest 90% Full |  |  | Automatic Tank Gauge |  | Automatic flow restrictor (MLLD) | Automatic flow restrictor (MLLD) |  |  | Annual line testing | Annual line testing |  | UST Currently In Use: 2; UST Temp Close: 0; AST Currently In Use: 0; AST Temp Closed: 0 | 2 | 0 | 5 | 25274-045-014629 | ANV LLC DBA CITGO OZARK STOP N GO #3
44452 | Currently in Use |  | 1993-03-01 |  | Petroleum | Unleaded gasoline | Unleaded gasoline | Retail | Steel | Steel | Coated & cathodic protection (sti-P3) |  | Fiberglass reinforced plastic |  |  | Catchment Basin | Flow Rest 90% Full | Flow Rest 90% Full |  |  | Automatic Tank Gauge |  | Automatic flow restrictor (MLLD) | Automatic flow restrictor (MLLD) |  |  | Annual line testing | Annual line testing |  | UST Currently In Use: 2; UST Temp Close: 0; AST Currently In Use: 0; AST Temp Closed: 0 | 2 | 0 | 5 | 25274-045-014629 | ANV LLC DBA CITGO OZARK STOP N GO #3
44453 | Currently in Use |  | 1993-11-22 |  | Petroleum | Unleaded gasoline | Unleaded gasoline | Retail | Steel | Steel | Coated & cathodic protection (sti-P3) |  | Fiberglass reinforced plastic |  |  | Catchment Basin | Flow Rest 90% Full | Flow Rest 90% Full |  |  | Automatic Tank Gauge |  | Automatic flow restrictor (MLLD) | Automatic flow restrictor (MLLD) |  |  | Annual line testing | Annual line testing |  | UST Currently In Use: 2; UST Temp Close: 0; AST Currently In Use: 0; AST Temp Closed: 0 | 2 | 0 | 3 | 20875-039-000079 | GITTY UP-N-GO, INC.
44454 | Currently in Use |  | 1993-11-22 |  | Petroleum | Premium gasoline | Premium gasoline | Retail | Steel | Steel | Coated & cathodic protection (sti-P3) |  | Fiberglass reinforced plastic |  |  | Catchment Basin | Flow Rest 90% Full | Flow Rest 90% Full |  |  | Automatic Tank Gauge |  | Automatic flow restrictor (MLLD) | Automatic flow restrictor (MLLD) |  |  | Annual line testing | Annual line testing |  | UST Currently In Use: 2; UST Temp Close: 0; AST Currently In Use: 0; AST Temp Closed: 0 | 2 | 0 | 3 | 20875-039-000079 | GITTY UP-N-GO, INC.
44455 | Currently in Use |  | 1993-09-01 |  | Petroleum | Premium gasoline | Premium gasoline | Retail | Fiberglass reinforced plastic | Fiberglass reinforced plastic |  |  | Double Wall |  | 1901-01-01 | Catchment Basin | Automatic shutoff device At 95% full | Audible high level alarm At 90% full |  |  | Continuous Automatic Tank Gauge |  | Automatic shutoff device (AELLD) | Automatic shutoff device (AELLD) |  |  | Automatic electronic line leak detector (AELLD) | Automatic electronic line leak detector (AELLD) |  | UST Currently In Use: 3; UST Temp Close: 0; AST Currently In Use: 0; AST Temp Closed: 0 | 3 | 0 | 1 | 11576-089-016017 | DUTCH OIL COMPANY
44456 | Currently in Use |  | 1993-09-01 |  | Petroleum | On road diesel | On road diesel | Retail | Fiberglass reinforced plastic | Fiberglass reinforced plastic |  |  | Fiberglass reinforced plastic |  | 1901-01-01 | Catchment Basin | Audible high level alarm At 90% full | Audible high level alarm At 90% full |  |  | Continuous Automatic Tank Gauge |  | Automatic shutoff device (AELLD) | Automatic shutoff device (AELLD) |  |  | Automatic electronic line leak detector (AELLD) | Automatic electronic line leak detector (AELLD) |  | UST Currently In Use: 3; UST Temp Close: 0; AST Currently In Use: 0; AST Temp Closed: 0 | 3 | 0 | 1 | 11576-089-016017 | DUTCH OIL COMPANY
44457 | Currently in Use |  | 1993-09-01 |  | Petroleum | Unleaded gasoline | Unleaded gasoline | Retail | Fiberglass reinforced plastic | Fiberglass reinforced plastic |  |  | Double Wall |  | 1901-01-01 | Catchment Basin | Audible high level alarm At 90% full | Audible high level alarm At 90% full |  |  | Continuous Automatic Tank Gauge |  | Automatic shutoff device (AELLD) | Automatic shutoff device (AELLD) |  |  | Automatic electronic line leak detector (AELLD) | Automatic electronic line leak detector (AELLD) |  | UST Currently In Use: 3; UST Temp Close: 0; AST Currently In Use: 0; AST Temp Closed: 0 | 3 | 0 | 1 | 11576-089-016017 | DUTCH OIL COMPANY
44458 | Permanently Closed | 2001-10-18 | 1993-12-17 | 2001-10-18 | Petroleum | Unleaded gasoline | Unleaded gasoline | Retail | Fiberglass reinforced plastic | Fiberglass reinforced plastic |  |  | Fiberglass reinforced plastic |  | 1901-01-01 | Catchment Basin | Audible high level alarm At 90% full | Audible high level alarm At 90% full | Interstitial Monitoring within Secondary Containment |  | Automatic Tank Gauge |  |  |  | Interstitial Monitoring within Secondary Containment |  | Statistical inventory reconciliation (SIR) | Continuous alarm system |  | UST Currently In Use: 0; UST Temp Close: 0; AST Currently In Use: 0; AST Temp Closed: 0 | 0 | 0 | 8 | 10825-089-009181 | CAMPBELL AND SONS OIL COMPANY, INC.
44459 | Permanently Closed | 2001-10-18 | 1993-12-17 | 2001-10-18 | Petroleum | Mid-grade gasoline | Mid-grade gasoline | Retail | Fiberglass reinforced plastic | Fiberglass reinforced plastic |  |  | Fiberglass reinforced plastic |  | 1901-01-01 | Catchment Basin | Audible high level alarm At 90% full | Audible high level alarm At 90% full | Interstitial Monitoring within Secondary Containment |  | Automatic Tank Gauge |  |  |  | Interstitial Monitoring within Secondary Containment |  | Statistical inventory reconciliation (SIR) | Continuous alarm system |  | UST Currently In Use: 0; UST Temp Close: 0; AST Currently In Use: 0; AST Temp Closed: 0 | 0 | 0 | 8 | 10825-089-009181 | CAMPBELL AND SONS OIL COMPANY, INC.
44460 | Permanently Closed | 2001-10-18 | 1993-12-17 | 2001-10-18 | Petroleum | Premium gasoline | Premium gasoline | Retail | Fiberglass reinforced plastic | Fiberglass reinforced plastic |  |  | Fiberglass reinforced plastic |  | 1901-01-01 | Catchment Basin | Audible high level alarm At 90% full | Audible high level alarm At 90% full | Interstitial Monitoring within Secondary Containment |  | Automatic Tank Gauge |  |  |  | Interstitial Monitoring within Secondary Containment |  | Statistical inventory reconciliation (SIR) | Continuous alarm system |  | UST Currently In Use: 0; UST Temp Close: 0; AST Currently In Use: 0; AST Temp Closed: 0 | 0 | 0 | 8 | 10825-089-009181 | CAMPBELL AND SONS OIL COMPANY, INC.
44461 | Permanently Closed | 2001-10-18 | 1993-12-17 | 2001-10-18 | Petroleum | On road diesel | On road diesel | Retail | Fiberglass reinforced plastic | Fiberglass reinforced plastic |  |  | Fiberglass reinforced plastic |  | 1901-01-01 | Catchment Basin | Audible high level alarm At 90% full | Audible high level alarm At 90% full | Interstitial Monitoring within Secondary Containment |  | Automatic Tank Gauge |  |  |  | Interstitial Monitoring within Secondary Containment |  | Continuous alarm system | Continuous alarm system |  | UST Currently In Use: 0; UST Temp Close: 0; AST Currently In Use: 0; AST Temp Closed: 0 | 0 | 0 | 8 | 10825-089-009181 | CAMPBELL AND SONS OIL COMPANY, INC.
44462 | Currently in Use |  | 1993-10-16 |  | Petroleum | Unleaded gasoline | Unleaded gasoline | Retail | Single Wall | Single Wall | Coated & cathodic protection (sti-P3) |  | Fiberglass reinforced plastic |  |  | Catchment Basin | Flow Rest 90% Full | Flow Rest 90% Full |  |  | Continuous Automatic Tank Gauge | Single walled submersible pump containment sump | Automatic flow restrictor (MLLD) | Automatic flow restrictor (MLLD) |  | SENSOR TO ATG | Annual line testing | Annual line testing |  | UST Currently In Use: 3; UST Temp Close: 0; AST Currently In Use: 0; AST Temp Closed: 0 | 3 | 0 | 0 | 23632-127-016018 | SRINA 1ST AVENUE LLC
44463 | Currently in Use |  | 1993-10-16 |  | Petroleum | Premium gasoline | Premium gasoline | Retail | Single Wall | Single Wall | Field installed cathodic protection |  | Double Wall |  |  | Catchment Basin | Flow Rest 90% Full | Flow Rest 90% Full |  |  | Continuous Automatic Tank Gauge | Single walled submersible pump containment sump | Automatic flow restrictor (MLLD) | Automatic flow restrictor (MLLD) |  | SENSOR TO ATG | Annual line testing | Annual line testing |  | UST Currently In Use: 3; UST Temp Close: 0; AST Currently In Use: 0; AST Temp Closed: 0 | 3 | 0 | 0 | 23632-127-016018 | SRINA 1ST AVENUE LLC
44464 | Currently in Use |  | 1993-10-16 |  | Petroleum | On road diesel | On road diesel | Retail | Single Wall | Single Wall | Coated & cathodic protection (sti-P3) |  | Fiberglass reinforced plastic |  |  | Catchment Basin | Flow Rest 90% Full | Flow Rest 90% Full |  |  | Continuous Automatic Tank Gauge | Single walled submersible pump containment sump | Automatic flow restrictor (MLLD) | Automatic flow restrictor (MLLD) |  | SENSOR TO ATG | Annual line testing | Annual line testing |  | UST Currently In Use: 3; UST Temp Close: 0; AST Currently In Use: 0; AST Temp Closed: 0 | 3 | 0 | 0 | 23632-127-016018 | SRINA 1ST AVENUE LLC
44465 | Permanently Closed | 1995-05-16 | 1901-01-01 | 1995-05-16 | Petroleum | Unleaded gasoline | Unleaded gasoline | Retail | Steel | Steel |  |  | Steel |  | 1901-01-01 | [14 empty] | UST Currently In Use: 0; UST Temp Close: 2; AST Currently In Use: 0; AST Temp Closed: 0 | 0 | 2 | 1 | 22191-097-016019 | MIKE NGUYEN
44466 | Currently in Use |  | 1993-09-20 |  | Petroleum | Unleaded gasoline | Unleaded gasoline | Retail | Steel | Single Wall | Coated & cathodic protection (sti-P3) |  | Fiberglass reinforced plastic |  | 1901-01-01 | Catchment Basin | Flow Rest 90% Full | Flow Rest 90% Full |  |  | Automatic Tank Gauge |  | Automatic flow restrictor (MLLD) | Automatic flow restrictor (MLLD) |  | MANUAL/VISUAL CHECK | Annual line testing | Annual line testing |  | UST Currently In Use: 2; UST Temp Close: 0; AST Currently In Use: 0; AST Temp Closed: 0 | 2 | 0 | 0 | 21025-089-016022 | MED EXPRESS INC
44467 | Currently in Use |  | 1993-09-20 |  | Petroleum | Premium gasoline | Premium gasoline | Retail | Single Wall | Single Wall | Coated & cathodic protection (sti-P3) |  | Fiberglass reinforced plastic |  | 1901-01-01 | Catchment Basin | Flow Rest 90% Full | Flow Rest 90% Full |  |  | Automatic Tank Gauge |  | Automatic flow restrictor (MLLD) | Automatic flow restrictor (MLLD) |  | MANUAL/VISUAL CHECK | Annual line testing | Annual line testing |  | UST Currently In Use: 2; UST Temp Close: 0; AST Currently In Use: 0; AST Temp Closed: 0 | 2 | 0 | 0 | 21025-089-016022 | MED EXPRESS INC
44468 | Currently in Use |  | 1993-10-01 |  | Petroleum | On road diesel | On road diesel | Retail | Steel | Single Wall | Coated & cathodic protection (sti-P3) |  | Fiberglass reinforced plastic |  |  | Catchment Basin | Flow Rest 90% Full | Automatic shutoff device At 95% full |  |  | Statistical Inventory Reconciliation (SIR) | [8 empty] | UST Currently In Use: 4; UST Temp Close: 0; AST Currently In Use: 0; AST Temp Closed: 0 | 4 | 0 | 2 | 14776-019-005713 | BROWN OIL CO INC
44469 | Permanently Closed | 2003-07-19 | 1986-09-19 | 2004-10-14 | Petroleum | On road diesel | On road diesel | Industrial | Steel | Steel | Field installed cathodic protection | Painted or None | Steel |  | 1901-01-01 | Catchment Basin | Automatic shutoff device At 95% full | Automatic shutoff device At 95% full | [8 empty] | Annual line testing | Annual line testing |  | UST Currently In Use: 0; UST Temp Close: 0; AST Currently In Use: 0; AST Temp Closed: 0 | 0 | 0 | 2 | 19148-059-016023 | HEILIG MEYERS COMPANY
44470 | Permanently Closed | 2003-07-19 | 1986-09-19 | 2004-10-14 | Petroleum | On road diesel | On road diesel | Industrial | Steel | Steel | Field installed cathodic protection |  | Steel |  | 1901-01-01 | Catchment Basin | Automatic shutoff device At 95% full | Automatic shutoff device At 95% full | [8 empty] | Annual line testing | Annual line testing |  | UST Currently In Use: 0; UST Temp Close: 0; AST Currently In Use: 0; AST Temp Closed: 0 | 0 | 0 | 2 | 19148-059-016023 | HEILIG MEYERS COMPANY
44471 | Temporary Closed | 1995-01-01 | 1993-09-02 |  | Petroleum | On road diesel | On road diesel | Industrial | Steel | Steel | Coated & cathodic protection (sti-P3) |  | Fiberglass reinforced plastic |  | 1901-01-01 | Catchment Basin | Flow Rest 90% Full | Flow Rest 90% Full | Interstitial Monitoring within Secondary Containment |  |  |  | Automatic flow restrictor (MLLD) | Automatic flow restrictor (MLLD) | [5 empty] | UST Currently In Use: 0; UST Temp Close: 1; AST Currently In Use: 0; AST Temp Closed: 0 | 0 | 1 | 0 | 22393-067-016034 | AWA FABRICATION AND CONSTRUCTION
44474 | Currently in Use |  | 1993-10-12 |  | Petroleum | On road diesel | On road diesel | Retail | Steel | Single Wall | Coated & cathodic protection (sti-P3) |  | Double Wall |  |  | Catchment Basin | Automatic shutoff device At 95% full | Automatic shutoff device At 95% full |  |  | Continuous Automatic Tank Gauge |  | Containment Sump | Automatic flow restrictor (MLLD) | Interstitial Monitoring within Secondary Containment |  | Annual line testing | Annual line testing |  | UST Currently In Use: 4; UST Temp Close: 0; AST Currently In Use: 0; AST Temp Closed: 0 | 4 | 0 | 3 | 24900-117-011769 | AANYA PROPERTIES
44475 | Currently in Use |  | 1993-10-12 |  | Petroleum | Unleaded gasoline | Unleaded gasoline | Retail | Steel | Single Wall | Coated & cathodic protection (sti-P3) |  | Double Wall |  |  | Catchment Basin | Flow Rest 90% Full | Flow Rest 90% Full |  |  | Continuous Automatic Tank Gauge |  | Automatic flow restrictor (MLLD) | Automatic flow restrictor (MLLD) | Interstitial Monitoring within Secondary Containment |  | Annual line testing | Annual line testing |  | UST Currently In Use: 4; UST Temp Close: 0; AST Currently In Use: 0; AST Temp Closed: 0 | 4 | 0 | 3 | 24900-117-011769 | AANYA PROPERTIES
44476 | Currently in Use |  | 1993-10-12 |  | Petroleum | Mid-grade gasoline | Mid-grade gasoline | Retail | Steel | Single Wall | Coated & cathodic protection (sti-P3) |  | Flexible |  |  | Catchment Basin | Flow Rest 90% Full | Flow Rest 90% Full |  |  | Continuous Automatic Tank Gauge |  | Containment Sump | Automatic flow restrictor (MLLD) | Interstitial Monitoring within Secondary Containment |  | Annual line testing | Annual line testing |  | UST Currently In Use: 4; UST Temp Close: 0; AST Currently In Use: 0; AST Temp Closed: 0 | 4 | 0 | 3 | 24900-117-011769 | AANYA PROPERTIES
44477 | Currently in Use |  | 1993-10-12 |  | Petroleum | Premium gasoline | Premium gasoline | Retail | Single Wall | Single Wall | Coated & cathodic protection (sti-P3) |  | Double Wall |  |  | Catchment Basin | Flow Rest 90% Full | Flow Rest 90% Full |  |  | Continuous Automatic Tank Gauge |  | Automatic flow restrictor (MLLD) | Automatic flow restrictor (MLLD) | Interstitial Monitoring within Secondary Containment |  | Annual line testing | Annual line testing |  | UST Currently In Use: 4; UST Temp Close: 0; AST Currently In Use: 0; AST Temp Closed: 0 | 4 | 0 | 3 | 24900-117-011769 | AANYA PROPERTIES
44478 | Permanently Closed | 1996-06-14 | 1901-01-01 | 1996-06-14 | Petroleum | Unleaded gasoline | Unleaded gasoline | Retail | Steel | Steel |  |  | Steel |  | 1901-01-01 | [14 empty] | UST Currently In Use: 0; UST Temp Close: 0; AST Currently In Use: 0; AST Temp Closed: 0 | 0 | 0 | 4 | 19132-081-016021 | DOROTHY WARD ESTATE
44479 | Permanently Closed | 1996-06-14 | 1901-01-01 | 1996-06-14 | Petroleum | Unleaded gasoline | Unleaded gasoline | Retail | Steel | Steel |  |  | Steel |  | 1901-01-01 | [14 empty] | UST Currently In Use: 0; UST Temp Close: 0; AST Currently In Use: 0; AST Temp Closed: 0 | 0 | 0 | 4 | 19132-081-016021 | DOROTHY WARD ESTATE
44480 | Permanently Closed | 1996-06-14 | 1901-01-01 | 1996-06-14 | Petroleum | Unleaded gasoline | Unleaded gasoline | Retail | Steel | Steel |  |  | Steel |  | 1901-01-01 | [14 empty] | UST Currently In Use: 0; UST Temp Close: 0; AST Currently In Use: 0; AST Temp Closed: 0 | 0 | 0 | 4 | 19132-081-016021 | DOROTHY WARD ESTATE
44481 | Permanently Closed | 1996-06-14 | 1901-01-01 | 1996-06-14 | Petroleum | Used oil | Used oil | Retail | Steel | Steel |  |  | Steel |  | 1901-01-01 | [14 empty] | UST Currently In Use: 0; UST Temp Close: 0; AST Currently In Use: 0; AST Temp Closed: 0 | 0 | 0 | 4 | 19132-081-016021 | DOROTHY WARD ESTATE
44482 | Permanently Closed | 1998-12-21 | 1968-01-01 | 1999-02-03 | Petroleum | Used oil | Used oil |  | Steel | Steel |  |  | Steel |  | 1901-01-01 | [14 empty] | UST Currently In Use: 0; UST Temp Close: 0; AST Currently In Use: 0; AST Temp Closed: 0 | 0 | 0 | 6 | 14283-073-008841 | S E RUSSELL JR
44483 | Temporary Closed | 2012-03-12 | 1993-12-27 |  | Petroleum | On road diesel | On road diesel | Retail | Steel | Steel | Coated & cathodic protection (sti-P3) |  | Fiberglass reinforced plastic |  |  | Catchment Basin | Automatic shutoff device At 95% full | Automatic shutoff device At 95% full |  |  | Automatic Tank Gauge |  | Automatic flow restrictor (MLLD) | Automatic flow restrictor (MLLD) |  |  | Annual line testing | Annual line testing |  | UST Currently In Use: 0; UST Temp Close: 3; AST Currently In Use: 0; AST Temp Closed: 0 | 0 | 3 | 5 | 20717-053-009028 | JOHN CARDWELL
44484 | Permanently Closed | 2006-12-31 | 1987-07-22 |  | Petroleum | Unleaded gasoline | Unleaded gasoline | Retail | Steel | Steel | Coated & cathodic protection (sti-P3) |  | Fiberglass reinforced plastic |  | 1901-01-01 | Catchment Basin | Flow Rest 90% Full | Flow Rest 90% Full |  |  | Statistical Inventory Reconciliation (SIR) | [5 empty] | Statistical inventory reconciliation (SIR) | Statistical inventory reconciliation (SIR) |  | UST Currently In Use: 0; UST Temp Close: 0; AST Currently In Use: 0; AST Temp Closed: 0 | 0 | 0 | 3 | 22963-101-016177 | AEHNLICH AUTOMOTIVE INC
44485 | Permanently Closed | 2006-12-31 | 1987-07-22 |  | Petroleum | Unleaded gasoline | Unleaded gasoline | Retail | Steel | Steel | Coated & cathodic protection (sti-P3) |  | Fiberglass reinforced plastic |  | 1901-01-01 | Catchment Basin | Flow Rest 90% Full | Flow Rest 90% Full |  |  | Statistical Inventory Reconciliation (SIR) | [5 empty] | Statistical inventory reconciliation (SIR) | Statistical inventory reconciliation (SIR) |  | UST Currently In Use: 0; UST Temp Close: 0; AST Currently In Use: 0; AST Temp Closed: 0 | 0 | 0 | 3 | 22963-101-016177 | AEHNLICH AUTOMOTIVE INC
44486 | Permanently Closed | 2006-12-31 | 1987-07-22 |  | Petroleum | Used oil | Used oil | Retail | Steel | Steel | Coated & cathodic protection (sti-P3) |  |  |  | 1901-01-01 | Other | Other | Other |  |  | Manual Tank Gauging (only tanks 1000 gal. or less and 48” or 64” in diameter) | [8 empty] | UST Currently In Use: 0; UST Temp Close: 0; AST Currently In Use: 0; AST Temp Closed: 0 | 0 | 0 | 3 | 22963-101-016177 | AEHNLICH AUTOMOTIVE INC
44487 | Currently in Use |  | 1993-12-23 |  | Petroleum | Unleaded gasoline | Unleaded gasoline | Industrial | Double Wall | Double Wall |  |  | Fiberglass reinforced plastic |  | 1901-01-01 | Catchment Basin | Automatic shutoff device At 95% full | Automatic shutoff device At 95% full | Interstitial Monitoring within Secondary Containment |  | Continuous Automatic Tank Gauge |  | Automatic shutoff device (AELLD) | Automatic shutoff device (AELLD) |  |  | Continuous alarm system | Continuous alarm system |  | UST Currently In Use: 2; UST Temp Close: 0; AST Currently In Use: 0; AST Temp Closed: 0 | 2 | 0 | 2 | 10146-073-010995 | ALABAMA POWER COMPANY
44488 | Permanently Closed | 1994-03-29 | 1911-11-11 | 1994-03-29 | Petroleum | Unleaded gasoline | Unleaded gasoline | Retail | [6 empty] | 1901-01-01 | [14 empty] | UST Currently In Use: 0; UST Temp Close: 0; AST Currently In Use: 0; AST Temp Closed: 0 | 0 | 0 | 1 | 10188-089-000480 | CHILDERS DISTRIBUTION CO INC
44489 | Permanently Closed | 1998-05-01 | 1993-11-20 | 1998-05-15 | Petroleum | Unleaded gasoline | Unleaded gasoline | Industrial | Fiberglass reinforced plastic | Fiberglass reinforced plastic |  |  | Fiberglass reinforced plastic |  | 1901-01-01 | Catchment Basin | Automatic shutoff device At 95% full | Automatic shutoff device At 95% full | Interstitial Monitoring within Secondary Containment | [10 empty] | UST Currently In Use: 0; UST Temp Close: 0; AST Currently In Use: 0; AST Temp Closed: 0 | 0 | 0 | 2 | 15107-073-006886 | UNITED STATES POSTAL SERVICE
44490 | Currently in Use |  | 1993-07-01 |  | Petroleum | Unleaded gasoline | Unleaded gasoline | Retail | Steel | Steel | Coated & cathodic protection (sti-P3) |  | Flexible |  |  | Catchment Basin | Flow Rest 90% Full | Flow Rest 90% Full |  |  | Automatic Tank Gauge |  | Containment Sump | Automatic flow restrictor (MLLD) | Interstitial Monitoring within Secondary Containment |  |  |  |  | UST Currently In Use: 2; UST Temp Close: 0; AST Currently In Use: 0; AST Temp Closed: 0 | 2 | 0 | 0 | 25421-007-016295 | SHEZAD KESHWANI
44491 | Currently in Use |  | 1993-07-01 |  | Petroleum | Premium gasoline | Premium gasoline | Retail | Steel | Steel | Coated & cathodic protection (sti-P3) |  | Flexible |  |  | Catchment Basin | Flow Rest 90% Full | Flow Rest 90% Full |  |  | Statistical Inventory Reconciliation (SIR) |  | Automatic flow restrictor (MLLD) | Automatic flow restrictor (MLLD) | Interstitial Monitoring within Secondary Containment |  | Statistical inventory reconciliation (SIR) | Statistical inventory reconciliation (SIR) |  | UST Currently In Use: 2; UST Temp Close: 0; AST Currently In Use: 0; AST Temp Closed: 0 | 2 | 0 | 0 | 25421-007-016295 | SHEZAD KESHWANI
44492 | Cannot Locate or abandoned | 2004-02-20 | 1993-04-01 |  | Petroleum | Unleaded gasoline | Unleaded gasoline | Retail | Steel | Steel | Coated & cathodic protection (sti-P3) |  | Fiberglass reinforced plastic |  | 1901-01-01 | Catchment Basin | Automatic shutoff device At 95% full | Automatic shutoff device At 95% full | [8 empty] | Annual line testing | Annual line testing |  | UST Currently In Use: 0; UST Temp Close: 0; AST Currently In Use: 0; AST Temp Closed: 0 | 0 | 0 | 0 | 19159-069-016298 | JEAN HARDY
44493 | Cannot Locate or abandoned | 2004-02-20 | 1993-04-01 |  | Petroleum | Unleaded gasoline | Unleaded gasoline | Retail | Steel | Steel | Coated & cathodic protection (sti-P3) |  | Fiberglass reinforced plastic |  | 1901-01-01 | Catchment Basin | Automatic shutoff device At 95% full | Automatic shutoff device At 95% full | [8 empty] | Annual line testing | Annual line testing |  | UST Currently In Use: 0; UST Temp Close: 0; AST Currently In Use: 0; AST Temp Closed: 0 | 0 | 0 | 0 | 19159-069-016298 | JEAN HARDY
44494 | Permanently Closed | 1996-07-03 | 1982-01-01 | 1996-07-03 | Petroleum | Unleaded gasoline | Unleaded gasoline |  | Fiberglass reinforced plastic | Fiberglass reinforced plastic |  |  | Fiberglass reinforced plastic |  | 1901-01-01 | [11 empty] | Annual line testing | Annual line testing |  | UST Currently In Use: 0; UST Temp Close: 0; AST Currently In Use: 0; AST Temp Closed: 0 | 0 | 0 | 7 | 24850-073-011529 | MOVING ON UP III, LLC
44495 | Permanently Closed | 1996-07-03 | 1982-01-01 | 1996-07-03 | Petroleum | Unleaded gasoline | Unleaded gasoline |  | Fiberglass reinforced plastic | Fiberglass reinforced plastic |  |  | Fiberglass reinforced plastic |  | 1901-01-01 | Catchment Basin | Automatic shutoff device At 95% full | Automatic shutoff device At 95% full | [8 empty] | Annual line testing | Annual line testing |  | UST Currently In Use: 0; UST Temp Close: 0; AST Currently In Use: 0; AST Temp Closed: 0 | 0 | 0 | 7 | 24850-073-011529 | MOVING ON UP III, LLC
44496 | Permanently Closed | 1996-07-03 | 1982-01-01 | 1996-07-03 | Petroleum | Unleaded gasoline | Unleaded gasoline | Retail | Fiberglass reinforced plastic | Fiberglass reinforced plastic |  |  | Fiberglass reinforced plastic |  | 1901-01-01 | Catchment Basin | Automatic shutoff device At 95% full | Automatic shutoff device At 95% full | [8 empty] | Annual line testing | Annual line testing |  | UST Currently In Use: 0; UST Temp Close: 0; AST Currently In Use: 0; AST Temp Closed: 0 | 0 | 0 | 7 | 24850-073-011529 | MOVING ON UP III, LLC
44497 | Permanently Closed | 1996-07-03 | 1982-01-01 | 1996-07-03 | Petroleum | On road diesel | On road diesel | Retail | Fiberglass reinforced plastic | Fiberglass reinforced plastic |  |  | Fiberglass reinforced plastic |  | 1901-01-01 | Catchment Basin | Automatic shutoff device At 95% full | Automatic shutoff device At 95% full | [8 empty] | Annual line testing | Annual line testing |  | UST Currently In Use: 0; UST Temp Close: 0; AST Currently In Use: 0; AST Temp Closed: 0 | 0 | 0 | 7 | 24850-073-011529 | MOVING ON UP III, LLC
44498 | Permanently Closed | 1996-07-03 | 1982-01-01 | 1996-07-03 | Petroleum | Used oil | Used oil | Retail | Fiberglass reinforced plastic | Fiberglass reinforced plastic |  |  | Fiberglass reinforced plastic |  | 1901-01-01 | Catchment Basin | Automatic shutoff device At 95% full | Automatic shutoff device At 95% full |  |  | Manual Tank Gauging (only tanks 1000 gal. or less and 48” or 64” in diameter) | [8 empty] | UST Currently In Use: 0; UST Temp Close: 0; AST Currently In Use: 0; AST Temp Closed: 0 | 0 | 0 | 7 | 24850-073-011529 | MOVING ON UP III, LLC
44499 | Currently in Use |  | 1993-10-15 |  | Petroleum | Unleaded gasoline | Unleaded gasoline | Retail | Single Wall | Single Wall | Coated & cathodic protection (sti-P3) |  | Double Wall |  |  | Catchment Basin | Flow Rest 90% Full | Flow Rest 90% Full |  |  | Continuous Automatic Tank Gauge | Single walled submersible pump containment sump | Automatic flow restrictor (MLLD) | Automatic flow restrictor (MLLD) |  | SENSOR TO ATG | Annual line testing | Annual line testing |  | UST Currently In Use: 2; UST Temp Close: 0; AST Currently In Use: 0; AST Temp Closed: 0 | 2 | 0 | 0 | 24432-043-017167 | RACHELLE WILSON
44500 | Currently in Use |  | 1993-10-15 |  | Petroleum | Premium gasoline | Premium gasoline | Retail | Steel | Single Wall | Coated & cathodic protection (sti-P3) |  | Fiberglass reinforced plastic |  |  | Catchment Basin | Flow Rest 90% Full | Flow Rest 90% Full |  |  | Continuous Automatic Tank Gauge | Single walled submersible pump containment sump | Containment Sump | Automatic flow restrictor (MLLD) |  | SENSOR TO ATG | Annual line testing | Annual line testing |  | UST Currently In Use: 2; UST Temp Close: 0; AST Currently In Use: 0; AST Temp Closed: 0 | 2 | 0 | 0 | 24432-043-017167 | RACHELLE WILSON
44501 | Currently in Use |  | 1993-11-01 |  | Petroleum | Unleaded gasoline | Unleaded gasoline | Retail | Steel | Steel | Coated & cathodic protection (sti-P3) |  | Fiberglass reinforced plastic |  |  | Catchment Basin | Flow Rest 90% Full | Flow Rest 90% Full |  |  | Statistical Inventory Reconciliation (SIR) |  | Automatic flow restrictor (MLLD) | Automatic flow restrictor (MLLD) |  |  | Annual line testing | Annual line testing |  | UST Currently In Use: 4; UST Temp Close: 0; AST Currently In Use: 0; AST Temp Closed: 0 | 4 | 0 | 4 | 11453-053-008189 | DIAMOND GASOLINE STATIONS, INC.
44502 | Currently in Use |  | 1993-11-01 |  | Petroleum | Unleaded gasoline | Unleaded gasoline | Retail | Steel | Steel | Coated & cathodic protection (sti-P3) |  | Fiberglass reinforced plastic |  |  | Catchment Basin | Flow Rest 90% Full | Flow Rest 90% Full |  |  | Statistical Inventory Reconciliation (SIR) |  | Automatic flow restrictor (MLLD) | Automatic flow restrictor (MLLD) |  |  | Annual line testing | Annual line testing |  | UST Currently In Use: 4; UST Temp Close: 0; AST Currently In Use: 0; AST Temp Closed: 0 | 4 | 0 | 4 | 11453-053-008189 | DIAMOND GASOLINE STATIONS, INC.
44503 | Currently in Use |  | 1993-11-01 |  | Petroleum | Premium gasoline | Premium gasoline | Retail | Steel | Steel | Coated & cathodic protection (sti-P3) |  | Fiberglass reinforced plastic |  |  | Catchment Basin | Flow Rest 90% Full | Flow Rest 90% Full |  |  | Statistical Inventory Reconciliation (SIR) |  | Containment Sump | Automatic flow restrictor (MLLD) |  |  | Annual line testing | Annual line testing |  | UST Currently In Use: 4; UST Temp Close: 0; AST Currently In Use: 0; AST Temp Closed: 0 | 4 | 0 | 4 | 11453-053-008189 | DIAMOND GASOLINE STATIONS, INC.
44504 | Currently in Use |  | 1993-11-01 |  | Petroleum | On road diesel | On road diesel | Retail | Steel | Steel | Coated & cathodic protection (sti-P3) |  | Fiberglass reinforced plastic |  |  | Catchment Basin | Flow Rest 90% Full | Flow Rest 90% Full |  |  | Continuous Automatic Tank Gauge |  | Automatic flow restrictor (MLLD) | Automatic flow restrictor (MLLD) |  |  | Annual line testing | Annual line testing |  | UST Currently In Use: 4; UST Temp Close: 0; AST Currently In Use: 0; AST Temp Closed: 0 | 4 | 0 | 4 | 11453-053-008189 | DIAMOND GASOLINE STATIONS, INC.
44505 | Permanently Closed | 2011-08-14 | 1993-10-29 | 2012-07-02 | Petroleum | Unleaded gasoline | Unleaded gasoline | Retail | Single Wall | Single Wall | Coated & cathodic protection (sti-P3) |  | Fiberglass reinforced plastic |  |  | Catchment Basin | Automatic shutoff device At 95% full | Automatic shutoff device At 95% full |  |  | Continuous Automatic Tank Gauge | [8 empty] | UST Currently In Use: 0; UST Temp Close: 0; AST Currently In Use: 0; AST Temp Closed: 0 | 0 | 0 | 9 | 13816-103-007591 | PEEBLES OIL C/O EVANS & ASSOCIATES
44506 | Permanently Closed | 2011-08-14 | 1993-10-29 | 2012-07-02 | Petroleum | Mid-grade gasoline | Mid-grade gasoline | Retail | Steel | Single Wall | Coated & cathodic protection (sti-P3) |  | Fiberglass reinforced plastic |  |  | Catchment Basin | Automatic shutoff device At 95% full | Automatic shutoff device At 95% full |  |  | Continuous Automatic Tank Gauge | [8 empty] | UST Currently In Use: 0; UST Temp Close: 0; AST Currently In Use: 0; AST Temp Closed: 0 | 0 | 0 | 9 | 13816-103-007591 | PEEBLES OIL C/O EVANS & ASSOCIATES
44507 | Permanently Closed | 2011-08-14 | 1993-10-29 | 2012-07-02 | Petroleum | Premium gasoline | Premium gasoline | Retail | Steel | Single Wall | Coated & cathodic protection (sti-P3) |  | Single Wall |  |  | Catchment Basin | Automatic shutoff device At 95% full | Automatic shutoff device At 95% full |  |  | Continuous Automatic Tank Gauge | [8 empty] | UST Currently In Use: 0; UST Temp Close: 0; AST Currently In Use: 0; AST Temp Closed: 0 | 0 | 0 | 9 | 13816-103-007591 | PEEBLES OIL C/O EVANS & ASSOCIATES
44508 | Permanently Closed | 2011-08-14 | 1993-10-29 | 2012-07-02 | Petroleum | On road diesel | On road diesel | Retail | Single Wall | Single Wall | Coated & cathodic protection (sti-P3) |  | Single Wall |  |  | Catchment Basin | Automatic shutoff device At 95% full | Automatic shutoff device At 95% full |  |  | Continuous Automatic Tank Gauge | [8 empty] | UST Currently In Use: 0; UST Temp Close: 0; AST Currently In Use: 0; AST Temp Closed: 0 | 0 | 0 | 9 | 13816-103-007591 | PEEBLES OIL C/O EVANS & ASSOCIATES
44509 | Permanently Closed | 2011-08-14 | 1993-10-29 | 2012-07-02 | Petroleum | On road diesel | On road diesel | Retail | Single Wall | Single Wall | Coated & cathodic protection (sti-P3) |  | Single Wall |  |  | Catchment Basin | Automatic shutoff device At 95% full | Automatic shutoff device At 95% full |  |  | Continuous Automatic Tank Gauge | [8 empty] | UST Currently In Use: 0; UST Temp Close: 0; AST Currently In Use: 0; AST Temp Closed: 0 | 0 | 0 | 9 | 13816-103-007591 | PEEBLES OIL C/O EVANS & ASSOCIATES
44510 | Permanently Closed | 2012-07-18 | 1993-12-10 | 2012-07-18 | Petroleum | Unleaded gasoline | Unleaded gasoline | Retail | Steel | Steel | Coated & cathodic protection (sti-P3) |  | Fiberglass reinforced plastic |  |  | Catchment Basin | Automatic shutoff device At 95% full | Automatic shutoff device At 95% full |  |  | Statistical Inventory Reconciliation (SIR) | [8 empty] | UST Currently In Use: 0; UST Temp Close: 0; AST Currently In Use: 0; AST Temp Closed: 0 | 0 | 0 | 6 | 15525-099-003762 | ROBERT A BLACK
44511 | Currently in Use |  | 1994-01-17 |  | Petroleum | Unleaded gasoline | Unleaded gasoline | Retail | Steel | Steel | Coated & cathodic protection (sti-P3) |  | Fiberglass reinforced plastic |  |  | Catchment Basin | Flow Rest 90% Full | Automatic shutoff device At 95% full |  |  | Automatic Tank Gauge | [8 empty] | UST Currently In Use: 2; UST Temp Close: 0; AST Currently In Use: 0; AST Temp Closed: 0 | 2 | 0 | 4 | 24701-013-013590 | LEIGH ANN MYRICK
44512 | Currently in Use |  | 1994-01-17 |  | Petroleum | On road diesel | On road diesel | Retail | Steel | Steel | Coated & cathodic protection (sti-P3) |  | Fiberglass reinforced plastic |  |  | Catchment Basin | Flow Rest 90% Full | Automatic shutoff device At 95% full |  |  | Automatic Tank Gauge | [8 empty] | UST Currently In Use: 2; UST Temp Close: 0; AST Currently In Use: 0; AST Temp Closed: 0 | 2 | 0 | 4 | 24701-013-013590 | LEIGH ANN MYRICK
44513 | Currently in Use |  | 1993-12-15 |  | Petroleum | On road diesel | On road diesel | Retail | Fiberglass reinforced plastic | Fiberglass reinforced plastic |  |  | DBWALL |  | 1901-01-01 | Catchment Basin | Flow Rest 90% Full | Automatic shutoff device At 95% full |  |  | Continuous Automatic Tank Gauge |  | IN HOUSE | Automatic shutoff device (AELLD) |  |  | IN HOUSE | Other |  | UST Currently In Use: 3; UST Temp Close: 0; AST Currently In Use: 0; AST Temp Closed: 0 | 3 | 0 | 1 | 15420-123-016257 | MAPCO EXPRESS, INC.
44514 | Currently in Use |  | 1993-12-15 |  | Petroleum | Premium gasoline | Premium gasoline | Retail | Fiberglass reinforced plastic | Fiberglass reinforced plastic |  |  | Fiberglass reinforced plastic |  | 1901-01-01 | Catchment Basin | Automatic shutoff device At 95% full | Automatic shutoff device At 95% full |  |  | Continuous Automatic Tank Gauge |  | Automatic shutoff device (AELLD) | Automatic shutoff device (AELLD) | [5 empty] | UST Currently In Use: 3; UST Temp Close: 0; AST Currently In Use: 0; AST Temp Closed: 0 | 3 | 0 | 1 | 15420-123-016257 | MAPCO EXPRESS, INC.
44516 | Permanently Closed | 2000-10-28 | 1993-12-15 | 2000-10-28 | Petroleum | On road diesel | On road diesel | Retail | Fiberglass reinforced plastic | Fiberglass reinforced plastic |  |  | DBWALL |  | 1901-01-01 | Catchment Basin | Audible high level alarm At 90% full | Audible high level alarm At 90% full |  |  | Automatic Tank Gauge |  |  |  |  | INTERSTITIAL BARRIER | Annual line testing | Annual line testing |  | UST Currently In Use: 3; UST Temp Close: 0; AST Currently In Use: 0; AST Temp Closed: 0 | 3 | 0 | 1 | 15420-123-016257 | MAPCO EXPRESS, INC.
44517 | Permanently Closed | 1994-04-26 | 1982-09-09 | 1994-04-26 | Petroleum | Unleaded gasoline | Unleaded gasoline | Emergency power generator | Steel | Steel |  | Painted or None | COPPER |  | 1901-01-01 | Catchment Basin | Audible high level alarm At 90% full | Audible high level alarm At 90% full | [8 empty] | Annual line testing | Annual line testing |  | UST Currently In Use: 0; UST Temp Close: 0; AST Currently In Use: 1; AST Temp Closed: 0 | 0 | 0 | 2 | 14462-121-012166 | BELLSOUTH TELECOMM. DBA AT&T ALA.
44518 | Permanently Closed | 1997-02-10 | 1986-07-15 | 1997-03-11 | Petroleum | On road diesel | On road diesel | Emergency power generator | Fiberglass coated steel | Fiberglass coated steel |  |  | Other |  | 1901-01-01 | Catchment Basin | Audible high level alarm At 90% full | Audible high level alarm At 90% full | [8 empty] | Annual line testing | Annual line testing |  | UST Currently In Use: 0; UST Temp Close: 0; AST Currently In Use: 1; AST Temp Closed: 0 | 0 | 0 | 2 | 14462-117-012034 | BELLSOUTH TELECOMM. DBA AT&T ALA.
44519 | Permanently Closed | 1995-10-28 | 1993-06-25 | 1997-10-28 | Petroleum | On road diesel | On road diesel | Emergency power generator | Fiberglass coated steel | Fiberglass coated steel |  |  | COPPER |  | 1901-01-01 | Catchment Basin | Audible high level alarm At 90% full | Audible high level alarm At 90% full | Interstitial Monitoring within Secondary Containment |  | Automatic Tank Gauge | [8 empty] | UST Currently In Use: 1; UST Temp Close: 0; AST Currently In Use: 0; AST Temp Closed: 0 | 1 | 0 | 3 | 14462-073-012077 | BELLSOUTH TELECOMM. DBA AT&T ALA.
44520 | Permanently Closed | 1996-09-01 | 1989-03-29 | 1996-09-01 | Petroleum | On road diesel | On road diesel | Emergency power generator | Fiberglass reinforced plastic | Fiberglass reinforced plastic |  |  | COPPER |  | 1901-01-01 | Catchment Basin | Audible high level alarm At 90% full | Audible high level alarm At 90% full | Interstitial Monitoring within Secondary Containment |  | Automatic Tank Gauge | [8 empty] | UST Currently In Use: 1; UST Temp Close: 0; AST Currently In Use: 0; AST Temp Closed: 0 | 1 | 0 | 2 | 14462-101-015283 | BELLSOUTH TELECOMM. DBA AT&T ALA.
44521 | Permanently Closed | 1997-04-14 | 1989-09-25 | 1997-04-15 | Petroleum | On road diesel | On road diesel | Emergency power generator | Fiberglass reinforced plastic | Fiberglass coated steel |  |  | Other |  | 1901-01-01 | Catchment Basin | Audible high level alarm At 90% full | Audible high level alarm At 90% full | Interstitial Monitoring within Secondary Containment |  | Automatic Tank Gauge | [8 empty] | UST Currently In Use: 0; UST Temp Close: 0; AST Currently In Use: 1; AST Temp Closed: 0 | 0 | 0 | 2 | 14462-021-012093 | BELLSOUTH TELECOMM. DBA AT&T ALA.
44522 | Permanently Closed | 1996-01-12 | 1986-04-21 23:00 | 1996-01-12 | Petroleum | On road diesel | On road diesel | Bulk facility | Fiberglass coated steel | Fiberglass coated steel |  |  | COPPER |  | 1901-01-01 | Catchment Basin | Audible high level alarm At 90% full | Audible high level alarm At 90% full |  |  | Automatic Tank Gauge | [8 empty] | UST Currently In Use: 0; UST Temp Close: 0; AST Currently In Use: 1; AST Temp Closed: 0 | 0 | 0 | 2 | 14462-109-012214 | BELLSOUTH TELECOMM. DBA AT&T ALA.
44523 | Permanently Closed | 1997-07-03 | 1989-10-10 | 1997-07-03 | Petroleum | On road diesel | On road diesel | Emergency power generator | Fiberglass reinforced plastic | Fiberglass reinforced plastic |  |  | Other |  | 1901-01-01 | Catchment Basin | Audible high level alarm At 90% full | Audible high level alarm At 90% full |  |  | Automatic Tank Gauge | [8 empty] | UST Currently In Use: 0; UST Temp Close: 0; AST Currently In Use: 0; AST Temp Closed: 0 | 0 | 0 | 2 | 14462-051-015289 | BELLSOUTH TELECOMM. DBA AT&T ALA.
44524 | Permanently Closed | 1986-05-01 | 1971-01-01 | 1986-05-01 | Petroleum | On road diesel | On road diesel | Emergency power generator | Steel | Steel |  | Painted or None | Steel |  | 1901-01-01 |  | Audible high level alarm At 90% full | Audible high level alarm At 90% full | [11 empty] | UST Currently In Use: 1; UST Temp Close: 0; AST Currently In Use: 0; AST Temp Closed: 0 | 1 | 0 | 2 | 14462-073-012057 | BELLSOUTH TELECOMM. DBA AT&T ALA.
44525 | Permanently Closed | 1983-06-01 | 1970-03-02 | 1983-06-01 | Petroleum | Unleaded gasoline | Unleaded gasoline | Emergency power generator | Steel | Steel |  | Painted or None |  |  | 1901-01-01 | [14 empty] | UST Currently In Use: 0; UST Temp Close: 0; AST Currently In Use: 1; AST Temp Closed: 0 | 0 | 0 | 2 | 14462-073-012085 | BELLSOUTH TELECOMM. DBA AT&T ALA.
44526 | Permanently Closed | 1987-05-03 | 1952-03-18 | 1987-05-03 | Petroleum | On road diesel | On road diesel | Emergency power generator | Steel | Steel |  | Painted or None | COPPER |  | 1901-01-01 | [14 empty] | UST Currently In Use: 0; UST Temp Close: 0; AST Currently In Use: 1; AST Temp Closed: 0 | 0 | 0 | 2 | 14462-123-013330 | BELLSOUTH TELECOMM. DBA AT&T ALA.
44527 | Permanently Closed | 1986-02-01 | 1971-02-01 | 1986-02-01 | Petroleum | Other, EMPTY | Other | Emergency power generator | Steel | Steel |  |  |  |  | 1901-01-01 | [14 empty] | UST Currently In Use: 0; UST Temp Close: 0; AST Currently In Use: 0; AST Temp Closed: 0 | 0 | 0 | 2 | 14462-043-012095 | BELLSOUTH TELECOMM. DBA AT&T ALA.
44528 | Permanently Closed | 1987-10-30 | 1973-06-01 | 1987-10-30 | Petroleum | Unleaded gasoline | Unleaded gasoline | Bulk facility | Steel | Steel |  | Painted or None |  |  | 1901-01-01 | [14 empty] | UST Currently In Use: 0; UST Temp Close: 0; AST Currently In Use: 0; AST Temp Closed: 0 | 0 | 0 | 2 | 14462-043-015654 | BELLSOUTH TELECOMM. DBA AT&T ALA.
44529 | Permanently Closed | 1986-07-15 | 1968-01-01 | 1986-07-15 | Petroleum | Unleaded gasoline | Unleaded gasoline | Emergency power generator | Steel | Steel |  |  | Steel |  | 1901-01-01 | [14 empty] | UST Currently In Use: 1; UST Temp Close: 0; AST Currently In Use: 0; AST Temp Closed: 0 | 1 | 0 | 2 | 14462-071-012080 | BELLSOUTH TELECOMM. DBA AT&T ALA.
44530 | Permanently Closed | 1991-10-01 | 1952-01-01 | 1991-10-01 | Petroleum | On road diesel | On road diesel | Emergency power generator | Steel | Steel |  | Painted or None | Steel |  | 1901-01-01 | [14 empty] | UST Currently In Use: 0; UST Temp Close: 0; AST Currently In Use: 1; AST Temp Closed: 0 | 0 | 0 | 2 | 14462-097-012174 | BELLSOUTH TELECOMM. DBA AT&T ALA.
44531 | Permanently Closed | 1987-07-30 | 1967-01-01 | 1987-07-30 | Petroleum | Other, UNKNOWN | Other | Emergency power generator | Steel | Steel |  | Painted or None |  |  | 1901-01-01 | [14 empty] | UST Currently In Use: 0; UST Temp Close: 0; AST Currently In Use: 1; AST Temp Closed: 0 | 0 | 0 | 2 | 14462-065-015573 | BELLSOUTH TELECOMM. DBA AT&T ALA.
44532 | Permanently Closed | 1993-05-24 | 1992-01-22 | 1993-05-24 | Petroleum | Unleaded gasoline | Unleaded gasoline | Bulk facility | Fiberglass reinforced plastic | Fiberglass reinforced plastic |  |  | COPPER |  | 1901-01-01 | Catchment Basin | Audible high level alarm At 90% full | Audible high level alarm At 90% full | Interstitial Monitoring within Secondary Containment |  | Automatic Tank Gauge |  |  |  | Interstitial Monitoring within Secondary Containment |  |  |  |  | UST Currently In Use: 0; UST Temp Close: 0; AST Currently In Use: 0; AST Temp Closed: 0 | 0 | 0 | 2 | 14462-125-012216 | BELLSOUTH TELECOMM. DBA AT&T ALA.
44533 | Permanently Closed | 1986-03-10 | 1965-01-01 | 1986-03-10 | Petroleum | Other, UNKNOWN | Other | Emergency power generator | Steel | Steel |  |  |  |  | 1901-01-01 | [14 empty] | UST Currently In Use: 0; UST Temp Close: 0; AST Currently In Use: 1; AST Temp Closed: 0 | 0 | 0 | 2 | 14462-119-012226 | BELLSOUTH TELECOMM. DBA AT&T ALA.
44534 | Permanently Closed | 1988-03-08 | 1970-01-02 | 1988-03-08 | Petroleum | Unleaded gasoline | Unleaded gasoline | Bulk facility | Steel | Steel |  | Painted or None | Other |  | 1901-01-01 | [14 empty] | UST Currently In Use: 0; UST Temp Close: 0; AST Currently In Use: 0; AST Temp Closed: 0 | 0 | 0 | 2 | 14462-127-015117 | BELLSOUTH TELECOMM. DBA AT&T ALA.
44535 | Permanently Closed | 1983-08-18 | 1972-01-01 | 1983-08-18 | Petroleum | Unleaded gasoline | Unleaded gasoline | Emergency power generator | Steel | Steel |  | Painted or None |  |  | 1901-01-01 | [14 empty] | UST Currently In Use: 0; UST Temp Close: 0; AST Currently In Use: 1; AST Temp Closed: 0 | 0 | 0 | 2 | 14462-113-012146 | BELLSOUTH TELECOMM. DBA AT&T ALA.
44536 | Permanently Closed | 1988-06-01 | 1971-01-01 | 1988-06-01 | Petroleum | Unleaded gasoline | Unleaded gasoline | Emergency power generator | Steel | Steel |  | Painted or None |  |  | 1901-01-01 | [14 empty] | UST Currently In Use: 0; UST Temp Close: 0; AST Currently In Use: 1; AST Temp Closed: 0 | 0 | 0 | 2 | 14462-113-012194 | BELLSOUTH TELECOMM. DBA AT&T ALA.
44537 | Permanently Closed | 1989-03-29 | 1974-01-01 | 1989-03-29 | Petroleum | Unleaded gasoline | Unleaded gasoline | Bulk facility | Steel | Steel |  |  |  |  | 1901-01-01 | [11 empty] | Annual line testing | Annual line testing |  | UST Currently In Use: 0; UST Temp Close: 0; AST Currently In Use: 0; AST Temp Closed: 0 | 0 | 0 | 2 | 14462-113-012193 | BELLSOUTH TELECOMM. DBA AT&T ALA.
44538 | Permanently Closed | 1992-05-14 | 1966-01-01 | 1992-05-14 | Petroleum | Unleaded gasoline | Unleaded gasoline | Emergency power generator | Steel | Steel |  | Painted or None |  |  | 1901-01-01 | [11 empty] | Annual line testing | Annual line testing |  | UST Currently In Use: 0; UST Temp Close: 0; AST Currently In Use: 0; AST Temp Closed: 0 | 0 | 0 | 1 | 14462-081-016520 | BELLSOUTH TELECOMM. DBA AT&T ALA.
44539 | Permanently Closed | 1987-04-15 | 1971-11-01 | 1987-04-15 | Petroleum | Unleaded gasoline | Unleaded gasoline | Emergency power generator | Steel | Steel |  | Painted or None |  |  | 1901-01-01 | [11 empty] | Annual line testing | Annual line testing |  | UST Currently In Use: 0; UST Temp Close: 0; AST Currently In Use: 1; AST Temp Closed: 0 | 0 | 0 | 2 | 14462-077-012154 | BELLSOUTH TELECOMM. DBA AT&T ALA.
44540 | Permanently Closed | 1993-06-04 | 1984-07-02 | 1993-06-04 | Petroleum | Unleaded gasoline | Unleaded gasoline | Bulk facility | Steel | Steel |  |  | Steel |  | 1901-01-01 | [14 empty] | UST Currently In Use: 0; UST Temp Close: 0; AST Currently In Use: 0; AST Temp Closed: 0 | 0 | 0 | 2 | 14462-015-012037 | BELLSOUTH TELECOMM. DBA AT&T ALA.
44541 | Permanently Closed | 1990-01-25 | 1965-01-02 | 1990-01-25 | Petroleum | Unleaded gasoline | Unleaded gasoline | Emergency power generator |  |  |  |  | Other |  | 1901-01-01 | [14 empty] | UST Currently In Use: 0; UST Temp Close: 0; AST Currently In Use: 1; AST Temp Closed: 0 | 0 | 0 | 2 | 14462-073-012084 | BELLSOUTH TELECOMM. DBA AT&T ALA.
44542 | Permanently Closed | 1988-12-01 | 1964-01-02 | 1988-12-01 | Petroleum | Other, UNKNOWN | Other | Emergency power generator | Steel | Steel |  |  |  |  | 1901-01-01 | [14 empty] | UST Currently In Use: 1; UST Temp Close: 0; AST Currently In Use: 0; AST Temp Closed: 0 | 1 | 0 | 2 | 14462-035-012119 | BELLSOUTH TELECOMM. DBA AT&T ALA.
44543 | Currently in Use |  | 1989-12-01 |  | Petroleum | On road diesel | On road diesel | State/Federal Government | Fiberglass reinforced plastic | Fiberglass reinforced plastic |  |  | Steel |  |  | Catchment Basin | Automatic shutoff device At 95% full | Automatic shutoff device At 95% full |  |  | Manual Tank Gauging (only tanks 1000 gal. or less and 48” or 64” in diameter) | [8 empty] | UST Currently In Use: 3; UST Temp Close: 0; AST Currently In Use: 0; AST Temp Closed: 0 | 3 | 0 | 0 | 10112-005-015952 | ALABAMA DEPT OF CORRECTIONS
44544 | Currently in Use |  | 1989-12-01 |  | Petroleum | On road diesel | On road diesel | State/Federal Government | Fiberglass reinforced plastic | Fiberglass reinforced plastic |  |  | Steel |  |  | Catchment Basin | Automatic shutoff device At 95% full | Automatic shutoff device At 95% full |  |  | Manual Tank Gauging (only tanks 1000 gal. or less and 48” or 64” in diameter) | [8 empty] | UST Currently In Use: 3; UST Temp Close: 0; AST Currently In Use: 0; AST Temp Closed: 0 | 3 | 0 | 0 | 10112-005-015952 | ALABAMA DEPT OF CORRECTIONS
44545 | Currently in Use |  | 1989-12-01 |  | Petroleum | On road diesel | On road diesel | State/Federal Government | Fiberglass reinforced plastic | Fiberglass reinforced plastic |  |  | Steel |  |  | Catchment Basin | Automatic shutoff device At 95% full | Automatic shutoff device At 95% full |  |  | Manual Tank Gauging (only tanks 1000 gal. or less and 48” or 64” in diameter) | [8 empty] | UST Currently In Use: 3; UST Temp Close: 0; AST Currently In Use: 0; AST Temp Closed: 0 | 3 | 0 | 0 | 10112-005-015952 | ALABAMA DEPT OF CORRECTIONS
44546 | Currently in Use |  | 1989-12-01 |  | Petroleum | On road diesel | On road diesel | State/Federal Government | Fiberglass reinforced plastic | Fiberglass reinforced plastic |  |  | Steel |  |  | Catchment Basin | Automatic shutoff device At 95% full | Automatic shutoff device At 95% full |  |  | Manual Tank Gauging (only tanks 1000 gal. or less and 48” or 64” in diameter) | [8 empty] | UST Currently In Use: 3; UST Temp Close: 0; AST Currently In Use: 0; AST Temp Closed: 0 | 3 | 0 | 0 | 10112-005-015953 | ALABAMA DEPT OF CORRECTIONS
44547 | Currently in Use |  | 1989-12-01 |  | Petroleum | On road diesel | On road diesel | Bulk facility | Fiberglass reinforced plastic | Fiberglass reinforced plastic |  |  | Steel |  |  | Catchment Basin | Automatic shutoff device At 95% full | Automatic shutoff device At 95% full |  |  | Manual Tank Gauging (only tanks 1000 gal. or less and 48” or 64” in diameter) | [8 empty] | UST Currently In Use: 3; UST Temp Close: 0; AST Currently In Use: 0; AST Temp Closed: 0 | 3 | 0 | 0 | 10112-005-015953 | ALABAMA DEPT OF CORRECTIONS
44548 | Currently in Use |  | 1989-12-01 |  | Petroleum | On road diesel | On road diesel | Bulk facility | Fiberglass reinforced plastic | Fiberglass reinforced plastic |  |  | Steel |  |  | Catchment Basin | Automatic shutoff device At 95% full | Automatic shutoff device At 95% full |  |  | Manual Tank Gauging (only tanks 1000 gal. or less and 48” or 64” in diameter) | [8 empty] | UST Currently In Use: 3; UST Temp Close: 0; AST Currently In Use: 0; AST Temp Closed: 0 | 3 | 0 | 0 | 10112-005-015953 | ALABAMA DEPT OF CORRECTIONS
44549 | Currently in Use |  | 1993-10-30 |  | Petroleum | Unleaded gasoline | Unleaded gasoline | Retail | Fiberglass reinforced plastic | Fiberglass reinforced plastic |  |  | Fiberglass reinforced plastic |  | 1901-01-01 | Catchment Basin | Automatic shutoff device At 95% full | Automatic shutoff device At 95% full |  |  | Continuous Automatic Tank Gauge |  | Automatic shutoff device (AELLD) | Automatic shutoff device (AELLD) | [5 empty] | UST Currently In Use: 3; UST Temp Close: 0; AST Currently In Use: 0; AST Temp Closed: 0 | 3 | 0 | 0 | 13526-117-016531 | MOORE OIL COMPANY, INC.
44550 | Currently in Use |  | 1993-10-30 |  | Petroleum | Unleaded gasoline | Unleaded gasoline | Retail | Fiberglass reinforced plastic | Fiberglass reinforced plastic |  |  | Fiberglass reinforced plastic |  | 1901-01-01 | Catchment Basin | Automatic shutoff device At 95% full | Automatic shutoff device At 95% full |  |  | Continuous Automatic Tank Gauge |  | Automatic shutoff device (AELLD) | Automatic shutoff device (AELLD) | [5 empty] | UST Currently In Use: 3; UST Temp Close: 0; AST Currently In Use: 0; AST Temp Closed: 0 | 3 | 0 | 0 | 13526-117-016531 | MOORE OIL COMPANY, INC.
44551 | Currently in Use |  | 1993-10-30 |  | Petroleum | Premium gasoline | Premium gasoline | Retail | Fiberglass reinforced plastic | Fiberglass reinforced plastic |  |  | Fiberglass reinforced plastic |  | 1901-01-01 | Catchment Basin | Automatic shutoff device At 95% full | Automatic shutoff device At 95% full |  |  | Continuous Automatic Tank Gauge |  | Automatic shutoff device (AELLD) | Automatic shutoff device (AELLD) | [5 empty] | UST Currently In Use: 3; UST Temp Close: 0; AST Currently In Use: 0; AST Temp Closed: 0 | 3 | 0 | 0 | 13526-117-016531 | MOORE OIL COMPANY, INC.
44552 | Permanently Closed | 1995-01-01 | 1981-01-06 | 1995-03-16 | Petroleum | Used oil | Used oil | Local Government | Steel | Steel |  |  | Steel |  | 1901-01-01 | [14 empty] | UST Currently In Use: 0; UST Temp Close: 0; AST Currently In Use: 0; AST Temp Closed: 0 | 0 | 0 | 5 | 11037-073-000381 | CITY OF HOMEWOOD
44554 | Currently in Use |  | 1993-02-08 |  | Petroleum | Unleaded gasoline | Unleaded gasoline | Retail | Steel | Steel | Coated & cathodic protection (sti-P3) |  | Flexible |  |  | Catchment Basin | Flow Rest 90% Full | Flow Rest 90% Full |  |  | Continuous Automatic Tank Gauge |  | Automatic shutoff device (AELLD) | Automatic shutoff device (AELLD) | [5 empty] | UST Currently In Use: 3; UST Temp Close: 0; AST Currently In Use: 0; AST Temp Closed: 0 | 3 | 0 | 0 | 20072-125-016601 | A & M OIL CO LLC
44556 | Currently in Use |  | 1993-02-08 |  | Petroleum | Premium gasoline | Premium gasoline | Retail | Steel | Steel | Coated & cathodic protection (sti-P3) |  | Flexible |  |  | Catchment Basin | Flow Rest 90% Full | Flow Rest 90% Full |  |  | Continuous Automatic Tank Gauge |  | Automatic shutoff device (AELLD) | Automatic shutoff device (AELLD) | [5 empty] | UST Currently In Use: 3; UST Temp Close: 0; AST Currently In Use: 0; AST Temp Closed: 0 | 3 | 0 | 0 | 20072-125-016601 | A & M OIL CO LLC
44557 | Currently in Use |  | 1993-02-08 |  | Petroleum | On road diesel | On road diesel | Retail | Steel | Steel | Coated & cathodic protection (sti-P3) |  | Flexible |  |  | Catchment Basin | Flow Rest 90% Full | Flow Rest 90% Full |  |  | Continuous Automatic Tank Gauge |  | Automatic shutoff device (AELLD) | Automatic shutoff device (AELLD) | [5 empty] | UST Currently In Use: 3; UST Temp Close: 0; AST Currently In Use: 0; AST Temp Closed: 0 | 3 | 0 | 0 | 20072-125-016601 | A & M OIL CO LLC
44558 | Permanently Closed | 1998-09-11 | 1989-01-01 | 1998-09-11 | Petroleum | Unleaded gasoline | Unleaded gasoline | Retail | DBWALL | Fiberglass reinforced plastic |  |  | DBWALL |  | 1901-01-01 | Catchment Basin | Flow Rest 90% Full | Flow Rest 90% Full | Interstitial Monitoring within Secondary Containment | [10 empty] | UST Currently In Use: 0; UST Temp Close: 0; AST Currently In Use: 0; AST Temp Closed: 0 | 0 | 0 | 2 | 19332-073-016605 | STATE FARM INSURANCE
44559 | Permanently Closed | 1998-09-11 | 1989-01-01 | 1998-09-11 | Petroleum | On road diesel | On road diesel | Retail | Fiberglass reinforced plastic | Fiberglass reinforced plastic |  |  | Fiberglass reinforced plastic |  | 1901-01-01 | Catchment Basin | Flow Rest 90% Full | Flow Rest 90% Full | Interstitial Monitoring within Secondary Containment | [10 empty] | UST Currently In Use: 0; UST Temp Close: 0; AST Currently In Use: 0; AST Temp Closed: 0 | 0 | 0 | 2 | 19332-073-016605 | STATE FARM INSURANCE
44560 | Permanently Closed | 2001-06-19 | 1994-01-07 | 2001-06-19 | Petroleum | Unleaded gasoline | Unleaded gasoline | Local Government | Steel | Steel | Coated & cathodic protection (sti-P3) |  | Fiberglass reinforced plastic |  | 1901-01-01 | Catchment Basin | Flow Rest 90% Full | Flow Rest 90% Full | Interstitial Monitoring within Secondary Containment | [7 empty] | Annual line testing | Annual line testing |  | UST Currently In Use: 0; UST Temp Close: 0; AST Currently In Use: 0; AST Temp Closed: 0 | 0 | 0 | 3 | 10358-001-009486 | AUTAUGA COUNTY COMMISSION
44561 | Currently in Use |  | 1994-01-25 |  | Petroleum | Unleaded gasoline | Unleaded gasoline | Local government | Steel | Steel | Coated & cathodic protection (sti-P3) |  | Fiberglass reinforced plastic |  |  | Catchment Basin | Flow Rest 90% Full | Flow Rest 90% Full | Interstitial Monitoring within Secondary Containment | [10 empty] | UST Currently In Use: 2; UST Temp Close: 0; AST Currently In Use: 0; AST Temp Closed: 0 | 2 | 0 | 2 | 10358-001-009489 | AUTAUGA COUNTY COMMISSION
44562 | Currently in Use |  | 1994-02-10 |  | Petroleum | Unleaded gasoline | Unleaded gasoline | Local Government | Steel | Steel | Coated & cathodic protection (sti-P3) |  | Fiberglass reinforced plastic |  |  | Catchment Basin | Flow Rest 90% Full | Audible high level alarm At 90% full |  |  | Continuous Automatic Tank Gauge | [8 empty] | UST Currently In Use: 1; UST Temp Close: 0; AST Currently In Use: 0; AST Temp Closed: 0 | 1 | 0 | 0 | 11032-003-016682 | CITY OF GULF SHORES
44563 | Currently in Use |  | 1993-07-14 |  | Petroleum | Premium gasoline | Premium gasoline | Retail | Single Wall | Single Wall | Coated & cathodic protection (sti-P3) |  | Fiberglass reinforced plastic |  | 1901-01-01 | Catchment Basin | Flow Rest 90% Full | Flow Rest 90% Full |  |  | Automatic Tank Gauge |  | Automatic flow restrictor (MLLD) | Automatic flow restrictor (MLLD) |  |  | Annual line testing | Annual line testing |  | UST Currently In Use: 4; UST Temp Close: 0; AST Currently In Use: 0; AST Temp Closed: 0 | 4 | 0 | 0 | 25452-097-016686 | AMITKUMAR PATEL
44564 | Currently in Use |  | 1993-07-14 |  | Petroleum | Mid-grade gasoline | Mid-grade gasoline | Retail | Steel | Single Wall | Coated & cathodic protection (sti-P3) |  | Fiberglass reinforced plastic |  | 1901-01-01 | Catchment Basin | Flow Rest 90% Full | Flow Rest 90% Full |  |  | Automatic Tank Gauge |  | Automatic flow restrictor (MLLD) | Automatic flow restrictor (MLLD) |  |  | Annual line testing | Annual line testing |  | UST Currently In Use: 4; UST Temp Close: 0; AST Currently In Use: 0; AST Temp Closed: 0 | 4 | 0 | 0 | 25452-097-016686 | AMITKUMAR PATEL
44565 | Currently in Use |  | 1993-07-14 |  | Petroleum | Unleaded gasoline | Unleaded gasoline | Retail | Steel | Single Wall | Coated & cathodic protection (sti-P3) |  | Fiberglass reinforced plastic |  | 1901-01-01 | Catchment Basin | Flow Rest 90% Full | Flow Rest 90% Full |  |  | Other |  | Automatic flow restrictor (MLLD) | Automatic flow restrictor (MLLD) |  |  | Annual line testing | Annual line testing |  | UST Currently In Use: 4; UST Temp Close: 0; AST Currently In Use: 0; AST Temp Closed: 0 | 4 | 0 | 0 | 25452-097-016686 | AMITKUMAR PATEL
44566 | Currently in Use |  | 1993-07-14 |  | Petroleum | On road diesel | On road diesel | Retail | Steel | Single Wall | Coated & cathodic protection (sti-P3) |  | Fiberglass reinforced plastic |  | 1901-01-01 | Catchment Basin | Flow Rest 90% Full | Flow Rest 90% Full |  |  | Other |  | Automatic flow restrictor (MLLD) | Automatic flow restrictor (MLLD) |  |  | Annual line testing | Annual line testing |  | UST Currently In Use: 4; UST Temp Close: 0; AST Currently In Use: 0; AST Temp Closed: 0 | 4 | 0 | 0 | 25452-097-016686 | AMITKUMAR PATEL
44567 | Permanently Closed | 1999-04-19 | 1974-01-01 | 1999-04-19 | Petroleum | Unleaded gasoline | Unleaded gasoline | Bulk facility | Steel | Steel |  |  | Steel |  | 1901-01-01 | [11 empty] | Annual line testing | Annual line testing |  | UST Currently In Use: 0; UST Temp Close: 1; AST Currently In Use: 0; AST Temp Closed: 0 | 0 | 1 | 1 | 22969-103-009196 | CENTRAL BAPTIST CHURCH
44568 | Temporary Closed | 2009-12-01 | 1974-01-01 |  | Petroleum | On road diesel | On road diesel | Emergency Power Generator | Single Wall | Single Wall | Field installed cathodic protection |  | Single Wall |  |  | Catchment Basin | Automatic shutoff device At 95% full | Automatic shutoff device At 95% full | [11 empty] | UST Currently In Use: 0; UST Temp Close: 1; AST Currently In Use: 0; AST Temp Closed: 0 | 0 | 1 | 1 | 22969-103-009196 | CENTRAL BAPTIST CHURCH
44569 | Permanently Closed | 2009-06-20 | 1994-02-08 | 2013-10-21 | Petroleum | Unleaded gasoline | Unleaded gasoline | Retail | Steel | Steel | Coated & cathodic protection (sti-P3) |  | Fiberglass reinforced plastic |  |  | Catchment Basin | Flow Rest 90% Full | Flow Rest 90% Full |  |  | Continuous Automatic Tank Gauge | [5 empty] | Annual line testing | Annual line testing |  | UST Currently In Use: 0; UST Temp Close: 0; AST Currently In Use: 0; AST Temp Closed: 0 | 0 | 0 | 8 | 20651-073-000184 | CRESTWOOD CENTER LLC
44570 | Permanently Closed | 2008-06-20 | 1994-02-08 | 2013-10-21 | Petroleum | Premium gasoline | Premium gasoline | Retail | Steel | Steel | Coated & cathodic protection (sti-P3) |  | Fiberglass reinforced plastic |  |  | Catchment Basin | Flow Rest 90% Full | Flow Rest 90% Full |  |  | Continuous Automatic Tank Gauge | [5 empty] | Annual line testing | Annual line testing |  | UST Currently In Use: 0; UST Temp Close: 0; AST Currently In Use: 0; AST Temp Closed: 0 | 0 | 0 | 8 | 20651-073-000184 | CRESTWOOD CENTER LLC
44571 | Permanently Closed | 2008-06-20 | 1994-02-08 | 2013-10-21 | Petroleum | Mid-grade gasoline | Mid-grade gasoline | Retail | Steel | Steel | Coated & cathodic protection (sti-P3) |  | Fiberglass reinforced plastic |  |  | Catchment Basin | Flow Rest 90% Full | Flow Rest 90% Full |  |  | Continuous Automatic Tank Gauge | [5 empty] | Annual line testing | Annual line testing |  | UST Currently In Use: 0; UST Temp Close: 0; AST Currently In Use: 0; AST Temp Closed: 0 | 0 | 0 | 8 | 20651-073-000184 | CRESTWOOD CENTER LLC
44572 | Currently in Use |  | 1994-01-31 |  | Petroleum | Unleaded gasoline | Unleaded gasoline | Industrial | Fiberglass reinforced plastic | Fiberglass reinforced plastic |  |  | DBW |  | 1901-01-01 | Catchment Basin | Automatic shutoff device At 95% full | Automatic shutoff device At 95% full |  |  | Continuous Automatic Tank Gauge |  | Automatic shutoff device (AELLD) | Automatic shutoff device (AELLD) |  | SENSOR TO ATG | Continuous alarm system | Continuous alarm system |  | UST Currently In Use: 2; UST Temp Close: 0; AST Currently In Use: 0; AST Temp Closed: 0 | 2 | 0 | 2 | 10146-047-011558 | ALABAMA POWER COMPANY
44573 | Currently in Use |  | 1994-01-31 |  | Petroleum | On road diesel | On road diesel | Industrial | Fiberglass reinforced plastic | Fiberglass reinforced plastic |  |  | DBW |  | 1901-01-01 | Catchment Basin | Automatic shutoff device At 95% full | Automatic shutoff device At 95% full |  |  | Continuous Automatic Tank Gauge |  | Automatic shutoff device (AELLD) | Automatic shutoff device (AELLD) |  | SENSOR TO ATG | Continuous alarm system | Continuous alarm system |  | UST Currently In Use: 2; UST Temp Close: 0; AST Currently In Use: 0; AST Temp Closed: 0 | 2 | 0 | 2 | 10146-047-011558 | ALABAMA POWER COMPANY
44574 | Currently in Use |  | 1977-03-01 |  | Petroleum | Unleaded gasoline | Unleaded gasoline | Retail | Steel | Steel | Field installed cathodic protection |  | Steel |  |  | Catchment Basin | Automatic shutoff device At 95% full | Automatic shutoff device At 95% full |  |  | Statistical Inventory Reconciliation (SIR) | [8 empty] | UST Currently In Use: 2; UST Temp Close: 0; AST Currently In Use: 0; AST Temp Closed: 0 | 2 | 0 | 0 | 19441-097-016917 | PAUL RISNER
44575 | Currently in Use |  | 1977-03-01 |  | Petroleum | Unleaded gasoline | Unleaded gasoline | Retail | Steel | Steel | Field installed cathodic protection |  | Steel |  |  | Catchment Basin | Automatic shutoff device At 95% full | Automatic shutoff device At 95% full |  |  | Statistical Inventory Reconciliation (SIR) | [8 empty] | UST Currently In Use: 2; UST Temp Close: 0; AST Currently In Use: 0; AST Temp Closed: 0 | 2 | 0 | 0 | 19441-097-016917 | PAUL RISNER
44576 | Currently in Use |  | 1985-01-01 |  | Petroleum | On road diesel | On road diesel | Retail | Steel | Steel | Field installed cathodic protection |  | Steel |  |  | Catchment Basin | Automatic shutoff device At 95% full | Automatic shutoff device At 95% full |  |  | Automatic Tank Gauge |  | ABOVEGRND | Other |  |  | ABOVEGRND | Other |  | UST Currently In Use: 4; UST Temp Close: 0; AST Currently In Use: 0; AST Temp Closed: 0 | 4 | 0 | 0 | 17974-091-011847 | MARENGO COUNTY PORT AUTHORITY
44577 | Cannot Locate or abandoned | 2001-09-27 | 1988-08-05 |  | Petroleum | Unleaded gasoline | Unleaded gasoline | Retail | Fiberglass reinforced plastic | Fiberglass reinforced plastic |  |  | Fiberglass reinforced plastic |  | 1901-01-01 | Catchment Basin | Automatic shutoff device At 95% full | Automatic shutoff device At 95% full |  |  | Statistical Inventory Reconciliation (SIR) | [8 empty] | UST Currently In Use: 0; UST Temp Close: 0; AST Currently In Use: 0; AST Temp Closed: 0 | 0 | 0 | 0 | 20085-093-016923 | JAMES ALLEN
44578 | Cannot Locate or abandoned | 2001-09-27 | 1988-08-05 |  | Petroleum | Mid-grade gasoline | Mid-grade gasoline | Retail | Fiberglass reinforced plastic | Fiberglass reinforced plastic |  |  | Fiberglass reinforced plastic |  | 1901-01-01 | Catchment Basin | Automatic shutoff device At 95% full | Automatic shutoff device At 95% full |  |  | Statistical Inventory Reconciliation (SIR) | [8 empty] | UST Currently In Use: 0; UST Temp Close: 0; AST Currently In Use: 0; AST Temp Closed: 0 | 0 | 0 | 0 | 20085-093-016923 | JAMES ALLEN
44579 | Permanently Closed | 1996-02-01 | 1996-01-01 | 1996-04-01 | Petroleum | Unleaded gasoline | Unleaded gasoline | Industrial | Steel | Steel |  |  | Steel |  | 1901-01-01 | [11 empty] | Annual line testing | Annual line testing |  | UST Currently In Use: 0; UST Temp Close: 0; AST Currently In Use: 0; AST Temp Closed: 0 | 0 | 0 | 1 | 19445-131-016926 | PINEBELT TELEPHONE COMPANY
44580 | Currently in Use |  | 1994-01-25 |  | Petroleum | On road diesel | On road diesel | Retail | Steel | Steel | Coated & cathodic protection (sti-P3) |  | ENVIROFLEX |  |  | Catchment Basin | Flow Rest 90% Full | Flow Rest 90% Full |  |  | Continuous Automatic Tank Gauge |  | Automatic flow restrictor (MLLD) | Automatic flow restrictor (MLLD) | Interstitial Monitoring within Secondary Containment | MANUAL/VISUAL CHECK |  |  |  | UST Currently In Use: 3; UST Temp Close: 0; AST Currently In Use: 0; AST Temp Closed: 0 | 3 | 0 | 0 | 13319-025-015785 | MAX OIL COMPANY, INC.
44581 | Currently in Use |  | 1993-09-15 |  | Petroleum | On road diesel | On road diesel | Retail | Fiberglass coated steel | Fiberglass coated steel |  |  | Flexible |  | 1901-01-01 | Catchment Basin | Flow Rest 90% Full | Flow Rest 90% Full |  |  | Continuous Automatic Tank Gauge |  | Containment Sump | Automatic flow restrictor (MLLD) | Interstitial Monitoring within Secondary Containment | MANUAL/VISUAL CHECK |  |  |  | UST Currently In Use: 3; UST Temp Close: 0; AST Currently In Use: 0; AST Temp Closed: 0 | 3 | 0 | 0 | 13319-013-016942 | MAX OIL COMPANY, INC.
44582 | Currently in Use |  | 1993-09-15 |  | Petroleum | Unleaded gasoline | Unleaded gasoline | Retail | Fiberglass coated steel | Fiberglass coated steel |  |  | Fiberglass reinforced plastic |  | 1901-01-01 | Catchment Basin | Flow Rest 90% Full | Flow Rest 90% Full |  |  | Continuous Automatic Tank Gauge | [8 empty] | UST Currently In Use: 3; UST Temp Close: 0; AST Currently In Use: 0; AST Temp Closed: 0 | 3 | 0 | 0 | 13319-013-016942 | MAX OIL COMPANY, INC.
44583 | Currently in Use |  | 1993-10-04 |  | Petroleum | On road diesel | On road diesel | Industrial | Fiberglass coated steel | Fiberglass coated steel |  |  | Fiberglass reinforced plastic |  | 1901-01-01 | Catchment Basin | Automatic shutoff device At 95% full | Automatic shutoff device At 95% full |  |  | Continuous Automatic Tank Gauge |  | Automatic flow restrictor (MLLD) | Automatic flow restrictor (MLLD) | Interstitial Monitoring within Secondary Containment | SENSOR TO ATG | Continuous alarm system | Annual line testing |  | UST Currently In Use: 2; UST Temp Close: 0; AST Currently In Use: 0; AST Temp Closed: 0 | 2 | 0 | 0 | 19455-097-016943 | BLUE BELL CREAMERIES
44584 | Currently in Use |  | 1993-10-04 |  | Petroleum | Unleaded gasoline | Unleaded gasoline | Industrial | Fiberglass coated steel | Fiberglass coated steel |  |  | Fiberglass reinforced plastic |  | 1901-01-01 | Catchment Basin | Automatic shutoff device At 95% full | Automatic shutoff device At 95% full |  |  | Continuous Automatic Tank Gauge |  | Containment Sump | Automatic flow restrictor (MLLD) | Interstitial Monitoring within Secondary Containment | SENSOR TO ATG | Annual line testing | Annual line testing |  | UST Currently In Use: 2; UST Temp Close: 0; AST Currently In Use: 0; AST Temp Closed: 0 | 2 | 0 | 0 | 19455-097-016943 | BLUE BELL CREAMERIES
44585 | Permanently Closed | 2001-04-02 | 1984-01-01 | 2001-04-02 | Petroleum | Unleaded gasoline | Unleaded gasoline | Bulk facility | Steel | Steel |  | Painted or None | Steel |  | 1901-01-01 | [14 empty] | UST Currently In Use: 0; UST Temp Close: 0; AST Currently In Use: 0; AST Temp Closed: 0 | 0 | 0 | 2 | 19484-069-017000 | HOUSTON PAPER JANITORIAL SUPPLY INC
44586 | Permanently Closed | 2001-04-02 | 1984-01-01 | 2001-04-02 | Petroleum | On road diesel | On road diesel | Bulk facility | Steel | Steel |  | Painted or None | Steel |  | 1901-01-01 | [14 empty] | UST Currently In Use: 0; UST Temp Close: 0; AST Currently In Use: 0; AST Temp Closed: 0 | 0 | 0 | 2 | 19484-069-017000 | HOUSTON PAPER JANITORIAL SUPPLY INC
44587 | Currently in Use |  | 1994-02-08 |  | Petroleum | Unleaded gasoline | Unleaded gasoline | Retail | Steel | Steel | Coated & cathodic protection (sti-P3) |  | Fiberglass reinforced plastic |  |  | Catchment Basin | Automatic shutoff device At 95% full | Automatic shutoff device At 95% full |  |  | Automatic Tank Gauge | [8 empty] | UST Currently In Use: 2; UST Temp Close: 0; AST Currently In Use: 0; AST Temp Closed: 0 | 2 | 0 | 0 | 25329-081-017003 | KING FOODMART
44589 | Currently in Use |  | 1994-01-01 |  | Petroleum | Unleaded gasoline | Unleaded gasoline | Industrial | Steel | Steel | Coated & cathodic protection (sti-P3) |  | Flexible |  |  | Catchment Basin | Automatic shutoff device At 95% full | Audible high level alarm At 90% full | Interstitial Monitoring within Secondary Containment |  | Automatic Tank Gauge |  | Automatic flow restrictor (MLLD) | Automatic flow restrictor (MLLD) | Interstitial Monitoring within Secondary Containment |  | Annual line testing | Annual line testing |  | UST Currently In Use: 2; UST Temp Close: 0; AST Currently In Use: 0; AST Temp Closed: 0 | 2 | 0 | 2 | 16921-021-014901 | GARRISON HAULING CO INC
44590 | Currently in Use |  | 1994-01-01 |  | Petroleum | On road diesel | On road diesel | Industrial | Steel | Steel | Coated & cathodic protection (sti-P3) |  | Flexible |  |  | Catchment Basin | Automatic shutoff device At 95% full | Audible high level alarm At 90% full | Interstitial Monitoring within Secondary Containment |  | Automatic Tank Gauge |  | Automatic flow restrictor (MLLD) | Automatic flow restrictor (MLLD) | Interstitial Monitoring within Secondary Containment |  | Continuous alarm system | Annual line testing |  | UST Currently In Use: 2; UST Temp Close: 0; AST Currently In Use: 0; AST Temp Closed: 0 | 2 | 0 | 2 | 16921-021-014901 | GARRISON HAULING CO INC
44591 | Temporary Closed | 2016-09-30 | 1994-01-13 |  | Petroleum | Unleaded gasoline | Unleaded gasoline | Retail | Single Wall | Single Wall | Coated & cathodic protection (sti-P3) |  | Double Wall |  |  | Catchment Basin | Flow Rest 90% Full | Flow Rest 90% Full |  |  | Statistical Inventory Reconciliation (SIR) |  | Containment Sump | Automatic flow restrictor (MLLD) |  |  | Statistical inventory reconciliation (SIR) | Statistical inventory reconciliation (SIR) |  | UST Currently In Use: 0; UST Temp Close: 3; AST Currently In Use: 0; AST Temp Closed: 0 | 0 | 3 | 0 | 25053-009-017018 | SWEET A INC CHEVRON
44592 | Temporary Closed | 2016-09-30 | 1994-01-13 |  | Petroleum | Mid-grade gasoline | Mid-grade gasoline | Retail | Single Wall | Single Wall | Coated & cathodic protection (sti-P3) |  | Fiberglass reinforced plastic |  |  | Catchment Basin | Flow Rest 90% Full | Flow Rest 90% Full |  |  | Statistical Inventory Reconciliation (SIR) |  | Containment Sump | Automatic flow restrictor (MLLD) |  |  | Statistical inventory reconciliation (SIR) | Statistical inventory reconciliation (SIR) |  | UST Currently In Use: 0; UST Temp Close: 3; AST Currently In Use: 0; AST Temp Closed: 0 | 0 | 3 | 0 | 25053-009-017018 | SWEET A INC CHEVRON
44593 | Temporary Closed | 2016-09-30 | 1994-01-13 |  | Petroleum | Premium gasoline | Premium gasoline | Retail | Single Wall | Single Wall | Coated & cathodic protection (sti-P3) |  | Double Wall |  |  | Catchment Basin | Flow Rest 90% Full | Flow Rest 90% Full |  |  | Statistical Inventory Reconciliation (SIR) |  | Containment Sump | Automatic flow restrictor (MLLD) |  |  | Statistical inventory reconciliation (SIR) | Statistical inventory reconciliation (SIR) |  | UST Currently In Use: 0; UST Temp Close: 3; AST Currently In Use: 0; AST Temp Closed: 0 | 0 | 3 | 0 | 25053-009-017018 | SWEET A INC CHEVRON
44594 | Currently in Use |  | 1993-02-01 |  | Petroleum | Unleaded gasoline | Unleaded gasoline | Retail | Double Wall | Double Wall | Coated & cathodic protection (sti-P3) |  | Fiberglass reinforced plastic |  |  | Catchment Basin | Flow Rest 90% Full | Flow Rest 90% Full |  |  | Continuous Automatic Tank Gauge |  | Containment Sump | Automatic flow restrictor (MLLD) | Interstitial Monitoring within Secondary Containment |  | Continuous alarm system | Continuous alarm system |  | UST Currently In Use: 1; UST Temp Close: 0; AST Currently In Use: 0; AST Temp Closed: 0 | 1 | 0 | 0 | 11890-125-017128 | FOWLER OIL COMPANY, INC.
44595 | Currently in Use |  | 1993-10-21 |  | Petroleum | Unleaded gasoline | Unleaded gasoline | Retail | Steel | Steel | Coated & cathodic protection (sti-P3) |  | Fiberglass reinforced plastic |  |  | Catchment Basin | Flow Rest 90% Full | Flow Rest 90% Full |  |  | Continuous Automatic Tank Gauge |  | Automatic shutoff device (AELLD) | Automatic shutoff device (AELLD) | [5 empty] | UST Currently In Use: 4; UST Temp Close: 0; AST Currently In Use: 0; AST Temp Closed: 0 | 4 | 0 | 0 | 15476-081-017156 | YOUNG OIL INC
44597 | Currently in Use |  | 1993-10-21 |  | Petroleum | Premium gasoline | Premium gasoline | Retail | Steel | Steel | Coated & cathodic protection (sti-P3) |  | Fiberglass reinforced plastic |  |  | Catchment Basin | Flow Rest 90% Full | Flow Rest 90% Full |  |  | Continuous Automatic Tank Gauge |  | Automatic shutoff device (AELLD) | Automatic shutoff device (AELLD) | [5 empty] | UST Currently In Use: 4; UST Temp Close: 0; AST Currently In Use: 0; AST Temp Closed: 0 | 4 | 0 | 0 | 15476-081-017156 | YOUNG OIL INC
44598 | Currently in Use |  | 1993-10-21 |  | Petroleum | On road diesel | On road diesel | Retail | Steel | Steel | Coated & cathodic protection (sti-P3) |  | Fiberglass reinforced plastic |  |  | Catchment Basin | Flow Rest 90% Full | Flow Rest 90% Full |  |  | Continuous Automatic Tank Gauge |  | Automatic shutoff device (AELLD) | Automatic shutoff device (AELLD) | [5 empty] | UST Currently In Use: 4; UST Temp Close: 0; AST Currently In Use: 0; AST Temp Closed: 0 | 4 | 0 | 0 | 15476-081-017156 | YOUNG OIL INC
44599 | Currently in Use |  | 1993-10-21 |  | Petroleum | On road diesel | On road diesel | Retail | Steel | Steel | Coated & cathodic protection (sti-P3) |  | Fiberglass reinforced plastic |  |  | Catchment Basin | Flow Rest 90% Full | Flow Rest 90% Full |  |  | Continuous Automatic Tank Gauge | [8 empty] | UST Currently In Use: 4; UST Temp Close: 0; AST Currently In Use: 0; AST Temp Closed: 0 | 4 | 0 | 0 | 15476-081-017156 | YOUNG OIL INC
44602 | Currently in Use |  | 1991-11-25 |  | Petroleum | Unleaded gasoline | Unleaded gasoline | Retail | Steel | Steel | Coated & cathodic protection (sti-P3) |  | Fiberglass reinforced plastic |  |  | Catchment Basin | Flow Rest 90% Full | Flow Rest 90% Full |  |  | Automatic Tank Gauge |  | Automatic flow restrictor (MLLD) | Automatic flow restrictor (MLLD) |  |  | Annual line testing | Annual line testing |  | UST Currently In Use: 3; UST Temp Close: 0; AST Currently In Use: 0; AST Temp Closed: 0 | 3 | 0 | 0 | 23385-081-017158 | JD INVESTMENT INC
44603 | Currently in Use |  | 1991-11-25 |  | Petroleum | Premium gasoline | Premium gasoline | Retail | Steel | Steel | Coated & cathodic protection (sti-P3) |  | Fiberglass reinforced plastic |  |  | Catchment Basin | Flow Rest 90% Full | Flow Rest 90% Full |  |  | Automatic Tank Gauge |  | Automatic flow restrictor (MLLD) | Automatic flow restrictor (MLLD) |  |  | Annual line testing | Annual line testing |  | UST Currently In Use: 3; UST Temp Close: 0; AST Currently In Use: 0; AST Temp Closed: 0 | 3 | 0 | 0 | 23385-081-017158 | JD INVESTMENT INC
44604 | Currently in Use |  | 1991-11-25 |  | Petroleum | On road diesel | On road diesel | Retail | Steel | Steel | Coated & cathodic protection (sti-P3) |  | Fiberglass reinforced plastic |  |  | Catchment Basin | Flow Rest 90% Full | Flow Rest 90% Full |  |  | Automatic Tank Gauge |  | Automatic flow restrictor (MLLD) | Automatic flow restrictor (MLLD) |  |  | Annual line testing | Annual line testing |  | UST Currently In Use: 3; UST Temp Close: 0; AST Currently In Use: 0; AST Temp Closed: 0 | 3 | 0 | 0 | 23385-081-017158 | JD INVESTMENT INC
44605 | Permanently Closed | 1998-12-01 | 1988-04-01 | 2001-05-15 | Petroleum | On road diesel | On road diesel | Bulk facility | Steel | Steel |  | Painted or None | Steel |  | 1901-01-01 | [14 empty] | UST Currently In Use: 0; UST Temp Close: 0; AST Currently In Use: 0; AST Temp Closed: 0 | 0 | 0 | 1 | 20792-069-017160 | SKYLINE TRANSPORTATION,INC
44606 | Currently in Use |  | 1992-10-28 |  | Petroleum | On road diesel | On road diesel | Industrial | Fiberglass reinforced plastic | Fiberglass reinforced plastic |  |  | Fiberglass reinforced plastic |  | 1901-01-01 | Catchment Basin | Audible high level alarm At 90% full | Audible high level alarm At 90% full | Interstitial Monitoring within Secondary Containment |  | Automatic Tank Gauge |  | Containment Sump | Automatic flow restrictor (MLLD) | Interstitial Monitoring within Secondary Containment | SENSOR TO ATG | Continuous alarm system | Continuous alarm system |  | UST Currently In Use: 2; UST Temp Close: 0; AST Currently In Use: 0; AST Temp Closed: 0 | 2 | 0 | 9 | 15048-101-014625 | U S AIR FORCE
44607 | Currently in Use |  | 1992-10-28 |  | Petroleum | Unleaded gasoline | Unleaded gasoline | State/Federal Government | Fiberglass reinforced plastic | Fiberglass reinforced plastic |  |  | Fiberglass reinforced plastic |  | 1901-01-01 | Catchment Basin | Audible high level alarm At 90% full | Audible high level alarm At 90% full | Interstitial Monitoring within Secondary Containment |  | Automatic Tank Gauge |  | Containment Sump | Automatic flow restrictor (MLLD) | Interstitial Monitoring within Secondary Containment | SENSOR TO ATG | Continuous alarm system | Continuous alarm system |  | UST Currently In Use: 2; UST Temp Close: 0; AST Currently In Use: 0; AST Temp Closed: 0 | 2 | 0 | 9 | 15048-101-014625 | U S AIR FORCE
44608 | Cannot Locate or abandoned | 1988-06-15 | 1988-06-15 |  | Petroleum | Unleaded gasoline | Unleaded gasoline | Bulk facility | Steel | Steel | Coated & cathodic protection (sti-P3) |  | Steel |  | 1901-01-01 |  | Automatic shutoff device At 95% full | Automatic shutoff device At 95% full | [11 empty] | UST Currently In Use: 0; UST Temp Close: 0; AST Currently In Use: 0; AST Temp Closed: 0 | 0 | 0 | 0 | 19562-121-017164 | JOHN RAY
44609 | Cannot Locate or abandoned | 1988-06-15 | 1988-06-15 |  | Petroleum | Unleaded gasoline | Unleaded gasoline | Bulk facility | Steel | Steel | Coated & cathodic protection (sti-P3) |  | Steel |  | 1901-01-01 |  | Automatic shutoff device At 95% full | Automatic shutoff device At 95% full | [11 empty] | UST Currently In Use: 0; UST Temp Close: 0; AST Currently In Use: 0; AST Temp Closed: 0 | 0 | 0 | 0 | 19562-121-017164 | JOHN RAY
44610 | Cannot Locate or abandoned | 1988-06-15 | 1988-06-15 |  | Petroleum | Unleaded gasoline | Unleaded gasoline | Bulk facility | Steel | Steel | Coated & cathodic protection (sti-P3) |  | Steel |  | 1901-01-01 |  | Automatic shutoff device At 95% full | Automatic shutoff device At 95% full | [11 empty] | UST Currently In Use: 0; UST Temp Close: 0; AST Currently In Use: 0; AST Temp Closed: 0 | 0 | 0 | 0 | 19562-121-017164 | JOHN RAY
44611 | Currently in Use |  | 1993-10-10 |  | Petroleum | On road diesel | On road diesel | Retail | 8 D,4 OFF | Single Wall | Coated & cathodic protection (sti-P3) |  | Steel |  |  | Catchment Basin | Flow Rest 90% Full | Flow Rest 90% Full |  |  | Continuous Automatic Tank Gauge | Single walled submersible pump containment sump | Containment Sump | Automatic flow restrictor (MLLD) |  |  | Annual line testing | Annual line testing |  | UST Currently In Use: 3; UST Temp Close: 0; AST Currently In Use: 0; AST Temp Closed: 0 | 3 | 0 | 0 | 25343-103-017165 | MOTYA HEZA M ALZOKARI
44612 | Currently in Use |  | 1991-05-10 |  | Petroleum | Unleaded gasoline | Unleaded gasoline | Industrial | Steel | Steel | 4.5K/1.5K |  | Fiberglass reinforced plastic |  | 1901-01-01 | Catchment Basin | Automatic shutoff device At 95% full | Automatic shutoff device At 95% full |  |  | Statistical Inventory Reconciliation (SIR) | [8 empty] | UST Currently In Use: 1; UST Temp Close: 0; AST Currently In Use: 0; AST Temp Closed: 0 | 1 | 0 | 0 | 24476-073-017166 | HBB ENTERPRISES LLC
44614 | Currently in Use |  | 1992-05-06 |  | Petroleum | Unleaded gasoline | Unleaded gasoline | State/federal government | Fiberglass reinforced plastic | Fiberglass reinforced plastic |  |  | Fiberglass reinforced plastic |  | 1901-01-01 | Catchment Basin | Flow Rest 90% Full | Flow Rest 90% Full |  |  | Automatic Tank Gauge |  | Automatic flow restrictor (MLLD) | Automatic flow restrictor (MLLD) |  | SENSOR TO ATG | Continuous alarm system | Annual line testing |  | UST Currently In Use: 2; UST Temp Close: 0; AST Currently In Use: 1; AST Temp Closed: 0 | 2 | 0 | 5 | 14656-065-002949 | AL DEPARTMENT OF TRANSPORTATION
44615 | Currently in Use |  | 1992-05-06 |  | Petroleum | On road diesel | On road diesel | State/Federal Government | Fiberglass reinforced plastic | Fiberglass reinforced plastic |  |  | Fiberglass reinforced plastic |  | 1901-01-01 | Catchment Basin | Automatic shutoff device At 95% full | Automatic shutoff device At 95% full |  |  | Automatic Tank Gauge |  | Automatic flow restrictor (MLLD) | Automatic flow restrictor (MLLD) |  | SENSOR TO ATG | Continuous alarm system | Annual line testing |  | UST Currently In Use: 2; UST Temp Close: 0; AST Currently In Use: 1; AST Temp Closed: 0 | 2 | 0 | 5 | 14656-065-002949 | AL DEPARTMENT OF TRANSPORTATION
44616 | Currently in Use |  | 1992-12-01 |  | Petroleum | On road diesel | On road diesel | Bulk facility | Double Wall | Double Wall |  |  | Double Wall |  | 1901-01-01 | Catchment Basin | Automatic shutoff device At 95% full | Automatic shutoff device At 95% full | Interstitial Monitoring within Secondary Containment |  | Statistical Inventory Reconciliation (SIR) |  | Containment Sump | Automatic flow restrictor (MLLD) | Interstitial Monitoring within Secondary Containment |  | Continuous alarm system | Annual line testing |  | UST Currently In Use: 3; UST Temp Close: 0; AST Currently In Use: 1; AST Temp Closed: 0 | 3 | 0 | 5 | 14651-125-002945 | DEPARTMENT OF TRANSPORTATION HIGHWAY
44617 | Currently in Use |  | 1992-12-01 |  | Petroleum | Unleaded gasoline | Unleaded gasoline | Bulk facility | Double Wall | Double Wall |  |  | Fiberglass reinforced plastic |  | 1901-01-01 | Catchment Basin | Automatic shutoff device At 95% full | Automatic shutoff device At 95% full | Interstitial Monitoring within Secondary Containment |  | Automatic Tank Gauge |  | Containment Sump | Automatic flow restrictor (MLLD) | Interstitial Monitoring within Secondary Containment |  | Continuous alarm system | Annual line testing |  | UST Currently In Use: 3; UST Temp Close: 0; AST Currently In Use: 1; AST Temp Closed: 0 | 3 | 0 | 5 | 14651-125-002945 | DEPARTMENT OF TRANSPORTATION HIGHWAY
44618 | Temporary Closed | 2021-12-11 | 1993-12-15 |  | Petroleum | Unleaded gasoline | Unleaded gasoline | Retail | Steel | Steel | Coated & cathodic protection (sti-P3) |  | Fiberglass reinforced plastic |  |  | Catchment Basin | Flow Rest 90% Full | Flow Rest 90% Full |  |  | Statistical Inventory Reconciliation (SIR) | [8 empty] | UST Currently In Use: 0; UST Temp Close: 1; AST Currently In Use: 0; AST Temp Closed: 0 | 0 | 1 | 3 | 15682-085-002909 | BILL JONES
44619 | Currently in Use |  | 1994-01-01 |  | Petroleum | Unleaded gasoline | Unleaded gasoline | Industrial | Steel | Steel | Coated & cathodic protection (sti-P3) |  | Fiberglass reinforced plastic |  |  | Catchment Basin | Flow Rest 90% Full | Automatic shutoff device At 95% full |  |  | Automatic Tank Gauge | [8 empty] | UST Currently In Use: 2; UST Temp Close: 1; AST Currently In Use: 0; AST Temp Closed: 0 | 2 | 1 | 2 | 13122-107-003676 | LEWIS BROTHERS LUMBER CO
44620 | Currently in Use |  | 1994-01-01 |  | Petroleum | On road diesel | On road diesel | Industrial | Steel | Steel | Coated & cathodic protection (sti-P3) |  | Fiberglass reinforced plastic |  |  | Catchment Basin | Automatic shutoff device At 95% full | Automatic shutoff device At 95% full |  |  | Automatic Tank Gauge | [8 empty] | UST Currently In Use: 2; UST Temp Close: 1; AST Currently In Use: 0; AST Temp Closed: 0 | 2 | 1 | 2 | 13122-107-003676 | LEWIS BROTHERS LUMBER CO
44621 | Temporary Closed | 2010-12-16 | 1994-01-01 |  | Petroleum | On road diesel | On road diesel | Industrial | Steel | Steel | Coated & cathodic protection (sti-P3) |  | Fiberglass reinforced plastic |  |  | Catchment Basin | Flow Rest 90% Full | Automatic shutoff device At 95% full |  |  | Automatic Tank Gauge | [8 empty] | UST Currently In Use: 2; UST Temp Close: 1; AST Currently In Use: 0; AST Temp Closed: 0 | 2 | 1 | 2 | 13122-107-003676 | LEWIS BROTHERS LUMBER CO
44622 | Currently in Use |  | 1994-02-01 |  | Petroleum | Unleaded gasoline | Unleaded gasoline | Retail | Steel | Steel | Coated & cathodic protection (sti-P3) |  | Fiberglass reinforced plastic |  |  | Catchment Basin | Flow Rest 90% Full | Automatic shutoff device At 95% full |  |  | Continuous Automatic Tank Gauge | [8 empty] | UST Currently In Use: 3; UST Temp Close: 0; AST Currently In Use: 4; AST Temp Closed: 0 | 3 | 0 | 0 | 22079-115-017169 | RONALD SEAWRIGHT
44623 | Currently in Use |  | 1994-02-01 |  | Petroleum | Premium gasoline | Premium gasoline | Retail | Steel | Steel | Coated & cathodic protection (sti-P3) |  | Fiberglass reinforced plastic |  |  | Catchment Basin | Automatic shutoff device At 95% full | Automatic shutoff device At 95% full |  |  | Continuous Automatic Tank Gauge | [8 empty] | UST Currently In Use: 3; UST Temp Close: 0; AST Currently In Use: 4; AST Temp Closed: 0 | 3 | 0 | 0 | 22079-115-017169 | RONALD SEAWRIGHT
44624 | Currently in Use |  | 1994-02-01 |  | Petroleum | On road diesel | On road diesel | Retail | Steel | Steel | Coated & cathodic protection (sti-P3) |  | Fiberglass reinforced plastic |  |  | Catchment Basin | Automatic shutoff device At 95% full | Automatic shutoff device At 95% full |  |  | Continuous Automatic Tank Gauge | [8 empty] | UST Currently In Use: 3; UST Temp Close: 0; AST Currently In Use: 4; AST Temp Closed: 0 | 3 | 0 | 0 | 22079-115-017169 | RONALD SEAWRIGHT
44625 | Temporary Closed | 2010-07-02 | 1994-03-03 |  | Petroleum | Unleaded gasoline | Unleaded gasoline | Retail | Steel | Double Wall | Coated & cathodic protection (sti-P3) |  | Fiberglass reinforced plastic |  |  | Catchment Basin | Flow Rest 90% Full | Flow Rest 90% Full | Interstitial Monitoring within Secondary Containment | MANUAL/VISUAL CHECK | [9 empty] | UST Currently In Use: 0; UST Temp Close: 1; AST Currently In Use: 0; AST Temp Closed: 0 | 0 | 1 | 0 | 24398-051-017170 | CARMEN P PASCHAL
44626 | Permanently Closed | 2018-09-15 | 1994-01-21 | 2019-03-20 | Petroleum | Unleaded gasoline | Unleaded gasoline | Retail | Steel | Steel | Coated & cathodic protection (sti-P3) |  | Fiberglass reinforced plastic |  |  | Catchment Basin | Flow Rest 90% Full | Flow Rest 90% Full |  |  | Continuous Automatic Tank Gauge |  | Automatic flow restrictor (MLLD) | Automatic flow restrictor (MLLD) |  |  | Annual line testing | Annual line testing |  | UST Currently In Use: 0; UST Temp Close: 0; AST Currently In Use: 0; AST Temp Closed: 0 | 0 | 0 | 3 | 13357-097-017171 | MCGUIRE OIL CO INC
44627 | Permanently Closed | 2018-09-15 | 1994-01-21 | 2019-03-20 | Petroleum | Mid-grade gasoline | Mid-grade gasoline | Retail | Steel | Steel | Coated & cathodic protection (sti-P3) |  | Fiberglass reinforced plastic |  |  | Catchment Basin | Flow Rest 90% Full | Flow Rest 90% Full |  |  | Continuous Automatic Tank Gauge |  | Containment Sump | Automatic flow restrictor (MLLD) |  |  | Annual line testing | Annual line testing |  | UST Currently In Use: 0; UST Temp Close: 0; AST Currently In Use: 0; AST Temp Closed: 0 | 0 | 0 | 3 | 13357-097-017171 | MCGUIRE OIL CO INC
44628 | Permanently Closed | 2018-09-15 | 1994-01-21 | 2019-03-20 | Petroleum | Premium gasoline | Premium gasoline | Retail | Steel | Steel | Coated & cathodic protection (sti-P3) |  | Fiberglass reinforced plastic |  |  | Catchment Basin | Flow Rest 90% Full | Flow Rest 90% Full |  |  | Continuous Automatic Tank Gauge |  | Automatic flow restrictor (MLLD) | Automatic flow restrictor (MLLD) |  |  | Annual line testing | Annual line testing |  | UST Currently In Use: 0; UST Temp Close: 0; AST Currently In Use: 0; AST Temp Closed: 0 | 0 | 0 | 3 | 13357-097-017171 | MCGUIRE OIL CO INC
44629 | Currently in Use |  | 1993-11-01 |  | Petroleum | Unleaded gasoline | Unleaded gasoline | Retail | Steel | Steel | Coated & cathodic protection (sti-P3) |  | Fiberglass reinforced plastic |  | 1901-01-01 | Catchment Basin | Flow Rest 90% Full | Flow Rest 90% Full |  |  | Statistical Inventory Reconciliation (SIR) |  | Automatic flow restrictor (MLLD) | Automatic flow restrictor (MLLD) |  |  | Statistical inventory reconciliation (SIR) | Statistical inventory reconciliation (SIR) |  | UST Currently In Use: 2; UST Temp Close: 0; AST Currently In Use: 0; AST Temp Closed: 0 | 2 | 0 | 0 | 25805-003-017172 | HARI KRUPA GROCERY INC
44630 | Currently in Use |  | 1993-11-01 |  | Petroleum | Mid-grade gasoline | Mid-grade gasoline | Retail | Steel | Steel | Coated & cathodic protection (sti-P3) |  | Fiberglass reinforced plastic |  | 1901-01-01 | Catchment Basin | Flow Rest 90% Full | Flow Rest 90% Full |  |  | Statistical Inventory Reconciliation (SIR) |  | Automatic flow restrictor (MLLD) | Automatic flow restrictor (MLLD) |  |  | Statistical inventory reconciliation (SIR) | Statistical inventory reconciliation (SIR) |  | UST Currently In Use: 2; UST Temp Close: 0; AST Currently In Use: 0; AST Temp Closed: 0 | 2 | 0 | 0 | 25805-003-017172 | HARI KRUPA GROCERY INC
44631 | Currently in Use |  | 1993-11-24 |  | Petroleum | Unleaded gasoline | Unleaded gasoline | Retail | Steel | Steel | Coated & cathodic protection (sti-P3) |  | Flexible |  |  | Catchment Basin | Automatic shutoff device At 95% full | Automatic shutoff device At 95% full |  |  | Continuous Automatic Tank Gauge |  | Automatic flow restrictor (MLLD) | Automatic flow restrictor (MLLD) |  |  | Annual line testing | Annual line testing |  | UST Currently In Use: 4; UST Temp Close: 0; AST Currently In Use: 0; AST Temp Closed: 0 | 4 | 0 | 5 | 24569-039-008721 | SHALEHA INC
44632 | Currently in Use |  | 1993-11-24 |  | Petroleum | Unleaded gasoline | Unleaded gasoline | Retail | Steel | Steel | Coated & cathodic protection (sti-P3) |  | Flexible |  |  | Catchment Basin | Automatic shutoff device At 95% full | Automatic shutoff device At 95% full |  |  | Continuous Automatic Tank Gauge |  | Automatic flow restrictor (MLLD) | Automatic flow restrictor (MLLD) |  |  | Annual line testing | Annual line testing |  | UST Currently In Use: 4; UST Temp Close: 0; AST Currently In Use: 0; AST Temp Closed: 0 | 4 | 0 | 5 | 24569-039-008721 | SHALEHA INC
44633 | Currently in Use |  | 1993-11-24 |  | Petroleum | Premium gasoline | Premium gasoline | Retail | Steel | Steel | Coated & cathodic protection (sti-P3) |  | Flexible |  |  | Catchment Basin | Automatic shutoff device At 95% full | Automatic shutoff device At 95% full |  |  | Continuous Automatic Tank Gauge |  | Automatic flow restrictor (MLLD) | Automatic flow restrictor (MLLD) |  |  | Annual line testing | Annual line testing |  | UST Currently In Use: 4; UST Temp Close: 0; AST Currently In Use: 0; AST Temp Closed: 0 | 4 | 0 | 5 | 24569-039-008721 | SHALEHA INC
44634 | Currently in Use |  | 1993-11-24 |  | Petroleum | On road diesel | On road diesel | Retail | Steel | Steel | Coated & cathodic protection (sti-P3) |  | Flexible |  |  | Catchment Basin | Automatic shutoff device At 95% full | Automatic shutoff device At 95% full |  |  | Continuous Automatic Tank Gauge |  | Containment Sump | Automatic flow restrictor (MLLD) |  |  | Annual line testing | Annual line testing |  | UST Currently In Use: 4; UST Temp Close: 0; AST Currently In Use: 0; AST Temp Closed: 0 | 4 | 0 | 5 | 24569-039-008721 | SHALEHA INC
44635 | Permanently Closed | 2001-04-16 | 1994-03-14 | 2013-04-19 | Petroleum | Unleaded gasoline | Unleaded gasoline | Retail | Fiberglass reinforced plastic | Fiberglass reinforced plastic |  |  | Fiberglass reinforced plastic |  | 1901-01-01 | Catchment Basin | Flow Rest 90% Full | Flow Rest 90% Full |  |  | Statistical Inventory Reconciliation (SIR) |  | Automatic shutoff device (AELLD) | Automatic shutoff device (AELLD) |  |  | Statistical inventory reconciliation (SIR) | Statistical inventory reconciliation (SIR) |  | UST Currently In Use: 0; UST Temp Close: 0; AST Currently In Use: 0; AST Temp Closed: 0 | 0 | 0 | 8 | 21083-033-004339 | EDWARD W ESTES
44636 | Permanently Closed | 2001-04-16 | 1994-03-14 | 2013-04-19 | Petroleum | Mid-grade gasoline | Mid-grade gasoline | Retail | Fiberglass reinforced plastic | Fiberglass reinforced plastic |  |  | Fiberglass reinforced plastic |  | 1901-01-01 | Catchment Basin | Flow Rest 90% Full | Flow Rest 90% Full |  |  | Continuous Automatic Tank Gauge |  | Automatic shutoff device (AELLD) | Automatic shutoff device (AELLD) |  |  | Statistical inventory reconciliation (SIR) | Statistical inventory reconciliation (SIR) |  | UST Currently In Use: 0; UST Temp Close: 0; AST Currently In Use: 0; AST Temp Closed: 0 | 0 | 0 | 8 | 21083-033-004339 | EDWARD W ESTES
44637 | Permanently Closed | 2001-04-16 | 1994-03-14 | 2013-04-19 | Petroleum | Premium gasoline | Premium gasoline | Retail | Fiberglass reinforced plastic | Fiberglass reinforced plastic |  |  | Fiberglass reinforced plastic |  | 1901-01-01 | Catchment Basin | Flow Rest 90% Full | Flow Rest 90% Full |  |  | Statistical Inventory Reconciliation (SIR) |  | Automatic shutoff device (AELLD) | Automatic shutoff device (AELLD) |  |  | Statistical inventory reconciliation (SIR) | Statistical inventory reconciliation (SIR) |  | UST Currently In Use: 0; UST Temp Close: 0; AST Currently In Use: 0; AST Temp Closed: 0 | 0 | 0 | 8 | 21083-033-004339 | EDWARD W ESTES
44638 | Permanently Closed | 1998-12-03 | 1980-01-01 | 1998-12-03 | Petroleum | Unleaded gasoline | Unleaded gasoline | Retail | Steel | Steel |  | Painted or None | Steel |  | 1901-01-01 | [14 empty] | UST Currently In Use: 0; UST Temp Close: 0; AST Currently In Use: 0; AST Temp Closed: 0 | 0 | 0 | 1 | 12373-037-017174 | HILL PETROLEUM CO INC
44639 | Currently in Use |  | 1994-03-14 |  | Petroleum | Unleaded gasoline | Unleaded gasoline | Retail | Single Wall | Single Wall | Coated & cathodic protection (sti-P3) |  | Fiberglass reinforced plastic |  |  | Catchment Basin | Automatic shutoff device At 95% full | Automatic shutoff device At 95% full |  |  | Automatic Tank Gauge | Single walled submersible pump containment sump | Containment Sump | Automatic flow restrictor (MLLD) |  |  | Annual line testing | Annual line testing |  | UST Currently In Use: 2; UST Temp Close: 0; AST Currently In Use: 0; AST Temp Closed: 0 | 2 | 0 | 0 | 24596-127-016821 | HOLDEN ENERGY LLC
44640 | Currently in Use |  | 1994-03-14 |  | Petroleum | On road diesel | On road diesel | Retail | Single Wall | Single Wall | Coated & cathodic protection (sti-P3) |  | Double Wall |  |  | Catchment Basin | Flow Rest 90% Full | Flow Rest 90% Full |  |  | Automatic Tank Gauge | Single walled submersible pump containment sump | Containment Sump | Automatic flow restrictor (MLLD) |  |  | Annual line testing | Annual line testing |  | UST Currently In Use: 2; UST Temp Close: 0; AST Currently In Use: 0; AST Temp Closed: 0 | 2 | 0 | 0 | 24596-127-016821 | HOLDEN ENERGY LLC
44641 |  | 2010-11-29 | 1987-01-01 |  | Petroleum | Unleaded gasoline | Unleaded gasoline | Retail | Fiberglass coated steel | Fiberglass coated steel |  |  | Fiberglass reinforced plastic |  | 1901-01-01 | Catchment Basin | Flow Rest 90% Full | Flow Rest 90% Full |  |  | Statistical Inventory Reconciliation (SIR) | [5 empty] | Statistical inventory reconciliation (SIR) | Statistical inventory reconciliation (SIR) |  | UST Currently In Use: 0; UST Temp Close: 1; AST Currently In Use: 0; AST Temp Closed: 0 | 0 | 1 | 3 | 16971-073-009252 | JOHN BUZBEE
44642 |  | 2008-06-01 | 1987-01-01 |  | Petroleum | Mid-grade gasoline | Mid-grade gasoline | Retail | Steel | Steel | Coated & cathodic protection (sti-P3) |  | Fiberglass reinforced plastic |  | 1901-01-01 | Catchment Basin | Flow Rest 90% Full | Flow Rest 90% Full |  |  | Statistical Inventory Reconciliation (SIR) | [8 empty] | UST Currently In Use: 0; UST Temp Close: 1; AST Currently In Use: 0; AST Temp Closed: 0 | 0 | 1 | 3 | 16971-073-009252 | JOHN BUZBEE
44643 |  | 2008-06-01 | 1987-01-01 |  | Petroleum | Premium gasoline | Premium gasoline | Retail | Steel | Steel | Coated & cathodic protection (sti-P3) |  | Fiberglass reinforced plastic |  | 1901-01-01 | Catchment Basin | Flow Rest 90% Full | Flow Rest 90% Full |  |  | Statistical Inventory Reconciliation (SIR) | [5 empty] | Statistical inventory reconciliation (SIR) | Statistical inventory reconciliation (SIR) |  | UST Currently In Use: 0; UST Temp Close: 1; AST Currently In Use: 0; AST Temp Closed: 0 | 0 | 1 | 3 | 16971-073-009252 | JOHN BUZBEE
44644 | Permanently Closed | 2009-04-01 | 1993-02-26 | 2013-10-15 | Petroleum | Unleaded gasoline | Unleaded gasoline | Retail | Steel | Steel | Coated & cathodic protection (sti-P3) |  | Fiberglass reinforced plastic |  | 1901-01-01 | Catchment Basin | Flow Rest 90% Full | Flow Rest 90% Full | [8 empty] | Annual line testing | Annual line testing |  | UST Currently In Use: 0; UST Temp Close: 0; AST Currently In Use: 0; AST Temp Closed: 0 | 0 | 0 | 8 | 23300-069-011884 | PEOPLES SOUTH BANK
44645 | Permanently Closed | 2009-04-01 | 1993-02-26 | 2013-10-15 | Petroleum | Unleaded gasoline | Unleaded gasoline | Retail | Steel | Steel | Coated & cathodic protection (sti-P3) |  | Fiberglass reinforced plastic |  | 1901-01-01 | Catchment Basin | Flow Rest 90% Full | Flow Rest 90% Full | [8 empty] | Annual line testing | Annual line testing |  | UST Currently In Use: 0; UST Temp Close: 0; AST Currently In Use: 0; AST Temp Closed: 0 | 0 | 0 | 8 | 23300-069-011884 | PEOPLES SOUTH BANK
44646 | Permanently Closed | 2009-04-01 | 1993-02-26 | 2013-10-15 | Petroleum | On road diesel | On road diesel | Retail | Steel | Steel | Coated & cathodic protection (sti-P3) |  | Fiberglass reinforced plastic |  | 1901-01-01 | Catchment Basin | Flow Rest 90% Full | Flow Rest 90% Full | [6 empty] | Interstitial Monitoring within Secondary Containment |  | Annual line testing | Annual line testing |  | UST Currently In Use: 0; UST Temp Close: 0; AST Currently In Use: 0; AST Temp Closed: 0 | 0 | 0 | 8 | 23300-069-011884 | PEOPLES SOUTH BANK
44647 | Currently in Use |  | 1994-03-01 |  | Petroleum | Unleaded gasoline | Unleaded gasoline | Retail | Steel | Steel | Coated & cathodic protection (sti-P3) |  | ENVIROFLEX |  |  | Catchment Basin | Flow Rest 90% Full | Flow Rest 90% Full |  |  | Statistical Inventory Reconciliation (SIR) |  | Automatic flow restrictor (MLLD) | Automatic flow restrictor (MLLD) |  |  | Statistical inventory reconciliation (SIR) | Statistical inventory reconciliation (SIR) |  | UST Currently In Use: 3; UST Temp Close: 0; AST Currently In Use: 0; AST Temp Closed: 0 | 3 | 0 | 0 | 22359-109-017180 | PREM INVESTMENTS OF AL LLC
44648 | Currently in Use |  | 1994-03-01 |  | Petroleum | Mid-grade gasoline | Mid-grade gasoline | Retail | Steel | Steel | Coated & cathodic protection (sti-P3) |  | Flexible |  |  | Catchment Basin | Flow Rest 90% Full | Flow Rest 90% Full |  |  | Statistical Inventory Reconciliation (SIR) |  | Automatic flow restrictor (MLLD) | Automatic flow restrictor (MLLD) |  |  | Statistical inventory reconciliation (SIR) | Statistical inventory reconciliation (SIR) |  | UST Currently In Use: 3; UST Temp Close: 0; AST Currently In Use: 0; AST Temp Closed: 0 | 3 | 0 | 0 | 22359-109-017180 | PREM INVESTMENTS OF AL LLC
44649 | Currently in Use |  | 1994-03-21 |  | Petroleum | On road diesel | On road diesel | Retail | Steel | Steel | Coated & cathodic protection (sti-P3) |  | Double Wall |  |  | Catchment Basin | Automatic shutoff device At 95% full | Automatic shutoff device At 95% full |  |  | Continuous Automatic Tank Gauge |  | Automatic flow restrictor (MLLD) | Automatic flow restrictor (MLLD) | Interstitial Monitoring within Secondary Containment | MANUAL/VISUAL CHECK | Annual line testing | Annual line testing |  | UST Currently In Use: 5; UST Temp Close: 0; AST Currently In Use: 0; AST Temp Closed: 0 | 5 | 0 | 0 | 25817-025-008212 | ABDULLAH LLC
44650 | Permanently Closed | 1997-07-31 | 1981-12-23 | 1997-07-31 | Petroleum | On road diesel | On road diesel | Emergency power generator | Steel | Steel | Interior lined (not allowed as a standalone method of corrosion protection) | Painted or None | Other |  | 1901-01-01 | [14 empty] | UST Currently In Use: 0; UST Temp Close: 0; AST Currently In Use: 0; AST Temp Closed: 0 | 0 | 0 | 2 | 19582-077-017181 | FLORENCE HOUSING AUTHORITY
44652 | Permanently Closed | 1997-07-31 | 1976-09-30 | 1997-07-31 | Petroleum | On road diesel | On road diesel | Emergency power generator | Steel | Steel |  | Painted or None | COPPER |  | 1901-01-01 | [5 empty] | Automatic Tank Gauge | [8 empty] | UST Currently In Use: 0; UST Temp Close: 0; AST Currently In Use: 0; AST Temp Closed: 0 | 0 | 0 | 2 | 19582-077-017182 | FLORENCE HOUSING AUTHORITY
44653 | Temporary Closed | 2002-04-01 | 1994-04-06 |  | Petroleum | Unleaded gasoline | Unleaded gasoline | Retail | Double Wall | Double Wall | Coated & cathodic protection (sti-P3) |  | Single Wall |  |  | Catchment Basin | Flow Rest 90% Full | Flow Rest 90% Full | Interstitial Monitoring within Secondary Containment | MANUAL/VISUAL CHECK | [9 empty] | UST Currently In Use: 0; UST Temp Close: 1; AST Currently In Use: 0; AST Temp Closed: 0 | 0 | 1 | 3 | 20007-121-005827 | MARION F. GOLD
44654 | Permanently Closed |  | 1987-01-01 | 2022-10-03 | Petroleum | On road diesel | On road diesel | Emergency Power Generator | Fiberglass reinforced plastic | Fiberglass reinforced plastic |  |  | TOTAL CONT |  | 1901-01-01 | Catchment Basin | Audible high level alarm At 90% full | Audible high level alarm At 90% full | Interstitial Monitoring within Secondary Containment | [10 empty] | UST Currently In Use: 0; UST Temp Close: 0; AST Currently In Use: 1; AST Temp Closed: 0 | 0 | 0 | 1 | 15689-097-017009 | BOARD OF WATER AND SEWER COMM
44655 | Temporary Closed | 2000-09-01 | 1991-01-01 |  | Petroleum | Unleaded gasoline | Unleaded gasoline | Retail | Steel | Steel | Coated & cathodic protection (sti-P3) |  | Fiberglass reinforced plastic |  | 1901-01-01 | Catchment Basin | Flow Rest 90% Full | Flow Rest 90% Full |  |  | Statistical Inventory Reconciliation (SIR) | [8 empty] | UST Currently In Use: 0; UST Temp Close: 2; AST Currently In Use: 2; AST Temp Closed: 0 | 0 | 2 | 1 | 22195-125-015055 | JOHN W. STAMPS
44656 | Currently in Use |  | 1994-02-15 |  | Petroleum | On road diesel | On road diesel | Industrial | Steel | Steel | Coated & cathodic protection (sti-P3) |  | Fiberglass reinforced plastic |  |  | Catchment Basin | Automatic shutoff device At 95% full | Automatic shutoff device At 95% full | Interstitial Monitoring within Secondary Containment | SENSOR TO ATG | Automatic Tank Gauge |  | Automatic flow restrictor (MLLD) | Automatic flow restrictor (MLLD) |  |  | Annual line testing | Annual line testing |  | UST Currently In Use: 2; UST Temp Close: 0; AST Currently In Use: 0; AST Temp Closed: 0 | 2 | 0 | 0 | 19589-097-017185 | DIRT INC
44657 | Currently in Use |  | 1994-02-15 |  | Petroleum | Unleaded gasoline | Unleaded gasoline | Industrial | Steel | Steel | Coated & cathodic protection (sti-P3) |  | Fiberglass reinforced plastic |  |  | Catchment Basin | Automatic shutoff device At 95% full | Automatic shutoff device At 95% full | Interstitial Monitoring within Secondary Containment | SENSOR TO ATG | Automatic Tank Gauge | [8 empty] | UST Currently In Use: 2; UST Temp Close: 0; AST Currently In Use: 0; AST Temp Closed: 0 | 2 | 0 | 0 | 19589-097-017185 | DIRT INC
44658 | Permanently Closed | 2013-03-27 | 1994-03-14 | 2013-03-27 | Petroleum | Unleaded gasoline | Unleaded gasoline | State/federal government | Single Wall | Single Wall | Coated & cathodic protection (sti-P3) |  | Fiberglass reinforced plastic |  |  | Catchment Basin | Automatic shutoff device At 95% full | Automatic shutoff device At 95% full |  |  | Continuous Automatic Tank Gauge | [8 empty] | UST Currently In Use: 0; UST Temp Close: 0; AST Currently In Use: 0; AST Temp Closed: 0 | 0 | 0 | 1 | 16993-055-017187 | GREATER GADSDEN HOUSING AUTHORITY
44659 | Currently in Use |  | 1994-01-19 |  | Petroleum | Unleaded gasoline | Unleaded gasoline | Retail | Single Wall | Fiberglass reinforced plastic |  |  | OLD FBRGLS |  | 1901-01-01 | Catchment Basin | Automatic shutoff device At 95% full | Automatic shutoff device At 95% full |  |  | Continuous Automatic Tank Gauge |  | Automatic flow restrictor (MLLD) | Automatic flow restrictor (MLLD) |  | SENSOR TO ATG | Annual line testing | Annual line testing |  | UST Currently In Use: 3; UST Temp Close: 0; AST Currently In Use: 1; AST Temp Closed: 0 | 3 | 0 | 1 | 25368-073-013558 | VP & A INC
44660 | Currently in Use |  | 1994-01-19 |  | Petroleum | Premium gasoline | Premium gasoline | Retail | Fiberglass reinforced plastic | Fiberglass reinforced plastic |  |  | Double Wall |  | 1901-01-01 | Catchment Basin | Automatic shutoff device At 95% full | Automatic shutoff device At 95% full |  |  | Continuous Automatic Tank Gauge |  | Automatic flow restrictor (MLLD) | Automatic flow restrictor (MLLD) |  | SENSOR TO ATG | Annual line testing | Annual line testing |  | UST Currently In Use: 3; UST Temp Close: 0; AST Currently In Use: 1; AST Temp Closed: 0 | 3 | 0 | 1 | 25368-073-013558 | VP & A INC
44662 | Currently in Use |  | 1994-01-19 |  | Petroleum | On road diesel | On road diesel | Retail | Fiberglass reinforced plastic | Fiberglass reinforced plastic |  |  | Double Wall |  | 1901-01-01 | Catchment Basin | Automatic shutoff device At 95% full | Automatic shutoff device At 95% full |  |  | Continuous Automatic Tank Gauge |  | Automatic flow restrictor (MLLD) | Automatic flow restrictor (MLLD) |  | SENSOR TO ATG | Annual line testing | Annual line testing |  | UST Currently In Use: 3; UST Temp Close: 0; AST Currently In Use: 1; AST Temp Closed: 0 | 3 | 0 | 1 | 25368-073-013558 | VP & A INC
44663 | Currently in Use |  | 1994-07-16 |  | Petroleum | Premium gasoline | Premium gasoline | Retail | Fiberglass reinforced plastic | Fiberglass reinforced plastic |  |  | Double Wall |  | 1901-01-01 | Catchment Basin | Flow Rest 90% Full | Flow Rest 90% Full |  |  | Continuous Automatic Tank Gauge |  | Containment Sump | Automatic shutoff device (AELLD) |  |  | Continuous alarm system | Continuous alarm system |  | UST Currently In Use: 4; UST Temp Close: 0; AST Currently In Use: 0; AST Temp Closed: 0 | 4 | 0 | 2 | 25051-055-014508 | KEITH HOLLINGSWORTH AND NEVA IMPHREY
44664 | Currently in Use |  | 1994-07-16 |  | Petroleum | Unleaded gasoline | Unleaded gasoline | Retail | Fiberglass reinforced plastic | Fiberglass reinforced plastic |  |  | Double Wall |  | 1901-01-01 | Catchment Basin | Flow Rest 90% Full | Flow Rest 90% Full |  |  | Continuous Automatic Tank Gauge |  | Automatic shutoff device (AELLD) | Automatic shutoff device (AELLD) |  |  | Continuous alarm system | Continuous alarm system |  | UST Currently In Use: 4; UST Temp Close: 0; AST Currently In Use: 0; AST Temp Closed: 0 | 4 | 0 | 2 | 25051-055-014508 | KEITH HOLLINGSWORTH AND NEVA IMPHREY
44665 | Permanently Closed | 2000-03-16 | 1978-01-01 | 2000-03-16 | Petroleum | Used oil | Used oil | Retail | Fiberglass reinforced plastic | Fiberglass reinforced plastic |  |  | Fiberglass reinforced plastic |  | 1901-01-01 | Catchment Basin | EXEMPT | Other |  |  | Manual Tank Gauging (only tanks 1000 gal. or less and 48” or 64” in diameter) | [8 empty] | UST Currently In Use: 0; UST Temp Close: 0; AST Currently In Use: 0; AST Temp Closed: 0 | 0 | 0 | 4 | 19451-097-011511 | TERRY DEES
44666 | Currently in Use |  | 1994-03-10 |  | Petroleum | Unleaded gasoline | Unleaded gasoline | Retail | Double Wall | Double Wall |  |  | Fiberglass reinforced plastic |  | 2005-03-08 | Catchment Basin | Automatic shutoff device At 95% full | Automatic shutoff device At 95% full |  |  | Continuous Automatic Tank Gauge |  | Automatic shutoff device (AELLD) | Automatic shutoff device (AELLD) |  |  | Continuous alarm system | Continuous alarm system |  | UST Currently In Use: 3; UST Temp Close: 0; AST Currently In Use: 0; AST Temp Closed: 0 | 3 | 0 | 0 | 23679-073-017197 | BOCA PROPERTIES LLC
44667 | Currently in Use |  | 1994-03-10 |  | Petroleum | Premium gasoline | Premium gasoline | Retail | Double Wall | Double Wall |  |  | Double Wall |  | 2005-03-08 | Catchment Basin | Automatic shutoff device At 95% full | Automatic shutoff device At 95% full |  |  | Continuous Automatic Tank Gauge |  | Automatic shutoff device (AELLD) | Automatic shutoff device (AELLD) | [5 empty] | UST Currently In Use: 3; UST Temp Close: 0; AST Currently In Use: 0; AST Temp Closed: 0 | 3 | 0 | 0 | 23679-073-017197 | BOCA PROPERTIES LLC
44668 | Currently in Use |  | 1994-03-10 |  | Petroleum | On road diesel | On road diesel | Retail | Double Wall | Double Wall |  |  | Double Wall |  | 2005-03-08 | Catchment Basin | Automatic shutoff device At 95% full | Automatic shutoff device At 95% full |  |  | Continuous Automatic Tank Gauge |  | Automatic shutoff device (AELLD) | Automatic shutoff device (AELLD) |  |  | Continuous alarm system | Continuous alarm system |  | UST Currently In Use: 3; UST Temp Close: 0; AST Currently In Use: 0; AST Temp Closed: 0 | 3 | 0 | 0 | 23679-073-017197 | BOCA PROPERTIES LLC
44669 | Temporary Closed | 2013-02-13 | 1987-04-01 |  | Petroleum | Unleaded gasoline | Unleaded gasoline | Retail | Steel | Steel | Coated & cathodic protection (sti-P3) |  | Single Wall |  |  | Catchment Basin | Flow Rest 90% Full | Flow Rest 90% Full |  |  | Automatic Tank Gauge |  | Automatic flow restrictor (MLLD) | Automatic flow restrictor (MLLD) |  |  | Annual line testing | Annual line testing |  | UST Currently In Use: 0; UST Temp Close: 4; AST Currently In Use: 0; AST Temp Closed: 0 | 0 | 4 | 0 | 22260-115-017198 | D&M ONE STOP INC
44670 | Temporary Closed | 2013-02-13 | 1987-04-01 |  | Petroleum | Mid-grade gasoline | Mid-grade gasoline | Retail | Steel | Steel | Coated & cathodic protection (sti-P3) |  | Fiberglass reinforced plastic |  |  | Catchment Basin | Flow Rest 90% Full | Flow Rest 90% Full |  |  | Automatic Tank Gauge |  | Automatic flow restrictor (MLLD) | Automatic flow restrictor (MLLD) |  |  | Annual line testing | Annual line testing |  | UST Currently In Use: 0; UST Temp Close: 4; AST Currently In Use: 0; AST Temp Closed: 0 | 0 | 4 | 0 | 22260-115-017198 | D&M ONE STOP INC
44671 | Temporary Closed | 2013-02-13 | 1987-04-01 |  | Petroleum | Premium gasoline | Premium gasoline | Retail | Steel | Steel | Coated & cathodic protection (sti-P3) |  | Single Wall |  |  | Catchment Basin | Flow Rest 90% Full | Flow Rest 90% Full |  |  | Automatic Tank Gauge |  | Automatic flow restrictor (MLLD) | Automatic flow restrictor (MLLD) |  |  | Annual line testing | Annual line testing |  | UST Currently In Use: 0; UST Temp Close: 4; AST Currently In Use: 0; AST Temp Closed: 0 | 0 | 4 | 0 | 22260-115-017198 | D&M ONE STOP INC
44672 | Temporary Closed | 2013-02-13 | 1987-04-01 |  | Petroleum | On road diesel | On road diesel | Retail | Steel | Steel | Coated & cathodic protection (sti-P3) |  | Fiberglass reinforced plastic |  |  | Catchment Basin | Flow Rest 90% Full | Flow Rest 90% Full |  |  | Automatic Tank Gauge |  | Automatic flow restrictor (MLLD) | Automatic flow restrictor (MLLD) |  |  | Annual line testing | Annual line testing |  | UST Currently In Use: 0; UST Temp Close: 4; AST Currently In Use: 0; AST Temp Closed: 0 | 0 | 4 | 0 | 22260-115-017198 | D&M ONE STOP INC
44673 | Currently in Use |  | 1994-04-12 |  | Petroleum | Unleaded gasoline | Unleaded gasoline | Retail | Fiberglass reinforced plastic | Fiberglass reinforced plastic |  |  | Fiberglass reinforced plastic |  | 1901-01-01 | Catchment Basin | Automatic shutoff device At 95% full | Automatic shutoff device At 95% full |  |  | Statistical Inventory Reconciliation (SIR) |  | Containment Sump | Automatic flow restrictor (MLLD) |  |  | Annual line testing | Annual line testing |  | UST Currently In Use: 3; UST Temp Close: 0; AST Currently In Use: 0; AST Temp Closed: 0 | 3 | 0 | 2 | 23413-097-000290 | CIRCLE K STORES, INC.
44674 | Currently in Use |  | 1994-04-12 |  | Petroleum | Mid-grade gasoline | Mid-grade gasoline | Retail | Fiberglass reinforced plastic | Fiberglass reinforced plastic |  |  | Fiberglass reinforced plastic |  | 1901-01-01 | Catchment Basin | Automatic shutoff device At 95% full | Automatic shutoff device At 95% full |  |  | Statistical Inventory Reconciliation (SIR) |  | Containment Sump | Automatic flow restrictor (MLLD) |  |  | Statistical inventory reconciliation (SIR) | Annual line testing |  | UST Currently In Use: 3; UST Temp Close: 0; AST Currently In Use: 0; AST Temp Closed: 0 | 3 | 0 | 2 | 23413-097-000290 | CIRCLE K STORES, INC.
44675 | Currently in Use |  | 1994-04-12 |  | Petroleum | Premium gasoline | Premium gasoline | Retail | Fiberglass reinforced plastic | Fiberglass reinforced plastic |  |  | Fiberglass reinforced plastic |  | 1901-01-01 | Catchment Basin | Automatic shutoff device At 95% full | Automatic shutoff device At 95% full |  |  | Statistical Inventory Reconciliation (SIR) |  | Automatic flow restrictor (MLLD) | Automatic flow restrictor (MLLD) |  |  | Annual line testing | Annual line testing |  | UST Currently In Use: 3; UST Temp Close: 0; AST Currently In Use: 0; AST Temp Closed: 0 | 3 | 0 | 2 | 23413-097-000290 | CIRCLE K STORES, INC.
44676 | Permanently Closed | 2018-03-31 | 1993-11-13 |  | Petroleum | Unleaded gasoline | Unleaded gasoline | Retail | Single Wall | Single Wall | Coated & cathodic protection (sti-P3) |  | Fiberglass reinforced plastic |  |  | Catchment Basin | Flow Rest 90% Full | Flow Rest 90% Full |  |  | Automatic Tank Gauge | [8 empty] | UST Currently In Use: 0; UST Temp Close: 0; AST Currently In Use: 0; AST Temp Closed: 0 | 0 | 0 | 4 | 12457-043-004205 | EIDSON PETROLEUM, INC.
44680 | Currently in Use |  | 1994-04-01 |  | Petroleum | Unleaded gasoline | Unleaded gasoline | Retail | Steel | Steel | Coated & cathodic protection (sti-P3) |  | Fiberglass reinforced plastic |  | 1901-01-01 | Catchment Basin | Automatic shutoff device At 95% full | Automatic shutoff device At 95% full |  |  | Continuous Automatic Tank Gauge |  | Automatic flow restrictor (MLLD) | Automatic flow restrictor (MLLD) |  |  | Annual line testing | Annual line testing |  | UST Currently In Use: 1; UST Temp Close: 0; AST Currently In Use: 0; AST Temp Closed: 0 | 1 | 0 | 0 | 23148-101-017202 | SHREEJI REALTY LLC
44681 | Currently in Use |  | 1993-05-05 |  | Petroleum | Unleaded gasoline | Unleaded gasoline | Local government | Double Wall | Double Wall |  |  | Fiberglass reinforced plastic |  | 1901-01-01 | Catchment Basin | Audible high level alarm At 90% full | Audible high level alarm At 90% full | Interstitial Monitoring within Secondary Containment | SENSOR TO ATG | Automatic Tank Gauge |  | Containment Sump | Automatic flow restrictor (MLLD) | Interstitial Monitoring within Secondary Containment |  | Continuous alarm system | Continuous alarm system |  | UST Currently In Use: 6; UST Temp Close: 0; AST Currently In Use: 0; AST Temp Closed: 0 | 6 | 0 | 0 | 13508-101-017203 | MONTGOMERY AREA TRANSIT SYSTEM
44682 | Currently in Use |  | 1993-05-05 |  | Petroleum | On road diesel | On road diesel | Local government | Double Wall | Double Wall |  |  | Fiberglass reinforced plastic |  | 1901-01-01 | Catchment Basin | Audible high level alarm At 90% full | Audible high level alarm At 90% full | Interstitial Monitoring within Secondary Containment | SENSOR TO ATG | Automatic Tank Gauge |  | Automatic flow restrictor (MLLD) | Automatic flow restrictor (MLLD) | Interstitial Monitoring within Secondary Containment | SENSOR TO ATG | Continuous alarm system | Continuous alarm system |  | UST Currently In Use: 6; UST Temp Close: 0; AST Currently In Use: 0; AST Temp Closed: 0 | 6 | 0 | 0 | 13508-101-017203 | MONTGOMERY AREA TRANSIT SYSTEM
44683 | Currently in Use |  | 1993-05-05 |  | Petroleum | On road diesel | On road diesel | Local government | Double Wall | Double Wall |  |  | Double Wall |  | 1901-01-01 | Catchment Basin | Flow Rest 90% Full | Audible high level alarm At 90% full | Interstitial Monitoring within Secondary Containment | SENSOR TO ATG | Automatic Tank Gauge |  | Automatic flow restrictor (MLLD) | Automatic flow restrictor (MLLD) | Interstitial Monitoring within Secondary Containment | SENSOR TO ATG | Continuous alarm system | Continuous alarm system |  | UST Currently In Use: 6; UST Temp Close: 0; AST Currently In Use: 0; AST Temp Closed: 0 | 6 | 0 | 0 | 13508-101-017203 | MONTGOMERY AREA TRANSIT SYSTEM
44684 | Currently in Use |  | 1993-05-05 |  | Petroleum | Virgin oil | Virgin oil | Local government | Fiberglass reinforced plastic | Fiberglass reinforced plastic |  |  | Fiberglass reinforced plastic |  | 1901-01-01 | Catchment Basin | Flow Rest 90% Full | Audible high level alarm At 90% full | Interstitial Monitoring within Secondary Containment | SENSOR TO ATG | Automatic Tank Gauge | [8 empty] | UST Currently In Use: 6; UST Temp Close: 0; AST Currently In Use: 0; AST Temp Closed: 0 | 6 | 0 | 0 | 13508-101-017203 | MONTGOMERY AREA TRANSIT SYSTEM
44685 | Currently in Use |  | 1993-05-05 |  | Petroleum | Other, A/F | Other | Local government | Fiberglass reinforced plastic | Fiberglass reinforced plastic |  |  | Fiberglass reinforced plastic |  | 1901-01-01 | Catchment Basin | Flow Rest 90% Full | Audible high level alarm At 90% full | Interstitial Monitoring within Secondary Containment |  | Automatic Tank Gauge | [8 empty] | UST Currently In Use: 6; UST Temp Close: 0; AST Currently In Use: 0; AST Temp Closed: 0 | 6 | 0 | 0 | 13508-101-017203 | MONTGOMERY AREA TRANSIT SYSTEM
44686 | Currently in Use |  | 1993-05-05 |  | Petroleum | Used oil | Used oil | Local government | Fiberglass reinforced plastic | Fiberglass reinforced plastic |  |  | Fiberglass reinforced plastic |  | 1901-01-01 | Catchment Basin | Flow Rest 90% Full | Audible high level alarm At 90% full | Interstitial Monitoring within Secondary Containment |  | Automatic Tank Gauge | [8 empty] | UST Currently In Use: 6; UST Temp Close: 0; AST Currently In Use: 0; AST Temp Closed: 0 | 6 | 0 | 0 | 13508-101-017203 | MONTGOMERY AREA TRANSIT SYSTEM
44687 | Currently in Use |  | 1994-02-09 |  | Petroleum | On road diesel | On road diesel | Industrial | Steel | Steel | Coated & cathodic protection (sti-P3) |  | Fiberglass reinforced plastic |  |  | Catchment Basin | Flow Rest 90% Full | Audible high level alarm At 90% full |  |  | Continuous Automatic Tank Gauge | [8 empty] | UST Currently In Use: 3; UST Temp Close: 0; AST Currently In Use: 0; AST Temp Closed: 0 | 3 | 0 | 0 | 17505-007-015123 | RANDOLPH & RANDOLPH CO
44688 | Currently in Use |  | 1992-11-20 |  | Petroleum | On road diesel | On road diesel | Retail | Steel | Single Wall | Coated & cathodic protection (sti-P3) |  | Double Wall |  |  | Catchment Basin | Flow Rest 90% Full | Flow Rest 90% Full |  |  | Continuous Automatic Tank Gauge | Single walled submersible pump containment sump | Automatic flow restrictor (MLLD) | Automatic flow restrictor (MLLD) |  |  | Annual line testing | Annual line testing |  | UST Currently In Use: 2; UST Temp Close: 0; AST Currently In Use: 0; AST Temp Closed: 0 | 2 | 0 | 0 | 13284-103-017204 | H.L. MARTIN DISTRIBUTING CO.
44689 | Currently in Use |  | 1993-04-18 |  | Petroleum | Unleaded gasoline | Unleaded gasoline | Retail | Single Wall | Single Wall | Coated & cathodic protection (sti-P3) |  | Double Wall |  |  | Catchment Basin | Flow Rest 90% Full | Flow Rest 90% Full |  |  | Continuous Automatic Tank Gauge | Single walled submersible pump containment sump | Automatic flow restrictor (MLLD) | Automatic flow restrictor (MLLD) |  |  | Annual line testing | Annual line testing |  | UST Currently In Use: 2; UST Temp Close: 0; AST Currently In Use: 0; AST Temp Closed: 0 | 2 | 0 | 0 | 13284-103-017204 | H.L. MARTIN DISTRIBUTING CO.
44690 | Currently in Use |  | 1994-03-21 |  | Petroleum | Unleaded gasoline | Unleaded gasoline | Retail | Single Wall | Single Wall | Coated & cathodic protection (sti-P3) |  | Double Wall |  |  | Catchment Basin | Automatic shutoff device At 95% full | Automatic shutoff device At 95% full |  |  | Automatic Tank Gauge |  | Automatic flow restrictor (MLLD) | Automatic flow restrictor (MLLD) |  |  | Annual line testing | Annual line testing |  | UST Currently In Use: 4; UST Temp Close: 0; AST Currently In Use: 0; AST Temp Closed: 0 | 4 | 0 | 6 | 21478-095-006205 | YOUSEF M. ALABBASI
44691 | Currently in Use |  | 1994-03-21 |  | Petroleum | Mid-grade gasoline | Mid-grade gasoline | Retail | Single Wall | Single Wall | Coated & cathodic protection (sti-P3) |  | Double Wall |  |  | Catchment Basin | Flow Rest 90% Full | Automatic shutoff device At 95% full |  |  | Automatic Tank Gauge |  | Automatic flow restrictor (MLLD) | Automatic flow restrictor (MLLD) |  |  | Annual line testing | Annual line testing |  | UST Currently In Use: 4; UST Temp Close: 0; AST Currently In Use: 0; AST Temp Closed: 0 | 4 | 0 | 6 | 21478-095-006205 | YOUSEF M. ALABBASI
44692 | Currently in Use |  | 1994-03-21 |  | Petroleum | Premium gasoline | Premium gasoline | Retail | Single Wall | Single Wall | Coated & cathodic protection (sti-P3) |  | Double Wall |  |  | Catchment Basin | Flow Rest 90% Full | Automatic shutoff device At 95% full |  |  | Automatic Tank Gauge |  | Automatic flow restrictor (MLLD) | Automatic flow restrictor (MLLD) |  |  | Annual line testing | Annual line testing |  | UST Currently In Use: 4; UST Temp Close: 0; AST Currently In Use: 0; AST Temp Closed: 0 | 4 | 0 | 6 | 21478-095-006205 | YOUSEF M. ALABBASI
44693 | Currently in Use |  | 1994-03-21 |  | Petroleum | Premium gasoline | Premium gasoline | Retail | Single Wall | Single Wall | Coated & cathodic protection (sti-P3) |  | Double Wall |  |  | Catchment Basin | Flow Rest 90% Full | Automatic shutoff device At 95% full |  |  | Automatic Tank Gauge |  | Automatic flow restrictor (MLLD) | Automatic flow restrictor (MLLD) |  |  | Annual line testing | Annual line testing |  | UST Currently In Use: 4; UST Temp Close: 0; AST Currently In Use: 0; AST Temp Closed: 0 | 4 | 0 | 6 | 21478-095-006205 | YOUSEF M. ALABBASI
44694 | Temporary Closed | 2018-09-01 | 1994-03-23 |  | Petroleum | Unleaded gasoline | Unleaded gasoline | Retail | Steel | Steel | Coated & cathodic protection (sti-P3) |  | Double Wall |  |  | Catchment Basin | Flow Rest 90% Full | Flow Rest 90% Full |  |  | Statistical Inventory Reconciliation (SIR) |  | Automatic flow restrictor (MLLD) | Automatic flow restrictor (MLLD) |  |  | Statistical inventory reconciliation (SIR) | Statistical inventory reconciliation (SIR) |  | UST Currently In Use: 0; UST Temp Close: 4; AST Currently In Use: 0; AST Temp Closed: 0 | 0 | 4 | 5 | 14681-013-010316 | STERLING OIL COMPANY, INC.
44695 | Temporary Closed | 2018-09-01 | 1994-03-23 |  | Petroleum | Mid-grade gasoline | Mid-grade gasoline | Retail | Steel | Steel | Coated & cathodic protection (sti-P3) |  | Double Wall |  |  | Catchment Basin | Flow Rest 90% Full | Flow Rest 90% Full |  |  | Statistical Inventory Reconciliation (SIR) |  | Containment Sump | Automatic flow restrictor (MLLD) |  |  | Statistical inventory reconciliation (SIR) | Statistical inventory reconciliation (SIR) |  | UST Currently In Use: 0; UST Temp Close: 4; AST Currently In Use: 0; AST Temp Closed: 0 | 0 | 4 | 5 | 14681-013-010316 | STERLING OIL COMPANY, INC.
44696 | Temporary Closed | 2018-09-01 | 1994-03-23 |  | Petroleum | Premium gasoline | Premium gasoline | Retail | Steel | Steel | Coated & cathodic protection (sti-P3) |  | Double Wall |  |  | Catchment Basin | Flow Rest 90% Full | Flow Rest 90% Full |  |  | Statistical Inventory Reconciliation (SIR) |  | Containment Sump | Automatic flow restrictor (MLLD) |  |  | Statistical inventory reconciliation (SIR) | Statistical inventory reconciliation (SIR) |  | UST Currently In Use: 0; UST Temp Close: 4; AST Currently In Use: 0; AST Temp Closed: 0 | 0 | 4 | 5 | 14681-013-010316 | STERLING OIL COMPANY, INC.
44697 | Temporary Closed | 2018-09-01 | 1994-03-23 |  | Petroleum | On road diesel | On road diesel | Retail | Steel | Steel | Coated & cathodic protection (sti-P3) |  | Fiberglass reinforced plastic |  |  | Catchment Basin | Automatic shutoff device At 95% full | Automatic shutoff device At 95% full |  |  | Statistical Inventory Reconciliation (SIR) | [8 empty] | UST Currently In Use: 0; UST Temp Close: 4; AST Currently In Use: 0; AST Temp Closed: 0 | 0 | 4 | 5 | 14681-013-010316 | STERLING OIL COMPANY, INC.
44698 | Currently in Use |  | 1994-04-30 |  | Petroleum | Unleaded gasoline | Unleaded gasoline | Local government | Fiberglass reinforced plastic | Fiberglass reinforced plastic |  |  | Flexible |  | 1901-01-01 | Catchment Basin | Flow Rest 90% Full | Flow Rest 90% Full |  |  | Continuous Automatic Tank Gauge |  | Automatic flow restrictor (MLLD) | Automatic flow restrictor (MLLD) | Interstitial Monitoring within Secondary Containment |  | Continuous alarm system | Annual line testing |  | UST Currently In Use: 2; UST Temp Close: 0; AST Currently In Use: 0; AST Temp Closed: 0 | 2 | 0 | 4 | 17668-017-015521 | CHAMBERS CO COMMISSION
44699 | Currently in Use |  | 1994-04-30 |  | Petroleum | On road diesel | On road diesel | Local government | Fiberglass reinforced plastic | Fiberglass reinforced plastic |  |  | Flexible |  | 1901-01-01 | Catchment Basin | Flow Rest 90% Full | Flow Rest 90% Full |  |  | Continuous Automatic Tank Gauge |  | Automatic flow restrictor (MLLD) | Automatic flow restrictor (MLLD) | Interstitial Monitoring within Secondary Containment |  | Annual line testing | Annual line testing |  | UST Currently In Use: 2; UST Temp Close: 0; AST Currently In Use: 0; AST Temp Closed: 0 | 2 | 0 | 4 | 17668-017-015521 | CHAMBERS CO COMMISSION
44700 | Currently in Use |  | 1993-12-01 |  | Petroleum | Unleaded gasoline | Unleaded gasoline | State/federal government | Double Wall | Double Wall |  |  | Fiberglass reinforced plastic |  |  | Catchment Basin | Flow Rest 90% Full | Flow Rest 90% Full |  |  | Continuous Automatic Tank Gauge | Single walled submersible pump containment sump | Containment Sump | Automatic shutoff device (AELLD) |  | SENSOR TO ATG |  |  |  | UST Currently In Use: 2; UST Temp Close: 0; AST Currently In Use: 0; AST Temp Closed: 0 | 2 | 0 | 4 | 14658-033-002938 | DEPARTMENT OF TRANSPORTATION HIGHWAY
44702 | Currently in Use |  | 1993-12-01 |  | Petroleum | On road diesel | On road diesel | State/federal government | Fiberglass reinforced plastic | Double Wall |  |  | Fiberglass reinforced plastic |  |  | Catchment Basin | Flow Rest 90% Full | Flow Rest 90% Full |  |  | Continuous Automatic Tank Gauge | Single walled submersible pump containment sump | Containment Sump | Automatic shutoff device (AELLD) |  | SENSOR TO ATG |  |  |  | UST Currently In Use: 2; UST Temp Close: 0; AST Currently In Use: 0; AST Temp Closed: 0 | 2 | 0 | 4 | 14658-033-002938 | DEPARTMENT OF TRANSPORTATION HIGHWAY
44703 | Currently in Use |  | 1993-11-18 |  | Petroleum | Unleaded gasoline | Unleaded gasoline | State/federal government | Double Wall | Double Wall |  |  | Fiberglass reinforced plastic |  |  | Catchment Basin | Flow Rest 90% Full | Flow Rest 90% Full |  | SENSOR TO ATG | Continuous Automatic Tank Gauge | Single walled submersible pump containment sump | Automatic shutoff device (AELLD) | Automatic shutoff device (AELLD) |  | SENSOR TO ATG |  |  |  | UST Currently In Use: 2; UST Temp Close: 0; AST Currently In Use: 0; AST Temp Closed: 0 | 2 | 0 | 4 | 14663-079-002939 | DEPARTMENT OF TRANSPORTATION HIGHWAY
44704 | Currently in Use |  | 1993-11-18 |  | Petroleum | On road diesel | On road diesel | State/federal government | Double Wall | Double Wall |  |  | Fiberglass reinforced plastic |  |  | Catchment Basin | Flow Rest 90% Full | Flow Rest 90% Full |  | SENSOR TO ATG | Continuous Automatic Tank Gauge | Single walled submersible pump containment sump | Containment Sump | Automatic shutoff device (AELLD) |  | SENSOR TO ATG |  |  |  | UST Currently In Use: 2; UST Temp Close: 0; AST Currently In Use: 0; AST Temp Closed: 0 | 2 | 0 | 4 | 14663-079-002939 | DEPARTMENT OF TRANSPORTATION HIGHWAY
44705 | Permanently Closed | 1998-12-22 | 1986-01-01 | 1999-02-12 | Petroleum | Unleaded gasoline | Unleaded gasoline | Retail | Steel | Steel |  | Painted or None | Steel |  | 1901-01-01 | [5 empty] | Statistical Inventory Reconciliation (SIR) | [8 empty] | UST Currently In Use: 0; UST Temp Close: 0; AST Currently In Use: 0; AST Temp Closed: 0 | 0 | 0 | 2 | 14988-107-004686 | TRICO OIL CO INC
44706 | Permanently Closed | 2002-06-26 | 1993-10-01 | 2017-10-17 | Petroleum | Unleaded gasoline | Unleaded gasoline | Industrial | Fiberglass reinforced plastic | Double Wall |  |  | Fiberglass reinforced plastic |  | 1901-01-01 | Catchment Basin | Flow Rest 90% Full | Flow Rest 90% Full | Interstitial Monitoring within Secondary Containment |  | Automatic Tank Gauge |  |  |  | Interstitial Monitoring within Secondary Containment |  |  |  |  | UST Currently In Use: 0; UST Temp Close: 0; AST Currently In Use: 0; AST Temp Closed: 0 | 0 | 0 | 2 | 19602-079-017205 | LOCKHEED MARTIN SPACE SYSTEMS CO.
44708 | Permanently Closed | 2002-06-26 | 1993-10-01 | 2017-10-18 | Petroleum | On road diesel | On road diesel | Industrial | Double Wall | Double Wall |  |  | Double Wall |  | 1901-01-01 | Catchment Basin | Flow Rest 90% Full | Flow Rest 90% Full | Interstitial Monitoring within Secondary Containment |  | Automatic Tank Gauge |  |  |  | Interstitial Monitoring within Secondary Containment |  |  |  |  | UST Currently In Use: 0; UST Temp Close: 0; AST Currently In Use: 0; AST Temp Closed: 0 | 0 | 0 | 2 | 19602-079-017205 | LOCKHEED MARTIN SPACE SYSTEMS CO.
44709 | Temporary Closed | 2011-05-31 | 1993-10-10 |  | Petroleum | Unleaded gasoline | Unleaded gasoline | Local government | Fiberglass reinforced plastic | Double Wall |  |  | Fiberglass reinforced plastic |  | 1901-01-01 | Catchment Basin | Automatic shutoff device At 95% full | Automatic shutoff device At 95% full |  |  | Automatic Tank Gauge |  | Automatic flow restrictor (MLLD) | Automatic flow restrictor (MLLD) | Interstitial Monitoring within Secondary Containment | MANUAL/VISUAL CHECK |  |  |  | UST Currently In Use: 0; UST Temp Close: 1; AST Currently In Use: 0; AST Temp Closed: 0 | 0 | 1 | 0 | 19603-103-017206 | DECATUR CITY BOARD OF EDUCATION
44710 |  | 2000-03-30 | 1979-06-15 |  | Petroleum | On road diesel | On road diesel | Emergency Power Generator | Steel | Steel |  | Painted or None | Steel |  | 1901-01-01 | [5 empty] | Manual Tank Gauging (only tanks 1000 gal. or less and 48” or 64” in diameter) | [8 empty] | UST Currently In Use: 0; UST Temp Close: 0; AST Currently In Use: 1; AST Temp Closed: 0 | 0 | 0 | 0 | 19604-091-017038 | DEMOPOLIS WATER AND SEWER BOARD
44711 | Currently in Use |  | 1994-01-13 |  | Petroleum | Premium gasoline | Premium gasoline | Retail | Double Wall | Double Wall | Coated & cathodic protection (sti-P3) |  | Double Wall |  |  | Catchment Basin | Flow Rest 90% Full | Flow Rest 90% Full | Interstitial Monitoring within Secondary Containment | SENSOR TO ATG | Automatic Tank Gauge |  | Automatic flow restrictor (MLLD) | Automatic flow restrictor (MLLD) | Interstitial Monitoring within Secondary Containment | SENSOR TO ATG | Continuous alarm system | Continuous alarm system |  | UST Currently In Use: 2; UST Temp Close: 0; AST Currently In Use: 0; AST Temp Closed: 0 | 2 | 0 | 0 | 25933-097-017207 | SAMS PARTNERSHIP LLC
44712 | Currently in Use |  | 1994-01-13 |  | Petroleum | Unleaded gasoline | Unleaded gasoline | Retail | Steel | Double Wall | Coated & cathodic protection (sti-P3) |  | Double Wall |  |  | Catchment Basin | Flow Rest 90% Full | Flow Rest 90% Full | Interstitial Monitoring within Secondary Containment | SENSOR TO ATG | Automatic Tank Gauge |  | Containment Sump | Automatic flow restrictor (MLLD) | Interstitial Monitoring within Secondary Containment | SENSOR TO ATG | Continuous alarm system | Continuous alarm system |  | UST Currently In Use: 2; UST Temp Close: 0; AST Currently In Use: 0; AST Temp Closed: 0 | 2 | 0 | 0 | 25933-097-017207 | SAMS PARTNERSHIP LLC
44713 | Currently in Use |  | 1993-03-01 |  | Petroleum | Premium gasoline | Premium gasoline | Retail | 6P/4D | Single Wall | Coated & cathodic protection (sti-P3) |  | 2-PIECES |  |  | Catchment Basin | Flow Rest 90% Full | Flow Rest 90% Full |  |  | Continuous Automatic Tank Gauge |  | Automatic flow restrictor (MLLD) | Automatic flow restrictor (MLLD) |  |  | Annual line testing | Annual line testing |  | UST Currently In Use: 2; UST Temp Close: 0; AST Currently In Use: 0; AST Temp Closed: 0 | 2 | 0 | 0 | 25422-073-017209 | ABDUL RAHMAN HAMIRANI
44714 | Currently in Use |  | 1993-03-01 |  | Petroleum | Unleaded gasoline | Unleaded gasoline | Retail | Single Wall | Single Wall | Coated & cathodic protection (sti-P3) |  | 2-PIECES |  |  | Catchment Basin | Flow Rest 90% Full | Flow Rest 90% Full |  |  | Continuous Automatic Tank Gauge |  | Automatic flow restrictor (MLLD) | Automatic flow restrictor (MLLD) |  |  | Annual line testing | Annual line testing |  | UST Currently In Use: 2; UST Temp Close: 0; AST Currently In Use: 0; AST Temp Closed: 0 | 2 | 0 | 0 | 25422-073-017209 | ABDUL RAHMAN HAMIRANI
44715 | Temporary Closed | 2008-12-22 | 1994-05-01 |  | Petroleum | Unleaded gasoline | Unleaded gasoline |  | Fiberglass reinforced plastic | Fiberglass reinforced plastic |  |  | Fiberglass reinforced plastic |  | 1901-01-01 | Catchment Basin | Flow Rest 90% Full | Flow Rest 90% Full |  |  | Statistical Inventory Reconciliation (SIR) | [8 empty] | UST Currently In Use: 0; UST Temp Close: 1; AST Currently In Use: 0; AST Temp Closed: 0 | 0 | 1 | 0 | 19610-125-017210 | MADISON MASONRY CO INC
44716 | Permanently Closed | 2019-12-30 | 1994-04-19 | 2023-04-30 | Petroleum | Unleaded gasoline | Unleaded gasoline | Retail | Single Wall | Single Wall | Coated & cathodic protection (sti-P3) |  | Double Wall |  |  | Catchment Basin | Flow Rest 90% Full | Flow Rest 90% Full |  |  | Continuous Automatic Tank Gauge | Single walled submersible pump containment sump | Automatic flow restrictor (MLLD) | Automatic flow restrictor (MLLD) |  |  | Annual line testing | Annual line testing |  | UST Currently In Use: 0; UST Temp Close: 0; AST Currently In Use: 0; AST Temp Closed: 0 | 0 | 0 | 9 | 11379-103-004856 | SIBLEY OIL COMPANY
44717 | Permanently Closed | 2019-12-30 | 1994-04-19 | 2023-04-30 | Petroleum | Unleaded gasoline | Unleaded gasoline | Retail | Single Wall | Single Wall | Coated & cathodic protection (sti-P3) |  | Double Wall |  |  | Catchment Basin | Flow Rest 90% Full | Flow Rest 90% Full |  |  | Continuous Automatic Tank Gauge | Single walled submersible pump containment sump | Automatic flow restrictor (MLLD) | Automatic flow restrictor (MLLD) |  |  | Annual line testing | Annual line testing |  | UST Currently In Use: 0; UST Temp Close: 0; AST Currently In Use: 0; AST Temp Closed: 0 | 0 | 0 | 9 | 11379-103-004856 | SIBLEY OIL COMPANY
44718 | Permanently Closed | 2019-12-30 | 1994-04-19 | 2023-01-30 | Petroleum | On road diesel | On road diesel | Retail | Single Wall | Single Wall | Coated & cathodic protection (sti-P3) |  | Double Wall |  |  | Catchment Basin | Flow Rest 90% Full | Flow Rest 90% Full |  |  | Continuous Automatic Tank Gauge | Single walled submersible pump containment sump | Automatic flow restrictor (MLLD) | Automatic flow restrictor (MLLD) |  |  | Annual line testing | Annual line testing |  | UST Currently In Use: 0; UST Temp Close: 0; AST Currently In Use: 0; AST Temp Closed: 0 | 0 | 0 | 9 | 11379-103-004856 | SIBLEY OIL COMPANY
44719 | Permanently Closed | 2019-12-30 | 1994-04-19 | 2023-04-30 | Petroleum | On road diesel | On road diesel | Retail | Steel | Single Wall | Coated & cathodic protection (sti-P3) |  | Double Wall |  |  | Catchment Basin | Flow Rest 90% Full | Flow Rest 90% Full |  |  | Continuous Automatic Tank Gauge | Single walled submersible pump containment sump | Containment Sump | Automatic flow restrictor (MLLD) |  |  | Annual line testing | Annual line testing |  | UST Currently In Use: 0; UST Temp Close: 0; AST Currently In Use: 0; AST Temp Closed: 0 | 0 | 0 | 9 | 11379-103-004856 | SIBLEY OIL COMPANY
44720 | Currently in Use |  | 1994-03-01 |  | Petroleum | Premium gasoline | Premium gasoline | Retail | Fiberglass reinforced plastic | Fiberglass reinforced plastic |  |  | Flexible |  |  | Catchment Basin | Automatic shutoff device At 95% full | Automatic shutoff device At 95% full |  |  | Statistical Inventory Reconciliation (SIR) |  | Automatic flow restrictor (MLLD) | Automatic flow restrictor (MLLD) |  |  | Statistical inventory reconciliation (SIR) | Statistical inventory reconciliation (SIR) |  | UST Currently In Use: 4; UST Temp Close: 0; AST Currently In Use: 0; AST Temp Closed: 0 | 4 | 0 | 3 | 11576-103-004852 | DUTCH OIL COMPANY
44721 | Currently in Use |  | 1994-03-01 |  | Petroleum | Mid-grade gasoline | Mid-grade gasoline | Retail | Fiberglass reinforced plastic | Fiberglass reinforced plastic |  |  | Double Wall |  |  | Catchment Basin | Automatic shutoff device At 95% full | Automatic shutoff device At 95% full |  |  | Statistical Inventory Reconciliation (SIR) |  | Containment Sump | Automatic flow restrictor (MLLD) |  |  | Statistical inventory reconciliation (SIR) | Statistical inventory reconciliation (SIR) |  | UST Currently In Use: 4; UST Temp Close: 0; AST Currently In Use: 0; AST Temp Closed: 0 | 4 | 0 | 3 | 11576-103-004852 | DUTCH OIL COMPANY
44722 | Currently in Use |  | 1994-03-01 |  | Petroleum | Unleaded gasoline | Unleaded gasoline | Retail | Fiberglass reinforced plastic | Fiberglass reinforced plastic |  |  | Double Wall |  |  | Catchment Basin | Automatic shutoff device At 95% full | Automatic shutoff device At 95% full |  |  | Statistical Inventory Reconciliation (SIR) |  | Automatic flow restrictor (MLLD) | Automatic flow restrictor (MLLD) |  |  | Statistical inventory reconciliation (SIR) | Statistical inventory reconciliation (SIR) |  | UST Currently In Use: 4; UST Temp Close: 0; AST Currently In Use: 0; AST Temp Closed: 0 | 4 | 0 | 3 | 11576-103-004852 | DUTCH OIL COMPANY
44723 | Currently in Use |  | 1994-03-01 |  | Petroleum | On road diesel | On road diesel | Retail | Single Wall | Fiberglass reinforced plastic |  |  | Double Wall |  |  | Catchment Basin | Flow Rest 90% Full | Flow Rest 90% Full |  |  | Statistical Inventory Reconciliation (SIR) |  | Containment Sump | Automatic flow restrictor (MLLD) |  |  | Statistical inventory reconciliation (SIR) | Statistical inventory reconciliation (SIR) |  | UST Currently In Use: 4; UST Temp Close: 0; AST Currently In Use: 0; AST Temp Closed: 0 | 4 | 0 | 3 | 11576-103-004852 | DUTCH OIL COMPANY
44724 | Permanently Closed | 1994-05-01 | 1901-01-01 | 1994-08-19 | Petroleum | Kerosene | Kerosene |  | Steel | Steel |  | Painted or None | Steel |  | 1901-01-01 | [14 empty] | UST Currently In Use: 0; UST Temp Close: 0; AST Currently In Use: 0; AST Temp Closed: 0 | 0 | 0 | 5 | 19114-127-007750 | J L FOWLER
44727 | Currently in Use |  | 1986-05-07 |  | Petroleum | Unleaded gasoline | Unleaded gasoline | Retail | Steel | Single Wall | Field installed cathodic protection |  | Steel |  |  | Catchment Basin | Automatic shutoff device At 95% full | Automatic shutoff device At 95% full |  |  | Continuous Automatic Tank Gauge | [8 empty] | UST Currently In Use: 4; UST Temp Close: 0; AST Currently In Use: 1; AST Temp Closed: 0 | 4 | 0 | 0 | 25716-115-011729 | 411 PACKAGE INC
44728 | Currently in Use |  | 1993-08-03 |  | Petroleum | On road diesel | On road diesel | Retail | Single Wall | Single Wall | Coated & cathodic protection (sti-P3) |  | Fiberglass reinforced plastic |  |  | Catchment Basin | Flow Rest 90% Full | Flow Rest 90% Full |  |  | Automatic Tank Gauge |  | Containment Sump | Automatic flow restrictor (MLLD) |  |  | Annual line testing | Annual line testing |  | UST Currently In Use: 4; UST Temp Close: 0; AST Currently In Use: 0; AST Temp Closed: 0 | 4 | 0 | 0 | 25265-009-003421 | LGWS/CROSS AMERICA PARTNERS
44729 | Currently in Use |  | 1994-01-22 |  | Petroleum | Unleaded gasoline | Unleaded gasoline | Retail | Steel | Steel | Coated & cathodic protection (sti-P3) |  | Flexible |  |  | Catchment Basin | Flow Rest 90% Full | Flow Rest 90% Full | Interstitial Monitoring within Secondary Containment | MANUAL/VISUAL CHECK | Continuous Automatic Tank Gauge |  | Containment Sump | Automatic flow restrictor (MLLD) |  |  | Annual line testing | Annual line testing |  | UST Currently In Use: 2; UST Temp Close: 0; AST Currently In Use: 0; AST Temp Closed: 0 | 2 | 0 | 3 | 23593-101-003000 | MANAV LLC
44730 | Currently in Use |  | 1994-01-22 |  | Petroleum | Premium gasoline | Premium gasoline | Retail | Steel | Steel | Coated & cathodic protection (sti-P3) |  | Flexible |  |  | Catchment Basin | Flow Rest 90% Full | Flow Rest 90% Full | Interstitial Monitoring within Secondary Containment | MANUAL/VISUAL CHECK |  |  | Containment Sump | Automatic flow restrictor (MLLD) |  |  | Annual line testing | Annual line testing |  | UST Currently In Use: 2; UST Temp Close: 0; AST Currently In Use: 0; AST Temp Closed: 0 | 2 | 0 | 3 | 23593-101-003000 | MANAV LLC
44731 | Temporary Closed | 2012-07-29 | 1992-11-01 |  | Petroleum | Unleaded gasoline | Unleaded gasoline | Retail | Steel | Single Wall | Coated & cathodic protection (sti-P3) |  | Fiberglass reinforced plastic |  |  | Catchment Basin | Flow Rest 90% Full | Flow Rest 90% Full |  |  | Statistical Inventory Reconciliation (SIR) | [8 empty] | UST Currently In Use: 0; UST Temp Close: 2; AST Currently In Use: 1; AST Temp Closed: 0 | 0 | 2 | 2 | 23833-089-003913 | JAMES E RATLIFF
44732 | Temporary Closed | 2012-07-29 | 1992-11-01 |  | Petroleum | Premium gasoline | Premium gasoline | Retail | Steel | Single Wall | Coated & cathodic protection (sti-P3) |  | Single Wall |  |  | Catchment Basin | Flow Rest 90% Full | Flow Rest 90% Full |  |  | Statistical Inventory Reconciliation (SIR) | [8 empty] | UST Currently In Use: 0; UST Temp Close: 2; AST Currently In Use: 1; AST Temp Closed: 0 | 0 | 2 | 2 | 23833-089-003913 | JAMES E RATLIFF
44733 | Permanently Closed | 2013-04-01 | 1990-01-01 | 2016-03-01 | Petroleum | Used oil | Used oil | Industrial | Fiberglass reinforced plastic | Fiberglass reinforced plastic |  |  | CAST IRON |  | 1901-01-01 | Catchment Basin | EXEMPT | Other |  |  | Manual Tank Gauging (only tanks 1000 gal. or less and 48” or 64” in diameter) | [8 empty] | UST Currently In Use: 0; UST Temp Close: 0; AST Currently In Use: 3; AST Temp Closed: 0 | 0 | 0 | 1 | 23292-059-016914 | PILGRIM'S PRIDE CORPORATION
44734 | Cannot Locate or abandoned | 1997-01-01 | 1987-10-01 |  | Petroleum | Unleaded gasoline | Unleaded gasoline | Retail | Single Wall | Single Wall | Coated & cathodic protection (sti-P3) |  | Single Wall |  | 1901-01-01 | [14 empty] | UST Currently In Use: 0; UST Temp Close: 0; AST Currently In Use: 0; AST Temp Closed: 0 | 0 | 0 | 0 | 20189-095-017230 | SUE SORTER
44735 | Cannot Locate or abandoned | 1997-01-01 | 1987-10-01 |  | Petroleum | Mid-grade gasoline | Mid-grade gasoline | Retail | Single Wall | Single Wall | Coated & cathodic protection (sti-P3) |  | Single Wall |  | 1901-01-01 | [14 empty] | UST Currently In Use: 0; UST Temp Close: 0; AST Currently In Use: 0; AST Temp Closed: 0 | 0 | 0 | 0 | 20189-095-017230 | SUE SORTER
44736 | Cannot Locate or abandoned | 1997-01-01 | 1987-10-01 |  | Petroleum | Premium gasoline | Premium gasoline | Retail | Single Wall | Single Wall | Coated & cathodic protection (sti-P3) |  | Single Wall |  | 1901-01-01 | [14 empty] | UST Currently In Use: 0; UST Temp Close: 0; AST Currently In Use: 0; AST Temp Closed: 0 | 0 | 0 | 0 | 20189-095-017230 | SUE SORTER
44737 | Currently in Use |  | 1994-05-21 |  | Petroleum | Unleaded gasoline | Unleaded gasoline | Retail | Single Wall | Single Wall | Coated & cathodic protection (sti-P3) |  | Double Wall |  |  | Catchment Basin | Flow Rest 90% Full | Flow Rest 90% Full |  |  | Statistical Inventory Reconciliation (SIR) | Single walled submersible pump containment sump | Automatic flow restrictor (MLLD) | Automatic flow restrictor (MLLD) |  |  | Annual line testing | Annual line testing |  | UST Currently In Use: 2; UST Temp Close: 0; AST Currently In Use: 0; AST Temp Closed: 0 | 2 | 0 | 0 | 19620-103-017231 | WALLY WORLD MINI MARTS
44738 | Currently in Use |  | 1994-05-21 |  | Petroleum | Unleaded gasoline | Unleaded gasoline | Retail | EAST SIDE | Single Wall | Coated & cathodic protection (sti-P3) |  | Double Wall |  |  | Catchment Basin | Flow Rest 90% Full | Flow Rest 90% Full |  |  | Statistical Inventory Reconciliation (SIR) | Single walled submersible pump containment sump | Automatic flow restrictor (MLLD) | Automatic flow restrictor (MLLD) |  |  | Annual line testing | Annual line testing |  | UST Currently In Use: 2; UST Temp Close: 0; AST Currently In Use: 0; AST Temp Closed: 0 | 2 | 0 | 0 | 19620-103-017231 | WALLY WORLD MINI MARTS
44739 | Permanently Closed | 2009-10-03 | 1988-09-18 | 2011-10-03 | Petroleum | Unleaded gasoline | Unleaded gasoline | Industrial | Steel | Steel | Coated & cathodic protection (sti-P3) |  | Fiberglass reinforced plastic |  |  | Catchment Basin | Flow Rest 90% Full | Flow Rest 90% Full |  |  | Continuous Automatic Tank Gauge | [8 empty] | UST Currently In Use: 0; UST Temp Close: 0; AST Currently In Use: 0; AST Temp Closed: 0 | 0 | 0 | 4 | 22510-003-001138 | THOMPSON PROPERTIES LLC
44740 | Currently in Use |  | 1990-08-22 |  | Petroleum | On road diesel | On road diesel | Retail | Fiberglass reinforced plastic | Fiberglass reinforced plastic |  |  | Double Wall |  |  | Catchment Basin | Flow Rest 90% Full | Flow Rest 90% Full |  |  | Automatic Tank Gauge | Single walled submersible pump containment sump | Containment Sump | Automatic flow restrictor (MLLD) |  |  | Annual line testing | Annual line testing |  | UST Currently In Use: 4; UST Temp Close: 0; AST Currently In Use: 0; AST Temp Closed: 0 | 4 | 0 | 5 | 25566-059-009683 | MOUNTAIN EXPRESS OIL CO
44741 | Currently in Use |  | 1990-08-22 |  | Petroleum | Premium gasoline | Premium gasoline | Retail | Fiberglass reinforced plastic | Fiberglass reinforced plastic |  |  | Double Wall |  |  | Catchment Basin | Flow Rest 90% Full | Flow Rest 90% Full |  |  | Automatic Tank Gauge | Single walled submersible pump containment sump | Containment Sump | Automatic flow restrictor (MLLD) |  |  | Annual line testing | Annual line testing |  | UST Currently In Use: 4; UST Temp Close: 0; AST Currently In Use: 0; AST Temp Closed: 0 | 4 | 0 | 5 | 25566-059-009683 | MOUNTAIN EXPRESS OIL CO
44742 | Currently in Use |  | 1990-08-22 |  | Petroleum | Unleaded gasoline | Unleaded gasoline | Retail | Fiberglass reinforced plastic | Fiberglass reinforced plastic |  |  | Double Wall |  |  | Catchment Basin | Flow Rest 90% Full | Flow Rest 90% Full |  |  | Automatic Tank Gauge | Single walled submersible pump containment sump | Automatic flow restrictor (MLLD) | Automatic flow restrictor (MLLD) |  |  | Annual line testing | Annual line testing |  | UST Currently In Use: 4; UST Temp Close: 0; AST Currently In Use: 0; AST Temp Closed: 0 | 4 | 0 | 5 | 25566-059-009683 | MOUNTAIN EXPRESS OIL CO
44743 | Currently in Use |  | 1990-08-22 |  | Petroleum | On road diesel | On road diesel | Retail | Single Wall | Fiberglass reinforced plastic |  |  | Fiberglass reinforced plastic |  |  | Catchment Basin | Flow Rest 90% Full | Flow Rest 90% Full |  |  | Automatic Tank Gauge | Single walled submersible pump containment sump | Containment Sump | Automatic flow restrictor (MLLD) |  |  | Annual line testing | Annual line testing |  | UST Currently In Use: 4; UST Temp Close: 0; AST Currently In Use: 0; AST Temp Closed: 0 | 4 | 0 | 5 | 25566-059-009683 | MOUNTAIN EXPRESS OIL CO
44744 | Temporary Closed | 2018-11-01 | 1981-06-12 |  | Petroleum | On road diesel | On road diesel | Retail | Single Wall | Single Wall | Field installed cathodic protection |  | Steel |  |  | Catchment Basin | Automatic shutoff device At 95% full | Automatic shutoff device At 95% full |  |  | Statistical Inventory Reconciliation (SIR) | [8 empty] | UST Currently In Use: 0; UST Temp Close: 4; AST Currently In Use: 0; AST Temp Closed: 0 | 0 | 4 | 3 | 25244-059-009686 | MEX NORTH ALABAMA, LLC.
44745 | Temporary Closed | 2018-11-01 | 1981-06-12 |  | Petroleum | Unleaded gasoline | Unleaded gasoline | Retail | Single Wall | Single Wall | Field installed cathodic protection |  | Single Wall |  |  | Catchment Basin | Automatic shutoff device At 95% full | Automatic shutoff device At 95% full |  |  | Statistical Inventory Reconciliation (SIR) | [8 empty] | UST Currently In Use: 0; UST Temp Close: 4; AST Currently In Use: 0; AST Temp Closed: 0 | 0 | 4 | 3 | 25244-059-009686 | MEX NORTH ALABAMA, LLC.
44746 | Temporary Closed | 2018-11-01 | 1981-06-12 |  | Petroleum | Unleaded gasoline | Unleaded gasoline | Retail | Single Wall | Single Wall | Field installed cathodic protection |  | Single Wall |  |  | Catchment Basin | Automatic shutoff device At 95% full | Automatic shutoff device At 95% full |  |  | Statistical Inventory Reconciliation (SIR) | [8 empty] | UST Currently In Use: 0; UST Temp Close: 4; AST Currently In Use: 0; AST Temp Closed: 0 | 0 | 4 | 3 | 25244-059-009686 | MEX NORTH ALABAMA, LLC.
44747 | Temporary Closed | 2018-11-01 | 1981-06-12 |  | Petroleum | On road diesel | On road diesel | Retail | Single Wall | Single Wall | Field installed cathodic protection |  | Single Wall |  |  | Catchment Basin | Automatic shutoff device At 95% full | Automatic shutoff device At 95% full |  |  | Statistical Inventory Reconciliation (SIR) | Direct Bury submersible pump | Automatic flow restrictor (MLLD) | Automatic flow restrictor (MLLD) |  |  | Statistical inventory reconciliation (SIR) | Statistical inventory reconciliation (SIR) |  | UST Currently In Use: 0; UST Temp Close: 4; AST Currently In Use: 0; AST Temp Closed: 0 | 0 | 4 | 3 | 25244-059-009686 | MEX NORTH ALABAMA, LLC.
44748 | Temporary Closed | 2005-11-30 | 1993-08-01 |  | Petroleum | Unleaded gasoline | Unleaded gasoline | Retail | Fiberglass reinforced plastic | Fiberglass reinforced plastic |  |  | Fiberglass reinforced plastic |  | 1901-01-01 | Catchment Basin | Automatic shutoff device At 95% full | Automatic shutoff device At 95% full | [11 empty] | UST Currently In Use: 0; UST Temp Close: 3; AST Currently In Use: 0; AST Temp Closed: 0 | 0 | 3 | 3 | 19621-117-003497 | BILLY SMITH
44749 | Temporary Closed | 2005-11-30 | 1993-08-01 |  | Petroleum | Unleaded gasoline | Unleaded gasoline | Retail | Fiberglass reinforced plastic | Fiberglass reinforced plastic |  |  | Fiberglass reinforced plastic |  | 1901-01-01 | Catchment Basin | Automatic shutoff device At 95% full | Automatic shutoff device At 95% full | [11 empty] | UST Currently In Use: 0; UST Temp Close: 3; AST Currently In Use: 0; AST Temp Closed: 0 | 0 | 3 | 3 | 19621-117-003497 | BILLY SMITH
44750 | Temporary Closed | 2005-11-30 | 1993-08-01 |  | Petroleum | Premium gasoline | Premium gasoline | Retail | Fiberglass reinforced plastic | Fiberglass reinforced plastic |  |  | Fiberglass reinforced plastic |  | 1901-01-01 | Catchment Basin | Flow Rest 90% Full | Automatic shutoff device At 95% full | [11 empty] | UST Currently In Use: 0; UST Temp Close: 3; AST Currently In Use: 0; AST Temp Closed: 0 | 0 | 3 | 3 | 19621-117-003497 | BILLY SMITH
44751 | Permanently Closed | 2005-09-14 | 1992-01-01 | 2006-01-20 | Petroleum | Unleaded gasoline | Unleaded gasoline | Retail | Steel | Steel | Coated & cathodic protection (sti-P3) |  | Fiberglass reinforced plastic |  | 1901-01-01 | Catchment Basin | Flow Rest 90% Full | Flow Rest 90% Full |  |  | Statistical Inventory Reconciliation (SIR) | [8 empty] | UST Currently In Use: 0; UST Temp Close: 0; AST Currently In Use: 0; AST Temp Closed: 0 | 0 | 0 | 6 | 17132-071-000210 | W AND E LAND COMPANY INC
44752 | Permanently Closed | 2005-09-14 | 1992-01-01 | 2006-01-20 | Petroleum | Mid-grade gasoline | Mid-grade gasoline | Retail | Steel | Steel | Coated & cathodic protection (sti-P3) |  | Fiberglass reinforced plastic |  | 1901-01-01 | Catchment Basin | Flow Rest 90% Full | Flow Rest 90% Full |  |  | Statistical Inventory Reconciliation (SIR) | [8 empty] | UST Currently In Use: 0; UST Temp Close: 0; AST Currently In Use: 0; AST Temp Closed: 0 | 0 | 0 | 6 | 17132-071-000210 | W AND E LAND COMPANY INC
44753 | Currently in Use |  | 1993-10-15 |  | Petroleum | Unleaded gasoline | Unleaded gasoline | Retail | 10R/6P | Single Wall | Coated & cathodic protection (sti-P3) |  | Double Wall |  |  | Catchment Basin | Flow Rest 90% Full | Flow Rest 90% Full |  |  | Automatic Tank Gauge |  | Containment Sump | Automatic flow restrictor (MLLD) | Interstitial Monitoring within Secondary Containment |  | Annual line testing | Annual line testing |  | UST Currently In Use: 3; UST Temp Close: 0; AST Currently In Use: 0; AST Temp Closed: 0 | 3 | 0 | 0 | 24276-111-017233 | HARESHCHANDRA PATEL
44754 | Currently in Use |  | 1994-04-29 |  | Petroleum | Unleaded gasoline | Unleaded gasoline | Industrial | Steel | Steel | Coated & cathodic protection (sti-P3) |  | Fiberglass reinforced plastic |  |  | Catchment Basin | Flow Rest 90% Full | Flow Rest 90% Full |  |  | Statistical Inventory Reconciliation (SIR) |  | Automatic flow restrictor (MLLD) | Automatic flow restrictor (MLLD) |  |  | Statistical inventory reconciliation (SIR) | Statistical inventory reconciliation (SIR) |  | UST Currently In Use: 1; UST Temp Close: 0; AST Currently In Use: 0; AST Temp Closed: 0 | 1 | 0 | 0 | 19622-101-017232 | BUILDERS SUPPLY COMPANY
44755 | Permanently Closed | 1998-09-20 | 1976-07-01 | 1999-09-20 | Petroleum | Used oil | Used oil | Bulk facility | Steel | Steel |  | Painted or None | Steel |  | 1901-01-01 | Other | EXEMPT | Other |  |  | Manual Tank Gauging (only tanks 1000 gal. or less and 48” or 64” in diameter) | [8 empty] | UST Currently In Use: 0; UST Temp Close: 0; AST Currently In Use: 0; AST Temp Closed: 0 | 0 | 0 | 1 | 19623-069-017234 | DOTHAN NISSAN INC
44756 | Currently in Use |  | 1994-02-27 |  | Petroleum | Unleaded gasoline | Unleaded gasoline | Retail | Fiberglass coated steel | Fiberglass coated steel |  |  | Flexible |  | 1901-01-01 | Catchment Basin | Automatic shutoff device At 95% full | Automatic shutoff device At 95% full |  |  | Continuous Automatic Tank Gauge |  | Automatic shutoff device (AELLD) | Automatic shutoff device (AELLD) | [5 empty] | UST Currently In Use: 3; UST Temp Close: 0; AST Currently In Use: 0; AST Temp Closed: 0 | 3 | 0 | 8 | 13364-011-005901 | MCKENZIE OIL COMPANY, INC.
44757 | Currently in Use |  | 1994-02-27 |  | Petroleum | On road diesel | On road diesel | Retail | Fiberglass coated steel | Fiberglass coated steel |  |  | Flexible |  | 1901-01-01 | Catchment Basin | Automatic shutoff device At 95% full | Automatic shutoff device At 95% full |  |  | Continuous Automatic Tank Gauge |  | Containment Sump | Containment Sump | [5 empty] | UST Currently In Use: 3; UST Temp Close: 0; AST Currently In Use: 0; AST Temp Closed: 0 | 3 | 0 | 8 | 13364-011-005901 | MCKENZIE OIL COMPANY, INC.
44758 | Permanently Closed | 1998-10-01 | 1988-02-19 | 1998-10-01 | Petroleum | Unleaded gasoline | Unleaded gasoline | Bulk facility | Steel | Steel |  |  |  |  | 1901-01-01 | [11 empty] | Annual line testing | Annual line testing |  | UST Currently In Use: 0; UST Temp Close: 0; AST Currently In Use: 1; AST Temp Closed: 0 | 0 | 0 | 1 | 24158-101-017235 | ENTERPRISE LEASING CO - SO CNTRL LLC
44759 | Permanently Closed | 1994-10-01 | 1987-10-01 | 1994-10-17 | Petroleum | Unleaded gasoline | Unleaded gasoline | Industrial | Steel | Steel |  | Painted or None | Steel |  | 1901-01-01 | [14 empty] | UST Currently In Use: 0; UST Temp Close: 0; AST Currently In Use: 0; AST Temp Closed: 0 | 0 | 0 | 1 | 19625-049-017237 | BUILDERS SUPPLY COMPANY INC
44760 | Currently in Use |  | 1994-05-06 |  | Petroleum | Unleaded gasoline | Unleaded gasoline | Local government | Double Wall | Double Wall |  |  | Fiberglass reinforced plastic |  | 1901-01-01 | Catchment Basin | Automatic shutoff device At 95% full | Automatic shutoff device At 95% full | Interstitial Monitoring within Secondary Containment | SENSOR TO ATG | [9 empty] | UST Currently In Use: 2; UST Temp Close: 0; AST Currently In Use: 0; AST Temp Closed: 0 | 2 | 0 | 3 | 10994-073-004180 | CITY OF BIRMINGHAM
44761 | Currently in Use |  | 1994-05-06 |  | Petroleum | On road diesel | On road diesel | Local government | Fiberglass reinforced plastic | Double Wall |  |  | Fiberglass reinforced plastic |  | 1901-01-01 | Catchment Basin | Automatic shutoff device At 95% full | Automatic shutoff device At 95% full | Interstitial Monitoring within Secondary Containment | SENSOR TO ATG | [9 empty] | UST Currently In Use: 2; UST Temp Close: 0; AST Currently In Use: 0; AST Temp Closed: 0 | 2 | 0 | 3 | 10994-073-004180 | CITY OF BIRMINGHAM
44762 | Currently in Use |  | 1989-12-09 |  | Petroleum | On road diesel | On road diesel | Retail | Steel | Steel | Coated & cathodic protection (sti-P3) |  | Fiberglass reinforced plastic |  |  | Catchment Basin | Automatic shutoff device At 95% full | Automatic shutoff device At 95% full |  |  | Statistical Inventory Reconciliation (SIR) |  | Automatic flow restrictor (MLLD) | Automatic flow restrictor (MLLD) |  |  | Statistical inventory reconciliation (SIR) | Statistical inventory reconciliation (SIR) |  | UST Currently In Use: 4; UST Temp Close: 0; AST Currently In Use: 0; AST Temp Closed: 0 | 4 | 0 | 0 | 25811-047-008983 | HENIL 2020 INC
44763 | Currently in Use |  | 1994-03-24 |  | Petroleum | Unleaded gasoline | Unleaded gasoline | Retail | Single Wall | Single Wall | Coated & cathodic protection (sti-P3) |  | Double Wall |  |  | Catchment Basin | Automatic shutoff device At 95% full | Automatic shutoff device At 95% full |  |  | Automatic Tank Gauge |  | Containment Sump | Automatic flow restrictor (MLLD) |  |  | Annual line testing | Annual line testing |  | UST Currently In Use: 3; UST Temp Close: 0; AST Currently In Use: 0; AST Temp Closed: 0 | 3 | 0 | 3 | 13284-089-003457 | H.L. MARTIN DISTRIBUTING CO.
44764 | Currently in Use |  | 1994-03-24 |  | Petroleum | On road diesel | On road diesel | Retail | Single Wall | Single Wall | Coated & cathodic protection (sti-P3) |  | Double Wall |  |  | Catchment Basin | Automatic shutoff device At 95% full | Automatic shutoff device At 95% full |  |  | Automatic Tank Gauge |  | Containment Sump | Automatic flow restrictor (MLLD) |  |  | Annual line testing | Annual line testing |  | UST Currently In Use: 3; UST Temp Close: 0; AST Currently In Use: 0; AST Temp Closed: 0 | 3 | 0 | 3 | 13284-089-003457 | H.L. MARTIN DISTRIBUTING CO.
44765 | Currently in Use |  | 1994-03-24 |  | Petroleum | Premium gasoline | Premium gasoline | Retail | Single Wall | Single Wall | Coated & cathodic protection (sti-P3) |  | Double Wall |  |  | Catchment Basin | Automatic shutoff device At 95% full | Automatic shutoff device At 95% full |  |  | Statistical Inventory Reconciliation (SIR) |  | Automatic flow restrictor (MLLD) | Automatic flow restrictor (MLLD) |  |  | Annual line testing | Annual line testing |  | UST Currently In Use: 3; UST Temp Close: 0; AST Currently In Use: 0; AST Temp Closed: 0 | 3 | 0 | 3 | 13284-089-003457 | H.L. MARTIN DISTRIBUTING CO.
44766 | Currently in Use |  | 1994-04-06 |  | Petroleum | Unleaded gasoline | Unleaded gasoline | Retail | Steel | Steel | Coated & cathodic protection (sti-P3) |  | Fiberglass reinforced plastic |  | 1901-01-01 | Catchment Basin | Automatic shutoff device At 95% full | Automatic shutoff device At 95% full |  | SENSOR TO ATG | Statistical Inventory Reconciliation (SIR) |  | Automatic flow restrictor (MLLD) | Automatic flow restrictor (MLLD) |  | SENSOR TO ATG | Continuous alarm system | Annual line testing |  | UST Currently In Use: 2; UST Temp Close: 1; AST Currently In Use: 0; AST Temp Closed: 0 | 2 | 1 | 3 | 25265-097-005663 | LGWS/Cross America Partners
44767 | Temporary Closed | 2011-07-01 | 1994-04-06 |  | Petroleum | Premium gasoline | Premium gasoline | Retail | Steel | Steel | Coated & cathodic protection (sti-P3) |  | Fiberglass reinforced plastic |  | 1901-01-01 | Catchment Basin | Flow Rest 90% Full | Flow Rest 90% Full |  |  | Statistical Inventory Reconciliation (SIR) |  | Automatic flow restrictor (MLLD) | Automatic flow restrictor (MLLD) |  |  | Annual line testing | Annual line testing |  | UST Currently In Use: 2; UST Temp Close: 1; AST Currently In Use: 0; AST Temp Closed: 0 | 2 | 1 | 3 | 25265-097-005663 | LGWS/Cross America Partners
44768 | Currently in Use |  | 1994-04-06 |  | Petroleum | Premium gasoline | Premium gasoline | Retail | Steel | Steel | Coated & cathodic protection (sti-P3) |  | Fiberglass reinforced plastic |  | 1901-01-01 | Catchment Basin | Automatic shutoff device At 95% full | Automatic shutoff device At 95% full |  |  | Continuous Automatic Tank Gauge |  | Containment Sump | Automatic flow restrictor (MLLD) |  | SENSOR TO ATG | Annual line testing | Annual line testing |  | UST Currently In Use: 2; UST Temp Close: 1; AST Currently In Use: 0; AST Temp Closed: 0 | 2 | 1 | 3 | 25265-097-005663 | LGWS/Cross America Partners
44769 | Permanently Closed | 1997-04-23 | 1974-01-01 | 1997-04-23 | Petroleum | Unleaded gasoline | Unleaded gasoline | Industrial | [6 empty] | 1901-01-01 | [14 empty] | UST Currently In Use: 0; UST Temp Close: 0; AST Currently In Use: 1; AST Temp Closed: 0 | 0 | 0 | 1 | 19626-015-017240 | INDIAN OAKS COLF CLUB INC
44770 | Cannot Locate or abandoned | 2001-09-19 | 1994-06-21 |  | Petroleum | Unleaded gasoline | Unleaded gasoline | Retail | Steel | Steel | Coated & cathodic protection (sti-P3) |  | Fiberglass reinforced plastic |  | 1901-01-01 | Catchment Basin | Flow Rest 90% Full | Flow Rest 90% Full |  |  | Statistical Inventory Reconciliation (SIR) | [8 empty] | UST Currently In Use: 0; UST Temp Close: 0; AST Currently In Use: 1; AST Temp Closed: 0 | 0 | 0 | 0 | 19627-049-017241 | STOVERS GROCERY
44771 | Cannot Locate or abandoned | 2001-09-19 | 1994-06-21 |  | Petroleum | Unleaded gasoline | Unleaded gasoline | Retail | Steel | Steel | Coated & cathodic protection (sti-P3) |  | Fiberglass reinforced plastic |  | 1901-01-01 | Catchment Basin | Flow Rest 90% Full | Flow Rest 90% Full |  |  | Statistical Inventory Reconciliation (SIR) | [8 empty] | UST Currently In Use: 0; UST Temp Close: 0; AST Currently In Use: 1; AST Temp Closed: 0 | 0 | 0 | 0 | 19627-049-017241 | STOVERS GROCERY
44772 | Temporary Closed | 2002-10-01 | 1994-05-24 |  | Petroleum | Unleaded gasoline | Unleaded gasoline | Retail | Steel | Steel | Coated & cathodic protection (sti-P3) |  | Fiberglass reinforced plastic |  | 1901-01-01 | Catchment Basin | Flow Rest 90% Full | Automatic shutoff device At 95% full |  |  |  |  | Automatic flow restrictor (MLLD) | Automatic flow restrictor (MLLD) | [5 empty] | UST Currently In Use: 0; UST Temp Close: 4; AST Currently In Use: 0; AST Temp Closed: 0 | 0 | 4 | 0 | 21214-127-017242 | CHARLES BLACK
44773 | Temporary Closed | 2002-10-01 | 1994-05-24 |  | Petroleum | Mid-grade gasoline | Mid-grade gasoline | Retail | Steel | Steel | Coated & cathodic protection (sti-P3) |  | Fiberglass reinforced plastic |  | 1901-01-01 | Catchment Basin | Automatic shutoff device At 95% full | Automatic shutoff device At 95% full |  |  |  |  | Automatic flow restrictor (MLLD) | Automatic flow restrictor (MLLD) | [5 empty] | UST Currently In Use: 0; UST Temp Close: 4; AST Currently In Use: 0; AST Temp Closed: 0 | 0 | 4 | 0 | 21214-127-017242 | CHARLES BLACK
44774 | Temporary Closed | 2002-10-01 | 1994-05-24 |  | Petroleum | Premium gasoline | Premium gasoline | Retail | Steel | Steel | Coated & cathodic protection (sti-P3) |  | Fiberglass reinforced plastic |  | 1901-01-01 | Catchment Basin | Automatic shutoff device At 95% full | Automatic shutoff device At 95% full |  |  |  |  | Automatic flow restrictor (MLLD) | Automatic flow restrictor (MLLD) | [5 empty] | UST Currently In Use: 0; UST Temp Close: 4; AST Currently In Use: 0; AST Temp Closed: 0 | 0 | 4 | 0 | 21214-127-017242 | CHARLES BLACK
44775 | Temporary Closed | 2002-10-01 | 1994-05-24 |  | Petroleum | On road diesel | On road diesel | Retail | Steel | Steel | Coated & cathodic protection (sti-P3) |  | Fiberglass reinforced plastic |  | 1901-01-01 | Catchment Basin | Automatic shutoff device At 95% full | Automatic shutoff device At 95% full |  |  |  |  | Automatic flow restrictor (MLLD) | Automatic flow restrictor (MLLD) | [5 empty] | UST Currently In Use: 0; UST Temp Close: 4; AST Currently In Use: 0; AST Temp Closed: 0 | 0 | 4 | 0 | 21214-127-017242 | CHARLES BLACK
44776 | Currently in Use |  | 1994-04-15 |  | Petroleum | Unleaded gasoline | Unleaded gasoline | Retail | Fiberglass reinforced plastic | Fiberglass reinforced plastic |  |  | Fiberglass reinforced plastic |  | 1901-01-01 | Catchment Basin | Flow Rest 90% Full | Flow Rest 90% Full |  |  | Automatic Tank Gauge |  | Automatic flow restrictor (MLLD) | Automatic flow restrictor (MLLD) |  |  | Annual line testing | Annual line testing |  | UST Currently In Use: 4; UST Temp Close: 0; AST Currently In Use: 0; AST Temp Closed: 0 | 4 | 0 | 0 | 19629-089-017243 | WINLAND DEVELOPMENT CAMPBELL & SONS
44777 | Currently in Use |  | 1994-04-15 |  | Petroleum | Premium gasoline | Premium gasoline | Retail | Fiberglass reinforced plastic | Fiberglass reinforced plastic |  |  | Fiberglass reinforced plastic |  | 1901-01-01 | Catchment Basin | Flow Rest 90% Full | Flow Rest 90% Full |  |  | Automatic Tank Gauge |  | Automatic flow restrictor (MLLD) | Automatic flow restrictor (MLLD) |  |  | Annual line testing | Annual line testing |  | UST Currently In Use: 4; UST Temp Close: 0; AST Currently In Use: 0; AST Temp Closed: 0 | 4 | 0 | 0 | 19629-089-017243 | WINLAND DEVELOPMENT CAMPBELL & SONS
44778 | Currently in Use |  | 1994-04-15 |  | Petroleum | On road diesel | On road diesel | Retail | Fiberglass reinforced plastic | Fiberglass reinforced plastic |  |  | Double Wall |  | 1901-01-01 | Catchment Basin | Flow Rest 90% Full | Flow Rest 90% Full |  |  | Automatic Tank Gauge |  | Automatic flow restrictor (MLLD) | Automatic flow restrictor (MLLD) |  |  | Annual line testing | Annual line testing |  | UST Currently In Use: 4; UST Temp Close: 0; AST Currently In Use: 0; AST Temp Closed: 0 | 4 | 0 | 0 | 19629-089-017243 | WINLAND DEVELOPMENT CAMPBELL & SONS
44779 | Currently in Use |  | 1994-04-15 |  | Petroleum | Kerosene | Kerosene | Retail | Fiberglass reinforced plastic | Fiberglass reinforced plastic |  |  | Fiberglass reinforced plastic |  | 1901-01-01 | Catchment Basin | Flow Rest 90% Full | Automatic shutoff device At 95% full |  |  | Automatic Tank Gauge | [8 empty] | UST Currently In Use: 4; UST Temp Close: 0; AST Currently In Use: 0; AST Temp Closed: 0 | 4 | 0 | 0 | 19629-089-017243 | WINLAND DEVELOPMENT CAMPBELL & SONS
44780 | Currently in Use |  | 1994-06-01 |  | Petroleum | Unleaded gasoline | Unleaded gasoline | Retail | Single Wall | Single Wall | Coated & cathodic protection (sti-P3) |  | Steel |  |  | Catchment Basin | Automatic shutoff device At 95% full | Automatic shutoff device At 95% full |  |  | Continuous Automatic Tank Gauge | Single walled submersible pump containment sump | Automatic shutoff device (AELLD) | Automatic shutoff device (AELLD) | Interstitial Monitoring within Secondary Containment |  | Continuous alarm system | Continuous alarm system |  | UST Currently In Use: 2; UST Temp Close: 0; AST Currently In Use: 0; AST Temp Closed: 0 | 2 | 0 | 0 | 15420-077-017247 | MAPCO EXPRESS, INC.
44781 | Currently in Use |  | 1994-06-01 |  | Petroleum | Premium gasoline | Premium gasoline | Retail | Steel | Single Wall | Coated & cathodic protection (sti-P3) |  | Double Wall |  |  | Catchment Basin | Automatic shutoff device At 95% full | Automatic shutoff device At 95% full |  |  | Continuous Automatic Tank Gauge | Single walled submersible pump containment sump | Automatic shutoff device (AELLD) | Automatic shutoff device (AELLD) |  |  | Automatic electronic line leak detector (AELLD) | Automatic electronic line leak detector (AELLD) |  | UST Currently In Use: 2; UST Temp Close: 0; AST Currently In Use: 0; AST Temp Closed: 0 | 2 | 0 | 0 | 15420-077-017247 | MAPCO EXPRESS, INC.
44782 | Permanently Closed | 1995-01-16 | 1984-04-01 | 1995-01-06 | Petroleum | Unleaded gasoline | Unleaded gasoline | Bulk facility | Steel | Steel |  |  | Steel |  | 1901-01-01 | [14 empty] | UST Currently In Use: 0; UST Temp Close: 0; AST Currently In Use: 0; AST Temp Closed: 0 | 0 | 0 | 1 | 19631-089-017248 | A-1 EQUIPMENT RENTAL
44783 | Temporary Closed | 1999-08-09 | 1994-06-20 |  | Petroleum | Unleaded gasoline | Unleaded gasoline | Retail | Steel | Steel | Coated & cathodic protection (sti-P3) |  | Fiberglass reinforced plastic |  |  | Catchment Basin | Flow Rest 90% Full | Flow Rest 90% Full | [11 empty] | UST Currently In Use: 0; UST Temp Close: 1; AST Currently In Use: 0; AST Temp Closed: 0 | 0 | 1 | 0 | 24619-005-017249 | JONATHAN MASON EVANS
44784 | Temporary Closed | 2015-03-01 | 1994-03-03 |  | Petroleum | Unleaded gasoline | Unleaded gasoline | Retail | Steel | Steel | Coated & cathodic protection (sti-P3) |  | Fiberglass reinforced plastic |  | 1901-01-01 | Catchment Basin | Flow Rest 90% Full | Audible high level alarm At 90% full |  |  | Automatic Tank Gauge |  | Automatic flow restrictor (MLLD) | Automatic flow restrictor (MLLD) |  |  | Continuous alarm system | Annual line testing |  | UST Currently In Use: 0; UST Temp Close: 2; AST Currently In Use: 0; AST Temp Closed: 0 | 0 | 2 | 3 | 23906-045-012981 | KATHY'S KOUNTRY KORNER
44785 | Temporary Closed | 2015-03-01 | 1994-03-03 |  | Petroleum | Unleaded gasoline | Unleaded gasoline | Retail | Steel | Steel | Coated & cathodic protection (sti-P3) |  | Fiberglass reinforced plastic |  | 1901-01-01 | Catchment Basin | Flow Rest 90% Full | Audible high level alarm At 90% full |  |  | Automatic Tank Gauge |  | Automatic flow restrictor (MLLD) | Automatic flow restrictor (MLLD) |  |  | Continuous alarm system | Annual line testing |  | UST Currently In Use: 0; UST Temp Close: 2; AST Currently In Use: 0; AST Temp Closed: 0 | 0 | 2 | 3 | 23906-045-012981 | KATHY'S KOUNTRY KORNER
44786 | Permanently Closed | 1994-04-05 | 1992-06-30 | 1996-04-05 | Petroleum | Unleaded gasoline | Unleaded gasoline | Retail | Steel | Steel | Coated & cathodic protection (sti-P3) |  | Fiberglass reinforced plastic |  | 1901-01-01 | Catchment Basin | Flow Rest 90% Full | Flow Rest 90% Full |  |  | Statistical Inventory Reconciliation (SIR) | [8 empty] | UST Currently In Use: 0; UST Temp Close: 0; AST Currently In Use: 0; AST Temp Closed: 0 | 0 | 0 | 1 | 19635-095-017250 | TERRY STOVER
44787 | Currently in Use |  | 1994-06-01 |  | Petroleum | Unleaded gasoline | Unleaded gasoline | Retail | Steel | Steel | Coated & cathodic protection (sti-P3) |  | Flexible |  |  | Catchment Basin | Automatic shutoff device At 95% full | Automatic shutoff device At 95% full |  |  | Continuous Automatic Tank Gauge |  | Automatic shutoff device (AELLD) | Automatic shutoff device (AELLD) | [5 empty] | UST Currently In Use: 4; UST Temp Close: 0; AST Currently In Use: 0; AST Temp Closed: 0 | 4 | 0 | 0 | 13364-005-017251 | MCKENZIE OIL COMPANY, INC.
44788 | Currently in Use |  | 1994-06-01 |  | Petroleum | Premium gasoline | Premium gasoline | Retail | Steel | Steel | Coated & cathodic protection (sti-P3) |  | Flexible |  |  | Catchment Basin | Automatic shutoff device At 95% full | Automatic shutoff device At 95% full |  |  | Continuous Automatic Tank Gauge |  | Automatic shutoff device (AELLD) | Automatic shutoff device (AELLD) | [5 empty] | UST Currently In Use: 4; UST Temp Close: 0; AST Currently In Use: 0; AST Temp Closed: 0 | 4 | 0 | 0 | 13364-005-017251 | MCKENZIE OIL COMPANY, INC.
44789 | Currently in Use |  | 1994-06-01 |  | Petroleum | On road diesel | On road diesel | Retail | Steel | Steel | Coated & cathodic protection (sti-P3) |  | Flexible |  |  | Catchment Basin | Automatic shutoff device At 95% full | Automatic shutoff device At 95% full |  |  | Continuous Automatic Tank Gauge |  | Automatic shutoff device (AELLD) | Automatic shutoff device (AELLD) | [5 empty] | UST Currently In Use: 4; UST Temp Close: 0; AST Currently In Use: 0; AST Temp Closed: 0 | 4 | 0 | 0 | 13364-005-017251 | MCKENZIE OIL COMPANY, INC.
44790 | Currently in Use |  | 1994-04-29 |  | Petroleum | Unleaded gasoline | Unleaded gasoline | Retail | Fiberglass reinforced plastic | Fiberglass reinforced plastic |  |  | Fiberglass reinforced plastic |  | 1901-01-01 | Catchment Basin | Flow Rest 90% Full | Flow Rest 90% Full |  |  | Automatic Tank Gauge |  | Containment Sump | Automatic flow restrictor (MLLD) |  |  | Annual line testing | Annual line testing |  | UST Currently In Use: 2; UST Temp Close: 0; AST Currently In Use: 0; AST Temp Closed: 0 | 2 | 0 | 2 | 21331-073-007376 | BHARTI CORPORATION
44791 | Currently in Use |  | 1994-04-29 |  | Petroleum | Premium gasoline | Premium gasoline | Retail | Fiberglass reinforced plastic | Fiberglass reinforced plastic |  |  | Double Wall |  | 1901-01-01 | Catchment Basin | Flow Rest 90% Full | Flow Rest 90% Full |  |  | Automatic Tank Gauge |  | Automatic flow restrictor (MLLD) | Automatic flow restrictor (MLLD) |  |  | Annual line testing | Annual line testing |  | UST Currently In Use: 2; UST Temp Close: 0; AST Currently In Use: 0; AST Temp Closed: 0 | 2 | 0 | 2 | 21331-073-007376 | BHARTI CORPORATION
44792 | Currently in Use |  | 1994-04-13 |  | Petroleum | Unleaded gasoline | Unleaded gasoline | Retail | Single Wall | Single Wall | Coated & cathodic protection (sti-P3) |  | Fiberglass reinforced plastic |  |  | Catchment Basin | Automatic shutoff device At 95% full | Automatic shutoff device At 95% full |  |  | Continuous Automatic Tank Gauge |  | Automatic shutoff device (AELLD) | Automatic shutoff device (AELLD) | [5 empty] | UST Currently In Use: 3; UST Temp Close: 0; AST Currently In Use: 0; AST Temp Closed: 0 | 3 | 0 | 4 | 25474-095-000351 | NESMITH FAMILY LIMITED PARTNERSHIP
44793 | Currently in Use |  | 1994-04-13 |  | Petroleum | Premium gasoline | Premium gasoline | Retail | Single Wall | Single Wall | Coated & cathodic protection (sti-P3) |  | Fiberglass reinforced plastic |  |  | Catchment Basin | Automatic shutoff device At 95% full | Automatic shutoff device At 95% full |  |  | Continuous Automatic Tank Gauge |  | Automatic shutoff device (AELLD) | Automatic shutoff device (AELLD) | [5 empty] | UST Currently In Use: 3; UST Temp Close: 0; AST Currently In Use: 0; AST Temp Closed: 0 | 3 | 0 | 4 | 25474-095-000351 | NESMITH FAMILY LIMITED PARTNERSHIP
44794 | Currently in Use |  | 1994-04-13 |  | Petroleum | On road diesel | On road diesel | Retail | Single Wall | Single Wall | Coated & cathodic protection (sti-P3) |  | Fiberglass reinforced plastic |  |  | Catchment Basin | Automatic shutoff device At 95% full | Automatic shutoff device At 95% full |  |  | Continuous Automatic Tank Gauge |  | Automatic shutoff device (AELLD) | Automatic shutoff device (AELLD) | [5 empty] | UST Currently In Use: 3; UST Temp Close: 0; AST Currently In Use: 0; AST Temp Closed: 0 | 3 | 0 | 4 | 25474-095-000351 | NESMITH FAMILY LIMITED PARTNERSHIP
44795 | Currently in Use |  | 1993-03-03 |  | Petroleum | Premium gasoline | Premium gasoline | Retail | Single Wall | Single Wall | Field installed cathodic protection |  | Single Wall |  |  | Catchment Basin | Automatic shutoff device At 95% full | Automatic shutoff device At 95% full |  |  | Automatic Tank Gauge |  | Automatic flow restrictor (MLLD) | Automatic flow restrictor (MLLD) |  |  | Statistical inventory reconciliation (SIR) | Statistical inventory reconciliation (SIR) |  | UST Currently In Use: 4; UST Temp Close: 1; AST Currently In Use: 0; AST Temp Closed: 0 | 4 | 1 | 0 | 15429-081-002506 | CHATTAHOOCHEE OIL CO
44796 | Temporary Closed | 2009-08-01 | 1993-03-03 |  | Petroleum | On road diesel | On road diesel | Retail | Single Wall | Single Wall | Coated & cathodic protection (sti-P3) |  | Single Wall |  |  | Catchment Basin | Audible high level alarm At 90% full | Audible high level alarm At 90% full |  |  | Statistical Inventory Reconciliation (SIR) | [8 empty] | UST Currently In Use: 4; UST Temp Close: 1; AST Currently In Use: 0; AST Temp Closed: 0 | 4 | 1 | 0 | 15429-081-002506 | CHATTAHOOCHEE OIL CO
44798 | Currently in Use |  | 1993-03-03 |  | Petroleum | On road diesel | On road diesel | Retail | Single Wall | Single Wall | Coated & cathodic protection (sti-P3) |  | Single Wall |  |  | Catchment Basin | Flow Rest 90% Full | Flow Rest 90% Full |  |  | Automatic Tank Gauge |  | Automatic flow restrictor (MLLD) | Automatic flow restrictor (MLLD) |  |  | Statistical inventory reconciliation (SIR) | Statistical inventory reconciliation (SIR) |  | UST Currently In Use: 4; UST Temp Close: 1; AST Currently In Use: 0; AST Temp Closed: 0 | 4 | 1 | 0 | 15429-081-002506 | CHATTAHOOCHEE OIL CO
44799 | Currently in Use |  | 1992-10-11 |  | Petroleum | Unleaded gasoline | Unleaded gasoline | Retail | Single Wall | Fiberglass reinforced plastic |  |  | Fiberglass reinforced plastic |  | 2007-04-08 | Catchment Basin | Automatic shutoff device At 95% full | Automatic shutoff device At 95% full |  |  | Continuous Automatic Tank Gauge |  | Automatic shutoff device (AELLD) | Automatic shutoff device (AELLD) | Interstitial Monitoring within Secondary Containment |  | Continuous alarm system | Continuous alarm system |  | UST Currently In Use: 3; UST Temp Close: 0; AST Currently In Use: 0; AST Temp Closed: 0 | 3 | 0 | 0 | 20102-073-016750 | HUYNH INC
44800 | Currently in Use |  | 1992-10-11 |  | Petroleum | Premium gasoline | Premium gasoline | Retail | Fiberglass reinforced plastic | Fiberglass reinforced plastic |  |  | Fiberglass reinforced plastic |  | 2007-04-08 | Catchment Basin | Automatic shutoff device At 95% full | Automatic shutoff device At 95% full |  |  | Continuous Automatic Tank Gauge |  | Automatic shutoff device (AELLD) | Automatic shutoff device (AELLD) | Interstitial Monitoring within Secondary Containment |  | Continuous alarm system | Continuous alarm system |  | UST Currently In Use: 3; UST Temp Close: 0; AST Currently In Use: 0; AST Temp Closed: 0 | 3 | 0 | 0 | 20102-073-016750 | HUYNH INC
44801 | Currently in Use |  | 1992-10-11 |  | Petroleum | On road diesel | On road diesel | Retail | Single Wall | Fiberglass reinforced plastic |  |  | Double Wall |  | 2007-04-08 | Catchment Basin | Automatic shutoff device At 95% full | Automatic shutoff device At 95% full |  |  | Continuous Automatic Tank Gauge |  | Automatic shutoff device (AELLD) | Automatic shutoff device (AELLD) | Interstitial Monitoring within Secondary Containment |  | Continuous alarm system | Continuous alarm system |  | UST Currently In Use: 3; UST Temp Close: 0; AST Currently In Use: 0; AST Temp Closed: 0 | 3 | 0 | 0 | 20102-073-016750 | HUYNH INC
44802 | Currently in Use |  | 1993-12-01 |  | Petroleum | Unleaded gasoline | Unleaded gasoline | Retail | Single Wall | Fiberglass reinforced plastic |  |  | Double Wall |  | 1901-01-01 | Catchment Basin | Flow Rest 90% Full | Flow Rest 90% Full |  |  | Continuous Automatic Tank Gauge |  | Automatic flow restrictor (MLLD) | Automatic flow restrictor (MLLD) |  |  | Annual line testing | Annual line testing |  | UST Currently In Use: 3; UST Temp Close: 0; AST Currently In Use: 0; AST Temp Closed: 0 | 3 | 0 | 0 | 21620-073-016751 | SEHRANAM INC
44803 | Currently in Use |  | 1993-12-01 |  | Petroleum | Unleaded gasoline | Unleaded gasoline | Retail | Fiberglass reinforced plastic | Fiberglass reinforced plastic |  |  | Double Wall |  | 1901-01-01 | Catchment Basin | Flow Rest 90% Full | Flow Rest 90% Full |  |  | Continuous Automatic Tank Gauge |  | Automatic flow restrictor (MLLD) | Automatic flow restrictor (MLLD) |  |  | Annual line testing | Annual line testing |  | UST Currently In Use: 3; UST Temp Close: 0; AST Currently In Use: 0; AST Temp Closed: 0 | 3 | 0 | 0 | 21620-073-016751 | SEHRANAM INC
44805 | Currently in Use |  | 1992-07-15 |  | Petroleum | Unleaded gasoline | Unleaded gasoline | Retail | Single Wall | Single Wall | Coated & cathodic protection (sti-P3) |  | Double Wall |  |  | Catchment Basin | Flow Rest 90% Full | Flow Rest 90% Full |  |  | Continuous Automatic Tank Gauge |  | Automatic flow restrictor (MLLD) | Automatic flow restrictor (MLLD) |  |  | Annual line testing | Annual line testing |  | UST Currently In Use: 4; UST Temp Close: 0; AST Currently In Use: 0; AST Temp Closed: 0 | 4 | 0 | 0 | 24631-049-017252 | RAJ DEV PROPERTIES
44806 | Currently in Use |  | 1992-07-15 |  | Petroleum | Unleaded gasoline | Unleaded gasoline | Retail | Single Wall | Single Wall | Field installed cathodic protection |  | Fiberglass reinforced plastic |  |  | Catchment Basin | Flow Rest 90% Full | Flow Rest 90% Full |  |  | Continuous Automatic Tank Gauge |  | Automatic flow restrictor (MLLD) | Automatic flow restrictor (MLLD) |  |  | Annual line testing | Annual line testing |  | UST Currently In Use: 4; UST Temp Close: 0; AST Currently In Use: 0; AST Temp Closed: 0 | 4 | 0 | 0 | 24631-049-017252 | RAJ DEV PROPERTIES
44807 | Currently in Use |  | 1992-07-15 |  | Petroleum | Premium gasoline | Premium gasoline | Retail | Single Wall | Single Wall | Field installed cathodic protection |  | Double Wall |  |  | Catchment Basin | Flow Rest 90% Full | Flow Rest 90% Full |  |  | Continuous Automatic Tank Gauge |  | Automatic flow restrictor (MLLD) | Automatic flow restrictor (MLLD) |  |  | Annual line testing | Annual line testing |  | UST Currently In Use: 4; UST Temp Close: 0; AST Currently In Use: 0; AST Temp Closed: 0 | 4 | 0 | 0 | 24631-049-017252 | RAJ DEV PROPERTIES
44808 | Currently in Use |  | 1992-07-15 |  | Petroleum | On road diesel | On road diesel | Retail | Single Wall | Single Wall | Coated & cathodic protection (sti-P3) |  | Fiberglass reinforced plastic |  |  | Catchment Basin | Flow Rest 90% Full | Flow Rest 90% Full |  |  | Continuous Automatic Tank Gauge |  | Automatic flow restrictor (MLLD) | Automatic flow restrictor (MLLD) |  |  | Annual line testing | Annual line testing |  | UST Currently In Use: 4; UST Temp Close: 0; AST Currently In Use: 0; AST Temp Closed: 0 | 4 | 0 | 0 | 24631-049-017252 | RAJ DEV PROPERTIES
44809 | Permanently Closed | 1994-08-12 | 1901-01-01 | 1995-03-06 | Petroleum | Unleaded gasoline | Unleaded gasoline | Retail | Steel | Steel |  |  | Steel |  | 1901-01-01 | [5 empty] | Statistical Inventory Reconciliation (SIR) | [8 empty] | UST Currently In Use: 0; UST Temp Close: 0; AST Currently In Use: 0; AST Temp Closed: 0 | 0 | 0 | 2 | 19638-125-017253 | MARY KEISER
44810 | Permanently Closed | 1994-08-12 | 1901-01-01 | 1995-03-06 | Petroleum | Unleaded gasoline | Unleaded gasoline | Retail | Steel | Steel |  |  | Steel |  | 1901-01-01 | [5 empty] | Statistical Inventory Reconciliation (SIR) | [8 empty] | UST Currently In Use: 0; UST Temp Close: 0; AST Currently In Use: 0; AST Temp Closed: 0 | 0 | 0 | 2 | 19638-125-017253 | MARY KEISER
44811 | Permanently Closed | 2002-11-07 | 1901-01-01 | 2003-06-16 | Petroleum | Kerosene | Kerosene | Retail | Steel | Steel | Field installed cathodic protection |  | Steel |  | 1901-01-01 | Catchment Basin | Automatic shutoff device At 95% full | Automatic shutoff device At 95% full | [11 empty] | UST Currently In Use: 0; UST Temp Close: 0; AST Currently In Use: 0; AST Temp Closed: 0 | 0 | 0 | 4 | 13945-077-014741 | QUAD CITIES OIL CO
44812 | Permanently Closed | 1998-07-01 | 1986-01-01 | 1998-07-01 | Petroleum | Unleaded gasoline | Unleaded gasoline | Industrial | Steel | Steel |  |  | Steel |  | 1901-01-01 | [11 empty] | Continuous alarm system | Continuous alarm system |  | UST Currently In Use: 0; UST Temp Close: 1; AST Currently In Use: 0; AST Temp Closed: 0 | 0 | 1 | 3 | 23347-007-017255 | AMERIGAS PROPANE LP
44813 | Permanently Closed | 1998-07-01 | 1901-01-01 | 1998-07-01 | Petroleum | On road diesel | On road diesel | Industrial | Steel | Steel |  |  | Steel |  | 1901-01-01 | [11 empty] | Continuous alarm system | Continuous alarm system |  | UST Currently In Use: 0; UST Temp Close: 1; AST Currently In Use: 0; AST Temp Closed: 0 | 0 | 1 | 3 | 23347-007-017255 | AMERIGAS PROPANE LP
44814 | Permanently Closed | 1998-07-01 | 1901-01-01 | 1998-07-01 | Petroleum | Used oil | Used oil | Industrial | Steel | Steel |  |  | Steel |  | 1901-01-01 | [11 empty] | Continuous alarm system | Continuous alarm system |  | UST Currently In Use: 0; UST Temp Close: 1; AST Currently In Use: 0; AST Temp Closed: 0 | 0 | 1 | 3 | 23347-007-017255 | AMERIGAS PROPANE LP
44815 | Permanently Closed | 1998-07-07 | 1986-01-01 | 1998-07-07 | Petroleum | Unleaded gasoline | Unleaded gasoline | Local Government | Steel | Steel |  |  | Steel |  | 1901-01-01 | [11 empty] | Continuous alarm system | Continuous alarm system |  | UST Currently In Use: 0; UST Temp Close: 0; AST Currently In Use: 0; AST Temp Closed: 0 | 0 | 0 | 2 | 19639-007-017256 | BIBB COUNTY BOARD OF EDUCATION
44817 | Temporary Closed | 2017-06-16 | 1992-02-01 |  | Petroleum | Unleaded gasoline | Unleaded gasoline | Retail | Single Wall | Fiberglass reinforced plastic |  |  | Double Wall |  | 1901-01-01 | Catchment Basin | Flow Rest 90% Full | Flow Rest 90% Full |  |  | Statistical Inventory Reconciliation (SIR) |  | Automatic shutoff device (AELLD) | Automatic shutoff device (AELLD) |  |  | Statistical inventory reconciliation (SIR) | Statistical inventory reconciliation (SIR) |  | UST Currently In Use: 0; UST Temp Close: 3; AST Currently In Use: 1; AST Temp Closed: 0 | 0 | 3 | 1 | 13529-059-006549 | MOORE PETROLEUM COMPANY, INC.
44818 | Temporary Closed | 2017-06-16 | 1992-02-01 |  | Petroleum | Other, E10 | Other | Retail | Single Wall | Fiberglass reinforced plastic |  |  | Flexible |  | 1901-01-01 | Catchment Basin | Flow Rest 90% Full | Flow Rest 90% Full |  |  | Continuous Automatic Tank Gauge |  | Automatic shutoff device (AELLD) | Automatic shutoff device (AELLD) |  |  | Statistical inventory reconciliation (SIR) | Statistical inventory reconciliation (SIR) |  | UST Currently In Use: 0; UST Temp Close: 3; AST Currently In Use: 1; AST Temp Closed: 0 | 0 | 3 | 1 | 13529-059-006549 | MOORE PETROLEUM COMPANY, INC.
44819 | Temporary Closed | 2017-06-16 | 1992-02-01 |  | Petroleum | On road diesel | On road diesel | Retail | Fiberglass reinforced plastic | Fiberglass reinforced plastic |  |  | Flexible |  | 1901-01-01 | Catchment Basin | Flow Rest 90% Full | Flow Rest 90% Full |  |  | Continuous Automatic Tank Gauge |  | Automatic shutoff device (AELLD) | Automatic shutoff device (AELLD) |  |  | Statistical inventory reconciliation (SIR) | Statistical inventory reconciliation (SIR) |  | UST Currently In Use: 0; UST Temp Close: 3; AST Currently In Use: 1; AST Temp Closed: 0 | 0 | 3 | 1 | 13529-059-006549 | MOORE PETROLEUM COMPANY, INC.
44820 | Permanently Closed | 2002-02-04 | 1994-05-01 | 2002-02-04 | Petroleum | Unleaded gasoline | Unleaded gasoline | Retail | Fiberglass reinforced plastic | Fiberglass reinforced plastic |  |  | Fiberglass reinforced plastic |  | 1901-01-01 | Catchment Basin | Flow Rest 90% Full | Flow Rest 90% Full | [8 empty] | Annual line testing | Annual line testing |  | UST Currently In Use: 0; UST Temp Close: 0; AST Currently In Use: 0; AST Temp Closed: 0 | 0 | 0 | 3 | 14410-003-017258 | MCDONALD OIL COMPANY
44821 | Permanently Closed | 2002-02-04 | 1994-05-01 | 2002-02-04 | Petroleum | Mid-grade gasoline | Mid-grade gasoline | Retail | Fiberglass reinforced plastic | Fiberglass reinforced plastic |  |  | Fiberglass reinforced plastic |  | 1901-01-01 | Catchment Basin | Flow Rest 90% Full | Flow Rest 90% Full | [8 empty] | Annual line testing | Annual line testing |  | UST Currently In Use: 0; UST Temp Close: 0; AST Currently In Use: 0; AST Temp Closed: 0 | 0 | 0 | 3 | 14410-003-017258 | MCDONALD OIL COMPANY
44822 | Permanently Closed | 2002-02-04 | 1994-05-01 | 2002-02-04 | Petroleum | Premium gasoline | Premium gasoline | Retail | Fiberglass reinforced plastic | Fiberglass reinforced plastic |  |  | Fiberglass reinforced plastic |  | 1901-01-01 | Catchment Basin | Flow Rest 90% Full | Flow Rest 90% Full | [8 empty] | Annual line testing | Annual line testing |  | UST Currently In Use: 0; UST Temp Close: 0; AST Currently In Use: 0; AST Temp Closed: 0 | 0 | 0 | 3 | 14410-003-017258 | MCDONALD OIL COMPANY
44824 | Permanently Closed | 1995-02-20 | 1985-11-01 | 1995-02-20 | Petroleum | Other, VIRGIN OIL | Other | Bulk facility | Steel | Steel | Coated & cathodic protection (sti-P3) |  | Steel |  | 1901-01-01 | [14 empty] | UST Currently In Use: 0; UST Temp Close: 0; AST Currently In Use: 0; AST Temp Closed: 0 | 0 | 0 | 8 | 15460-089-001965 | WOODY ANDERSON FORD
44825 | Temporary Closed | 2018-04-28 | 1994-06-15 |  | Petroleum | Unleaded gasoline | Unleaded gasoline | Retail | Steel | Steel | Coated & cathodic protection (sti-P3) |  | Fiberglass reinforced plastic |  |  | Catchment Basin | Automatic shutoff device At 95% full | Automatic shutoff device At 95% full |  |  | Automatic Tank Gauge | [8 empty] | UST Currently In Use: 0; UST Temp Close: 4; AST Currently In Use: 0; AST Temp Closed: 0 | 0 | 4 | 0 | 26020-047-017259 | ERIC YOUNG-DOLLAR & SON QUICK STOP
44826 | Temporary Closed | 2018-04-28 | 1994-06-15 |  | Petroleum | On road diesel | On road diesel | Retail | Steel | Steel | Coated & cathodic protection (sti-P3) |  | Fiberglass reinforced plastic |  |  | Catchment Basin | Automatic shutoff device At 95% full | Automatic shutoff device At 95% full |  |  | Automatic Tank Gauge | [8 empty] | UST Currently In Use: 0; UST Temp Close: 4; AST Currently In Use: 0; AST Temp Closed: 0 | 0 | 4 | 0 | 26020-047-017259 | ERIC YOUNG-DOLLAR & SON QUICK STOP
44827 | Temporary Closed | 2018-04-28 | 1994-06-15 |  | Petroleum | Unleaded gasoline | Unleaded gasoline | Retail | Steel | Steel | Coated & cathodic protection (sti-P3) |  | Fiberglass reinforced plastic |  |  | Catchment Basin | Automatic shutoff device At 95% full | Automatic shutoff device At 95% full |  |  | Automatic Tank Gauge | [8 empty] | UST Currently In Use: 0; UST Temp Close: 4; AST Currently In Use: 0; AST Temp Closed: 0 | 0 | 4 | 0 | 26020-047-017259 | ERIC YOUNG-DOLLAR & SON QUICK STOP
44828 | Temporary Closed | 2018-04-28 | 1994-06-15 |  | Petroleum | On road diesel | On road diesel | Retail | Steel | Steel | Coated & cathodic protection (sti-P3) |  | Fiberglass reinforced plastic |  |  | Catchment Basin | Automatic shutoff device At 95% full | Automatic shutoff device At 95% full |  |  | Automatic Tank Gauge | [8 empty] | UST Currently In Use: 0; UST Temp Close: 4; AST Currently In Use: 0; AST Temp Closed: 0 | 0 | 4 | 0 | 26020-047-017259 | ERIC YOUNG-DOLLAR & SON QUICK STOP
44829 | Currently in Use |  | 1994-07-01 |  | Petroleum | Unleaded gasoline | Unleaded gasoline | Retail | Fiberglass coated steel | Fiberglass coated steel |  |  | Flexible |  | 2021-01-05 | Catchment Basin | Flow Rest 90% Full | Flow Rest 90% Full |  |  | Automatic Tank Gauge |  | Automatic flow restrictor (MLLD) | Automatic flow restrictor (MLLD) | Interstitial Monitoring within Secondary Containment | MANUAL/VISUAL CHECK |  |  |  | UST Currently In Use: 3; UST Temp Close: 0; AST Currently In Use: 0; AST Temp Closed: 0 | 3 | 0 | 4 | 25456-047-000445 | JA HU INC
44830 | Currently in Use |  | 1994-07-01 |  | Petroleum | Premium gasoline | Premium gasoline | Retail | Fiberglass coated steel | Fiberglass coated steel |  |  | Flexible |  | 2021-01-05 | Catchment Basin | Flow Rest 90% Full | Flow Rest 90% Full |  |  | Automatic Tank Gauge |  | Containment Sump | Automatic flow restrictor (MLLD) | Interstitial Monitoring within Secondary Containment |  |  |  |  | UST Currently In Use: 3; UST Temp Close: 0; AST Currently In Use: 0; AST Temp Closed: 0 | 3 | 0 | 4 | 25456-047-000445 | JA HU INC
44831 | Currently in Use |  | 1994-07-01 |  | Petroleum | On road diesel | On road diesel | Retail | Fiberglass coated steel | Fiberglass coated steel |  |  | Flexible |  | 2021-01-05 | Catchment Basin | Flow Rest 90% Full | Flow Rest 90% Full |  |  | Automatic Tank Gauge |  | Automatic flow restrictor (MLLD) | Automatic flow restrictor (MLLD) | Interstitial Monitoring within Secondary Containment | MANUAL/VISUAL CHECK |  |  |  | UST Currently In Use: 3; UST Temp Close: 0; AST Currently In Use: 0; AST Temp Closed: 0 | 3 | 0 | 4 | 25456-047-000445 | JA HU INC
44832 | Permanently Closed | 2005-02-20 | 1991-01-01 | 2006-08-11 | Petroleum | Unleaded gasoline | Unleaded gasoline | Retail | Steel | Steel | Coated & cathodic protection (sti-P3) |  | Fiberglass reinforced plastic |  | 1901-01-01 | Catchment Basin | Flow Rest 90% Full | Flow Rest 90% Full | [11 empty] | UST Currently In Use: 0; UST Temp Close: 0; AST Currently In Use: 0; AST Temp Closed: 0 | 0 | 0 | 4 | 15915-125-007989 | S M JONES
44833 | Permanently Closed | 2005-02-20 | 1991-01-01 | 2006-08-11 | Petroleum | Unleaded gasoline | Unleaded gasoline | Retail | Steel | Steel | Coated & cathodic protection (sti-P3) |  | Fiberglass reinforced plastic |  | 1901-01-01 | Catchment Basin | Flow Rest 90% Full | Flow Rest 90% Full | [11 empty] | UST Currently In Use: 0; UST Temp Close: 0; AST Currently In Use: 0; AST Temp Closed: 0 | 0 | 0 | 4 | 15915-125-007989 | S M JONES
44834 | Permanently Closed | 1998-01-01 | 1986-07-01 | 1998-01-09 | Petroleum | Unleaded gasoline | Unleaded gasoline | Retail | Steel | Steel |  | Painted or None | Steel |  | 1901-01-01 | [14 empty] | UST Currently In Use: 4; UST Temp Close: 0; AST Currently In Use: 0; AST Temp Closed: 0 | 4 | 0 | 2 | 20432-115-017260 | RODERICK L CARROLL
44835 | Permanently Closed | 1998-01-01 | 1986-07-01 | 1998-01-09 | Petroleum | Unleaded gasoline | Unleaded gasoline | Retail | Steel | Steel |  | Painted or None | Steel |  | 1901-01-01 | [14 empty] | UST Currently In Use: 4; UST Temp Close: 0; AST Currently In Use: 0; AST Temp Closed: 0 | 4 | 0 | 2 | 20432-115-017260 | RODERICK L CARROLL
44836 | Currently in Use |  | 1994-06-22 |  | Petroleum | On road diesel | On road diesel | Retail | Steel | Double Wall | Coated & cathodic protection (sti-P3) |  | Flexible |  |  | Catchment Basin | Flow Rest 90% Full | Flow Rest 90% Full |  |  | Statistical Inventory Reconciliation (SIR) | Single walled submersible pump containment sump | Containment Sump | Automatic flow restrictor (MLLD) | Interstitial Monitoring within Secondary Containment | SENSOR TO ATG | Statistical inventory reconciliation (SIR) | Statistical inventory reconciliation (SIR) |  | UST Currently In Use: 2; UST Temp Close: 1; AST Currently In Use: 0; AST Temp Closed: 0 | 2 | 1 | 5 | 11576-103-004847 | DUTCH OIL COMPANY
44837 | Currently in Use |  | 1994-06-22 |  | Petroleum | Unleaded gasoline | Unleaded gasoline | Retail | Double Wall | Double Wall | Coated & cathodic protection (sti-P3) |  | Flexible |  |  | Catchment Basin | Automatic shutoff device At 95% full | Automatic shutoff device At 95% full |  |  | Statistical Inventory Reconciliation (SIR) | Single walled submersible pump containment sump | Containment Sump | Automatic flow restrictor (MLLD) | Interstitial Monitoring within Secondary Containment | SENSOR TO ATG | Statistical inventory reconciliation (SIR) | Statistical inventory reconciliation (SIR) |  | UST Currently In Use: 2; UST Temp Close: 1; AST Currently In Use: 0; AST Temp Closed: 0 | 2 | 1 | 5 | 11576-103-004847 | DUTCH OIL COMPANY
44838 | Temporary Closed | 2023-06-20 | 1994-06-22 |  | Petroleum | Mid-grade gasoline | Mid-grade gasoline | Retail | Double Wall | Double Wall | Coated & cathodic protection (sti-P3) |  | Flexible |  |  | Catchment Basin | Automatic shutoff device At 95% full | Automatic shutoff device At 95% full |  |  | Statistical Inventory Reconciliation (SIR) | Single walled submersible pump containment sump | Containment Sump | Automatic flow restrictor (MLLD) | Interstitial Monitoring within Secondary Containment | SENSOR TO ATG | Statistical inventory reconciliation (SIR) | Statistical inventory reconciliation (SIR) |  | UST Currently In Use: 2; UST Temp Close: 1; AST Currently In Use: 0; AST Temp Closed: 0 | 2 | 1 | 5 | 11576-103-004847 | DUTCH OIL COMPANY
44839 | Permanently Closed | 1998-11-23 | 1986-01-01 | 1998-11-23 | Petroleum | Used oil | Used oil | Retail | Steel | Steel |  | Painted or None | Steel |  | 1901-01-01 | Other | EXEMPT | Other |  |  |  |  | MANUALGAGE | Other |  |  | Other | Other |  | UST Currently In Use: 3; UST Temp Close: 1; AST Currently In Use: 0; AST Temp Closed: 0 | 3 | 1 | 1 | 25265-049-012532 | LGWS/CROSS AMERICA PARTNERS
44840 | Currently in Use |  | 1994-05-05 |  | Petroleum | Unleaded gasoline | Unleaded gasoline | Industrial | Fiberglass reinforced plastic | Fiberglass reinforced plastic |  |  | Fiberglass reinforced plastic |  | 1901-01-01 | Catchment Basin | Automatic shutoff device At 95% full | Automatic shutoff device At 95% full |  |  | Automatic Tank Gauge | [8 empty] | UST Currently In Use: 2; UST Temp Close: 0; AST Currently In Use: 7; AST Temp Closed: 0 | 2 | 0 | 9 | 12493-089-008607 | HUNTSVILLE MADISON COUNTY AIRPORT
44841 | Currently in Use |  | 1994-05-05 |  | Petroleum | On road diesel | On road diesel | Industrial | Fiberglass reinforced plastic | Fiberglass reinforced plastic |  |  | Fiberglass reinforced plastic |  | 1901-01-01 | Catchment Basin | Automatic shutoff device At 95% full | Automatic shutoff device At 95% full |  |  | Automatic Tank Gauge | [8 empty] | UST Currently In Use: 2; UST Temp Close: 0; AST Currently In Use: 7; AST Temp Closed: 0 | 2 | 0 | 9 | 12493-089-008607 | HUNTSVILLE MADISON COUNTY AIRPORT
44842 | Permanently Closed | 2012-03-01 | 1993-06-14 | 2012-08-08 | Petroleum | Unleaded gasoline | Unleaded gasoline | Retail | Steel | Steel | Coated & cathodic protection (sti-P3) |  | Fiberglass reinforced plastic |  |  | Catchment Basin | Flow Rest 90% Full | Flow Rest 90% Full |  |  | Statistical Inventory Reconciliation (SIR) | [8 empty] | UST Currently In Use: 0; UST Temp Close: 0; AST Currently In Use: 0; AST Temp Closed: 0 | 0 | 0 | 5 | 19632-003-008303 | JOHNNY HADLEY
44843 | Permanently Closed | 2012-03-01 | 1993-06-14 | 2012-08-08 | Petroleum | Mid-grade gasoline | Mid-grade gasoline | Retail | Steel | Steel | Coated & cathodic protection (sti-P3) |  | Fiberglass reinforced plastic |  |  | Catchment Basin | Flow Rest 90% Full | Flow Rest 90% Full |  |  | Statistical Inventory Reconciliation (SIR) | [8 empty] | UST Currently In Use: 0; UST Temp Close: 0; AST Currently In Use: 0; AST Temp Closed: 0 | 0 | 0 | 5 | 19632-003-008303 | JOHNNY HADLEY
44844 | Currently in Use |  | 1994-04-04 |  | Petroleum | Unleaded gasoline | Unleaded gasoline | Retail | Single Wall | Single Wall | Coated & cathodic protection (sti-P3) |  | Fiberglass reinforced plastic |  |  | Catchment Basin | Flow Rest 90% Full | Flow Rest 90% Full |  |  | Automatic Tank Gauge |  | Automatic flow restrictor (MLLD) | Automatic flow restrictor (MLLD) |  |  | Statistical inventory reconciliation (SIR) | Annual line testing |  | UST Currently In Use: 3; UST Temp Close: 0; AST Currently In Use: 1; AST Temp Closed: 0 | 3 | 0 | 2 | 23574-089-009329 | JTC LLC
44846 | Currently in Use |  | 1994-04-04 |  | Petroleum | Premium gasoline | Premium gasoline | Retail | Single Wall | Single Wall | Coated & cathodic protection (sti-P3) |  | Double Wall |  |  | Catchment Basin | Flow Rest 90% Full | Flow Rest 90% Full |  |  | Automatic Tank Gauge |  | Automatic flow restrictor (MLLD) | Automatic flow restrictor (MLLD) |  |  | Statistical inventory reconciliation (SIR) | Annual line testing |  | UST Currently In Use: 3; UST Temp Close: 0; AST Currently In Use: 1; AST Temp Closed: 0 | 3 | 0 | 2 | 23574-089-009329 | JTC LLC
44847 | Permanently Closed | 1998-11-05 | 1984-06-01 | 1998-11-05 | Petroleum | Kerosene | Kerosene | Retail | Steel | Steel |  | Painted or None | Steel |  | 1901-01-01 | [5 empty] | Statistical Inventory Reconciliation (SIR) | [8 empty] | UST Currently In Use: 0; UST Temp Close: 3; AST Currently In Use: 0; AST Temp Closed: 0 | 0 | 3 | 1 | 24139-103-005596 | RAY D. & ALVERENE S. OWEN
44848 | Currently in Use |  | 1994-07-01 |  | Petroleum | Unleaded gasoline | Unleaded gasoline | Retail | Single Wall | Single Wall | Coated & cathodic protection (sti-P3) |  | Double Wall |  |  | Catchment Basin | Automatic shutoff device At 95% full | Automatic shutoff device At 95% full |  |  | Continuous Automatic Tank Gauge |  | Containment Sump | Automatic shutoff device (AELLD) | [5 empty] | UST Currently In Use: 2; UST Temp Close: 0; AST Currently In Use: 0; AST Temp Closed: 0 | 2 | 0 | 0 | 15420-077-017261 | MAPCO EXPRESS, INC.
44849 | Currently in Use |  | 1994-07-01 |  | Petroleum | Premium gasoline | Premium gasoline | Retail | Steel | Single Wall | Coated & cathodic protection (sti-P3) |  | Steel |  |  | Catchment Basin | Automatic shutoff device At 95% full | Automatic shutoff device At 95% full |  |  | Continuous Automatic Tank Gauge |  | Automatic shutoff device (AELLD) | Automatic shutoff device (AELLD) | [5 empty] | UST Currently In Use: 2; UST Temp Close: 0; AST Currently In Use: 0; AST Temp Closed: 0 | 2 | 0 | 0 | 15420-077-017261 | MAPCO EXPRESS, INC.
44850 | Currently in Use |  | 1992-01-27 |  | Petroleum | Unleaded gasoline | Unleaded gasoline | Industrial | FGLSS CLAD | Fiberglass coated steel |  |  | Fiberglass reinforced plastic |  | 1901-01-01 | Catchment Basin | Flow Rest 90% Full | Flow Rest 90% Full |  |  | Automatic Tank Gauge | [8 empty] | UST Currently In Use: 1; UST Temp Close: 0; AST Currently In Use: 0; AST Temp Closed: 0 | 1 | 0 | 0 | 19644-125-017262 | RUSSELL LEE FLOOR AND TILE
44851 | Permanently Closed | 1996-10-30 | 1991-07-15 | 2000-01-18 | Petroleum | Unleaded gasoline | Unleaded gasoline | Retail | Steel | Steel | Coated & cathodic protection (sti-P3) |  | Fiberglass reinforced plastic |  | 1901-01-01 | Catchment Basin | Flow Rest 90% Full | Flow Rest 90% Full | [8 empty] | Groundwater monitoring | Groundwater monitoring |  | UST Currently In Use: 0; UST Temp Close: 0; AST Currently In Use: 0; AST Temp Closed: 0 | 0 | 0 | 6 | 16827-097-014694 | ALABAMA CAPITAL CORPORATION
44852 | Permanently Closed | 1996-10-30 | 1991-07-15 | 2000-01-18 | Petroleum | Unleaded gasoline | Unleaded gasoline | Retail | Steel | Steel | Coated & cathodic protection (sti-P3) |  | Fiberglass reinforced plastic |  | 1901-01-01 | Catchment Basin | Flow Rest 90% Full | Flow Rest 90% Full | [8 empty] | Groundwater monitoring | Groundwater monitoring |  | UST Currently In Use: 0; UST Temp Close: 0; AST Currently In Use: 0; AST Temp Closed: 0 | 0 | 0 | 6 | 16827-097-014694 | ALABAMA CAPITAL CORPORATION
44853 | Temporary Closed | 2004-10-10 | 1988-06-01 |  | Petroleum | Unleaded gasoline | Unleaded gasoline | Retail | Steel | Steel | Coated & cathodic protection (sti-P3) |  | Fiberglass reinforced plastic |  |  | Catchment Basin | Flow Rest 90% Full | Automatic shutoff device At 95% full |  |  | Statistical Inventory Reconciliation (SIR) |  | Automatic flow restrictor (MLLD) | Automatic flow restrictor (MLLD) |  |  | Statistical inventory reconciliation (SIR) | Statistical inventory reconciliation (SIR) |  | UST Currently In Use: 0; UST Temp Close: 3; AST Currently In Use: 0; AST Temp Closed: 0 | 0 | 3 | 0 | 23682-099-017263 | JAMES E GORUM JR
44854 | Temporary Closed | 2004-10-10 | 1988-06-01 |  | Petroleum | Unleaded gasoline | Unleaded gasoline | Retail | Steel | Steel | Coated & cathodic protection (sti-P3) |  | Fiberglass reinforced plastic |  |  | Catchment Basin | Flow Rest 90% Full | Automatic shutoff device At 95% full |  |  | Statistical Inventory Reconciliation (SIR) |  | Automatic flow restrictor (MLLD) | Automatic flow restrictor (MLLD) |  |  | Statistical inventory reconciliation (SIR) | Statistical inventory reconciliation (SIR) |  | UST Currently In Use: 0; UST Temp Close: 3; AST Currently In Use: 0; AST Temp Closed: 0 | 0 | 3 | 0 | 23682-099-017263 | JAMES E GORUM JR
44855 | Temporary Closed | 2004-10-10 | 1988-06-01 |  | Petroleum | Premium gasoline | Premium gasoline | Retail | Steel | Steel | Coated & cathodic protection (sti-P3) |  | Single Wall |  |  | Catchment Basin | Automatic shutoff device At 95% full | Automatic shutoff device At 95% full |  |  | Statistical Inventory Reconciliation (SIR) |  | Automatic flow restrictor (MLLD) | Automatic flow restrictor (MLLD) |  |  | Statistical inventory reconciliation (SIR) | Statistical inventory reconciliation (SIR) |  | UST Currently In Use: 0; UST Temp Close: 3; AST Currently In Use: 0; AST Temp Closed: 0 | 0 | 3 | 0 | 23682-099-017263 | JAMES E GORUM JR
44856 | Currently in Use |  | 1994-06-03 |  | Petroleum | Premium gasoline | Premium gasoline | Retail | Steel | Steel | Coated & cathodic protection (sti-P3) |  | Fiberglass reinforced plastic |  |  | Catchment Basin | Automatic shutoff device At 95% full | Automatic shutoff device At 95% full |  |  | Continuous Automatic Tank Gauge | [8 empty] | UST Currently In Use: 2; UST Temp Close: 0; AST Currently In Use: 1; AST Temp Closed: 0 | 2 | 0 | 5 | 24835-121-005838 | ANIL DHANANI
44857 | Currently in Use |  | 1994-11-15 |  | Petroleum | Unleaded gasoline | Unleaded gasoline | Retail | Single Wall | Single Wall | Coated & cathodic protection (sti-P3) |  | Fiberglass reinforced plastic |  |  | Catchment Basin | Flow Rest 90% Full | Flow Rest 90% Full |  |  | Continuous Automatic Tank Gauge | Single walled submersible pump containment sump | Containment Sump | Containment Sump |  |  | Other | Other |  | UST Currently In Use: 4; UST Temp Close: 0; AST Currently In Use: 0; AST Temp Closed: 0 | 4 | 0 | 0 | 15201-103-017264 | VULCAN OIL COMPANY INC.
44858 | Currently in Use |  | 1994-11-15 |  | Petroleum | Unleaded gasoline | Unleaded gasoline | Retail | Single Wall | Single Wall | Coated & cathodic protection (sti-P3) |  | Fiberglass reinforced plastic |  |  | Catchment Basin | Flow Rest 90% Full | Flow Rest 90% Full |  |  | Continuous Automatic Tank Gauge | Single walled submersible pump containment sump | Containment Sump | Automatic flow restrictor (MLLD) |  |  | MASTER | Annual line testing |  | UST Currently In Use: 4; UST Temp Close: 0; AST Currently In Use: 0; AST Temp Closed: 0 | 4 | 0 | 0 | 15201-103-017264 | VULCAN OIL COMPANY INC.
44859 | Currently in Use |  | 1994-11-15 |  | Petroleum | Premium gasoline | Premium gasoline | Retail | Single Wall | Single Wall | Field installed cathodic protection |  | Double Wall |  |  | Catchment Basin | Flow Rest 90% Full | Flow Rest 90% Full |  |  | Continuous Automatic Tank Gauge | Single walled submersible pump containment sump | Automatic flow restrictor (MLLD) | Automatic flow restrictor (MLLD) |  |  | Annual line testing | Annual line testing |  | UST Currently In Use: 4; UST Temp Close: 0; AST Currently In Use: 0; AST Temp Closed: 0 | 4 | 0 | 0 | 15201-103-017264 | VULCAN OIL COMPANY INC.
44860 | Currently in Use |  | 1994-11-15 |  | Petroleum | On road diesel | On road diesel | Retail | Single Wall | Single Wall | Coated & cathodic protection (sti-P3) |  | Fiberglass reinforced plastic |  |  | Catchment Basin | Flow Rest 90% Full | Flow Rest 90% Full |  |  | Continuous Automatic Tank Gauge | Direct Bury submersible pump | [7 empty] | UST Currently In Use: 4; UST Temp Close: 0; AST Currently In Use: 0; AST Temp Closed: 0 | 4 | 0 | 0 | 15201-103-017264 | VULCAN OIL COMPANY INC.
44862 | Cannot Locate or abandoned | 2002-08-01 | 1901-01-01 |  | Petroleum | Unleaded gasoline | Unleaded gasoline | Retail | Steel | Steel | Coated & cathodic protection (sti-P3) |  | Fiberglass reinforced plastic |  | 1901-01-01 | Catchment Basin | Automatic shutoff device At 95% full | Automatic shutoff device At 95% full | [11 empty] | UST Currently In Use: 0; UST Temp Close: 0; AST Currently In Use: 0; AST Temp Closed: 0 | 0 | 0 | 0 | 21324-125-017265 | DANIELLE LUGO
44863 | Cannot Locate or abandoned | 2002-08-01 | 1901-01-01 |  | Petroleum | Mid-grade gasoline | Mid-grade gasoline | Retail | Steel | Steel | Coated & cathodic protection (sti-P3) |  | Fiberglass reinforced plastic |  | 1901-01-01 | Catchment Basin | Automatic shutoff device At 95% full | Automatic shutoff device At 95% full | [11 empty] | UST Currently In Use: 0; UST Temp Close: 0; AST Currently In Use: 0; AST Temp Closed: 0 | 0 | 0 | 0 | 21324-125-017265 | DANIELLE LUGO
44864 | Currently in Use |  | 1994-02-01 |  | Petroleum | Unleaded gasoline | Unleaded gasoline | Retail | Fiberglass coated steel | Fiberglass coated steel |  |  | ENVIROFLEX |  | 1901-01-01 | Catchment Basin | Automatic shutoff device At 95% full | Automatic shutoff device At 95% full |  |  | Continuous Automatic Tank Gauge |  | Automatic shutoff device (AELLD) | Automatic shutoff device (AELLD) | Interstitial Monitoring within Secondary Containment |  |  |  |  | UST Currently In Use: 3; UST Temp Close: 0; AST Currently In Use: 0; AST Temp Closed: 0 | 3 | 0 | 0 | 23255-105-017266 | ZAKI REAL ESTATE, LLC
44865 | Currently in Use |  | 1994-02-01 |  | Petroleum | Mid-grade gasoline | Mid-grade gasoline | Retail | Fiberglass coated steel | Fiberglass coated steel |  |  | ENVIROFLEX |  | 1901-01-01 | Catchment Basin | Automatic shutoff device At 95% full | Automatic shutoff device At 95% full |  |  | Continuous Automatic Tank Gauge |  | Automatic shutoff device (AELLD) | Automatic shutoff device (AELLD) | Interstitial Monitoring within Secondary Containment |  |  |  |  | UST Currently In Use: 3; UST Temp Close: 0; AST Currently In Use: 0; AST Temp Closed: 0 | 3 | 0 | 0 | 23255-105-017266 | ZAKI REAL ESTATE, LLC
44866 | Currently in Use |  | 1994-02-01 |  | Petroleum | Premium gasoline | Premium gasoline | Retail | Fiberglass coated steel | Fiberglass coated steel |  |  | ENVIROFLEX |  | 1901-01-01 | Catchment Basin | Automatic shutoff device At 95% full | Automatic shutoff device At 95% full |  |  | Continuous Automatic Tank Gauge |  | Automatic shutoff device (AELLD) | Automatic shutoff device (AELLD) | Interstitial Monitoring within Secondary Containment |  |  |  |  | UST Currently In Use: 3; UST Temp Close: 0; AST Currently In Use: 0; AST Temp Closed: 0 | 3 | 0 | 0 | 23255-105-017266 | ZAKI REAL ESTATE, LLC
44867 | Currently in Use |  | 1994-06-10 |  | Petroleum | Mid-grade gasoline | Mid-grade gasoline | Retail | Steel | Steel | Coated & cathodic protection (sti-P3) |  | Fiberglass reinforced plastic |  |  | Catchment Basin | Flow Rest 90% Full | Flow Rest 90% Full |  |  | Continuous Automatic Tank Gauge |  | Containment Sump | Automatic flow restrictor (MLLD) | Interstitial Monitoring within Secondary Containment | MANUAL/VISUAL CHECK | Annual line testing | Annual line testing |  | UST Currently In Use: 3; UST Temp Close: 0; AST Currently In Use: 0; AST Temp Closed: 0 | 3 | 0 | 0 | 13319-013-017267 | MAX OIL COMPANY, INC.
44868 | Currently in Use |  | 1994-06-10 |  | Petroleum | On road diesel | On road diesel | Retail | Steel | Steel | Coated & cathodic protection (sti-P3) |  | Flexible |  |  | Catchment Basin | Flow Rest 90% Full | Flow Rest 90% Full |  | MANUAL/VISUAL CHECK | Continuous Automatic Tank Gauge |  | Containment Sump | Automatic flow restrictor (MLLD) | Interstitial Monitoring within Secondary Containment | MANUAL/VISUAL CHECK | Annual line testing | Annual line testing |  | UST Currently In Use: 3; UST Temp Close: 0; AST Currently In Use: 0; AST Temp Closed: 0 | 3 | 0 | 0 | 13319-013-017267 | MAX OIL COMPANY, INC.
44869 | Currently in Use |  | 1994-06-10 |  | Petroleum | On road diesel | On road diesel | Retail | Fiberglass coated steel | Fiberglass coated steel |  |  | ENVIROFLEX |  |  | Catchment Basin | Flow Rest 90% Full | Flow Rest 90% Full |  |  | Continuous Automatic Tank Gauge |  | Automatic flow restrictor (MLLD) | Automatic flow restrictor (MLLD) | Interstitial Monitoring within Secondary Containment | MANUAL/VISUAL CHECK | Annual line testing | Annual line testing |  | UST Currently In Use: 3; UST Temp Close: 0; AST Currently In Use: 0; AST Temp Closed: 0 | 3 | 0 | 0 | 13319-013-017267 | MAX OIL COMPANY, INC.
44870 | Currently in Use |  | 1993-09-01 |  | Petroleum | Unleaded gasoline | Unleaded gasoline | Retail | Double Wall | Double Wall | Coated & cathodic protection (sti-P3) |  | Fiberglass reinforced plastic |  | 2006-12-20 | Catchment Basin | Flow Rest 90% Full | Flow Rest 90% Full |  |  | Continuous Automatic Tank Gauge |  | Containment Sump | Automatic shutoff device (AELLD) | [5 empty] | UST Currently In Use: 2; UST Temp Close: 0; AST Currently In Use: 0; AST Temp Closed: 0 | 2 | 0 | 0 | 13526-073-017268 | MOORE OIL COMPANY, INC.
44871 | Currently in Use |  | 1993-09-01 |  | Petroleum | Premium gasoline | Premium gasoline | Retail | Double Wall | Double Wall | Coated & cathodic protection (sti-P3) |  | 2PIECES |  | 2006-12-20 | Catchment Basin | Automatic shutoff device At 95% full | Automatic shutoff device At 95% full |  |  | Continuous Automatic Tank Gauge |  | Containment Sump | Automatic shutoff device (AELLD) | [5 empty] | UST Currently In Use: 2; UST Temp Close: 0; AST Currently In Use: 0; AST Temp Closed: 0 | 2 | 0 | 0 | 13526-073-017268 | MOORE OIL COMPANY, INC.
44872 | Currently in Use |  | 1989-10-01 |  | Petroleum | Other, OFFROAD | Other | Retail | Steel | Steel | Coated & cathodic protection (sti-P3) |  | Fiberglass reinforced plastic |  |  | Catchment Basin | Flow Rest 90% Full | Flow Rest 90% Full |  |  | Statistical Inventory Reconciliation (SIR) |  | Automatic flow restrictor (MLLD) | Automatic flow restrictor (MLLD) |  |  | Statistical inventory reconciliation (SIR) | Annual line testing |  | UST Currently In Use: 4; UST Temp Close: 0; AST Currently In Use: 0; AST Temp Closed: 0 | 4 | 0 | 3 | 23515-021-005747 | HICKS PROPERTIES LLC
44873 | Currently in Use |  | 1989-10-01 |  | Petroleum | On road diesel | On road diesel | Retail | Steel | Steel | Coated & cathodic protection (sti-P3) |  | Fiberglass reinforced plastic |  |  | Catchment Basin | Flow Rest 90% Full | Automatic shutoff device At 95% full |  |  | Statistical Inventory Reconciliation (SIR) | [8 empty] | UST Currently In Use: 4; UST Temp Close: 0; AST Currently In Use: 0; AST Temp Closed: 0 | 4 | 0 | 3 | 23515-021-005747 | HICKS PROPERTIES LLC
44874 | Currently in Use |  | 1994-05-05 |  | Petroleum | Kerosene | Kerosene | Retail | Single Wall | Single Wall | Coated & cathodic protection (sti-P3) |  | Fiberglass reinforced plastic |  |  | Catchment Basin | Automatic shutoff device At 95% full | Automatic shutoff device At 95% full |  |  | Continuous Automatic Tank Gauge | [8 empty] | UST Currently In Use: 3; UST Temp Close: 0; AST Currently In Use: 0; AST Temp Closed: 0 | 3 | 0 | 4 | 12534-055-005156 | IRA PHILLIPS INC
44875 | Currently in Use |  | 1991-04-01 |  | Petroleum | On road diesel | On road diesel | Industrial | Fiberglass reinforced plastic | Fiberglass reinforced plastic |  |  | Fiberglass reinforced plastic |  | 1901-01-01 | Catchment Basin | Flow Rest 90% Full | Flow Rest 90% Full | Interstitial Monitoring within Secondary Containment |  | Continuous Automatic Tank Gauge |  | Automatic flow restrictor (MLLD) | Automatic flow restrictor (MLLD) |  |  | Annual line testing | Annual line testing |  | UST Currently In Use: 1; UST Temp Close: 1; AST Currently In Use: 0; AST Temp Closed: 0 | 1 | 1 | 5 | 25225-097-007786 | UNITED PACKERS LLC
44876 | Temporary Closed | 2016-04-01 | 1991-04-01 |  | Petroleum | On road diesel | On road diesel | Industrial | Fiberglass reinforced plastic | Fiberglass reinforced plastic |  |  | Fiberglass reinforced plastic |  | 1901-01-01 | Catchment Basin | Flow Rest 90% Full | Flow Rest 90% Full | Interstitial Monitoring within Secondary Containment |  | Continuous Automatic Tank Gauge | [5 empty] | Annual line testing | Annual line testing |  | UST Currently In Use: 1; UST Temp Close: 1; AST Currently In Use: 0; AST Temp Closed: 0 | 1 | 1 | 5 | 25225-097-007786 | UNITED PACKERS LLC
44877 | Currently in Use |  | 1994-06-16 |  | Petroleum | Unleaded gasoline | Unleaded gasoline | Retail | Fiberglass coated steel | Fiberglass coated steel |  |  | Fiberglass reinforced plastic |  | 1901-01-01 | Catchment Basin | Flow Rest 90% Full | Flow Rest 90% Full |  |  | Continuous Automatic Tank Gauge |  | Containment Sump | Automatic flow restrictor (MLLD) |  |  | Annual line testing | Annual line testing |  | UST Currently In Use: 3; UST Temp Close: 0; AST Currently In Use: 0; AST Temp Closed: 0 | 3 | 0 | 3 | 13658-097-006152 | SANDRA KAY CLARK
44878 | Currently in Use |  | 1994-06-16 |  | Petroleum | Mid-grade gasoline | Mid-grade gasoline | Retail | Fiberglass coated steel | Fiberglass coated steel |  |  | Fiberglass reinforced plastic |  | 1901-01-01 | Catchment Basin | Flow Rest 90% Full | Flow Rest 90% Full |  |  | Continuous Automatic Tank Gauge |  | Containment Sump | Automatic flow restrictor (MLLD) |  |  | Annual line testing | Annual line testing |  | UST Currently In Use: 3; UST Temp Close: 0; AST Currently In Use: 0; AST Temp Closed: 0 | 3 | 0 | 3 | 13658-097-006152 | SANDRA KAY CLARK
44879 | Currently in Use |  | 1994-06-16 |  | Petroleum | Premium gasoline | Premium gasoline | Retail | Fiberglass coated steel | Fiberglass coated steel |  |  | Fiberglass reinforced plastic |  | 1901-01-01 | Catchment Basin | Flow Rest 90% Full | Flow Rest 90% Full |  |  | Continuous Automatic Tank Gauge |  | Containment Sump | Automatic flow restrictor (MLLD) |  |  | Annual line testing | Annual line testing |  | UST Currently In Use: 3; UST Temp Close: 0; AST Currently In Use: 0; AST Temp Closed: 0 | 3 | 0 | 3 | 13658-097-006152 | SANDRA KAY CLARK
44880 | Cannot Locate or abandoned | 2000-01-01 | 1994-07-08 |  | Petroleum | Unleaded gasoline | Unleaded gasoline | Retail | Steel | Steel | Coated & cathodic protection (sti-P3) |  | Fiberglass reinforced plastic |  | 1901-01-01 | Catchment Basin | Flow Rest 90% Full | Flow Rest 90% Full |  |  | Automatic Tank Gauge | [5 empty] | Annual line testing | Annual line testing |  | UST Currently In Use: 0; UST Temp Close: 0; AST Currently In Use: 0; AST Temp Closed: 0 | 0 | 0 | 2 | 20589-091-008975 | CHARLES & TINA TUCKER
44881 | Cannot Locate or abandoned | 2000-01-01 | 1994-07-08 |  | Petroleum | Unleaded gasoline | Unleaded gasoline | Retail | Steel | Steel | Coated & cathodic protection (sti-P3) |  | Fiberglass reinforced plastic |  | 1901-01-01 | Catchment Basin | Flow Rest 90% Full | Flow Rest 90% Full |  |  | Automatic Tank Gauge | [5 empty] | Annual line testing | Annual line testing |  | UST Currently In Use: 0; UST Temp Close: 0; AST Currently In Use: 0; AST Temp Closed: 0 | 0 | 0 | 2 | 20589-091-008975 | CHARLES & TINA TUCKER
44882 | Permanently Closed | 1993-01-01 | 1901-01-01 | 1996-03-16 | Petroleum | Unleaded gasoline | Unleaded gasoline | Retail | [6 empty] | 1901-01-01 | [14 empty] | UST Currently In Use: 0; UST Temp Close: 0; AST Currently In Use: 0; AST Temp Closed: 0 | 0 | 0 | 4 | 19652-059-017270 | L.E. GRIFFIN OIL COMPANY
44883 | Permanently Closed | 1993-01-01 | 1901-01-01 | 1996-03-16 | Petroleum | Unleaded gasoline | Unleaded gasoline | Retail | [6 empty] | 1901-01-01 | [14 empty] | UST Currently In Use: 0; UST Temp Close: 0; AST Currently In Use: 0; AST Temp Closed: 0 | 0 | 0 | 4 | 19652-059-017270 | L.E. GRIFFIN OIL COMPANY
44884 | Permanently Closed | 1993-01-01 | 1901-01-01 | 1996-03-16 | Petroleum | Unleaded gasoline | Unleaded gasoline | Retail | [6 empty] | 1901-01-01 | [14 empty] | UST Currently In Use: 0; UST Temp Close: 0; AST Currently In Use: 0; AST Temp Closed: 0 | 0 | 0 | 4 | 19652-059-017270 | L.E. GRIFFIN OIL COMPANY
44885 | Permanently Closed | 1993-01-01 | 1901-01-01 | 1996-03-16 | Petroleum | Unleaded gasoline | Unleaded gasoline | Retail | [6 empty] | 1901-01-01 | [14 empty] | UST Currently In Use: 0; UST Temp Close: 0; AST Currently In Use: 0; AST Temp Closed: 0 | 0 | 0 | 4 | 19652-059-017270 | L.E. GRIFFIN OIL COMPANY
44886 | Currently in Use |  | 1994-06-15 |  | Petroleum | Unleaded gasoline | Unleaded gasoline | Retail | Steel | Steel | Coated & cathodic protection (sti-P3) |  | Fiberglass reinforced plastic |  |  | Catchment Basin | Audible high level alarm At 90% full | Audible high level alarm At 90% full |  |  | Automatic Tank Gauge | [8 empty] | UST Currently In Use: 1; UST Temp Close: 0; AST Currently In Use: 0; AST Temp Closed: 0 | 1 | 0 | 3 | 19653-123-008811 | EUGENE GAMBLE
44887 | Currently in Use |  | 1994-06-15 |  | Petroleum | Unleaded gasoline | Unleaded gasoline | Retail | Fiberglass coated steel | Fiberglass coated steel |  |  | Fiberglass reinforced plastic |  | 1901-01-01 | Catchment Basin | Flow Rest 90% Full | Flow Rest 90% Full |  |  | Continuous Automatic Tank Gauge |  | Containment Sump | Automatic flow restrictor (MLLD) |  |  | Annual line testing | Annual line testing |  | UST Currently In Use: 3; UST Temp Close: 0; AST Currently In Use: 0; AST Temp Closed: 0 | 3 | 0 | 3 | 13658-097-006154 | SANDRA KAY CLARK
44888 | Currently in Use |  | 1994-06-15 |  | Petroleum | Mid-grade gasoline | Mid-grade gasoline | Retail | Fiberglass coated steel | Fiberglass coated steel |  |  | Fiberglass reinforced plastic |  | 1901-01-01 | Catchment Basin | Flow Rest 90% Full | Flow Rest 90% Full |  |  | Continuous Automatic Tank Gauge |  | Containment Sump | Automatic flow restrictor (MLLD) |  |  | Annual line testing | Annual line testing |  | UST Currently In Use: 3; UST Temp Close: 0; AST Currently In Use: 0; AST Temp Closed: 0 | 3 | 0 | 3 | 13658-097-006154 | SANDRA KAY CLARK
44889 | Currently in Use |  | 1994-06-15 |  | Petroleum | Premium gasoline | Premium gasoline | Retail | Fiberglass coated steel | Fiberglass coated steel |  |  | Fiberglass reinforced plastic |  | 1901-01-01 | Catchment Basin | Flow Rest 90% Full | Flow Rest 90% Full |  |  | Continuous Automatic Tank Gauge |  | Containment Sump | Automatic flow restrictor (MLLD) |  |  | Annual line testing | Annual line testing |  | UST Currently In Use: 3; UST Temp Close: 0; AST Currently In Use: 0; AST Temp Closed: 0 | 3 | 0 | 3 | 13658-097-006154 | SANDRA KAY CLARK
44890 | Currently in Use |  | 1994-05-10 |  | Petroleum | Unleaded gasoline | Unleaded gasoline | Retail | Double Wall | Double Wall |  |  | Fiberglass reinforced plastic |  | 1901-01-01 | Catchment Basin | Automatic shutoff device At 95% full | Automatic shutoff device At 95% full |  |  | Continuous Automatic Tank Gauge |  | Automatic shutoff device (AELLD) | Automatic shutoff device (AELLD) | [5 empty] | UST Currently In Use: 3; UST Temp Close: 0; AST Currently In Use: 0; AST Temp Closed: 0 | 3 | 0 | 4 | 23679-073-005368 | BOCA PROPERTIES LLC
44891 | Currently in Use |  | 1994-05-10 |  | Petroleum | On road diesel | On road diesel | Retail | Double Wall | Double Wall |  |  | Fiberglass reinforced plastic |  | 1901-01-01 | Catchment Basin | Automatic shutoff device At 95% full | Automatic shutoff device At 95% full |  |  | Continuous Automatic Tank Gauge |  | Automatic shutoff device (AELLD) | Automatic shutoff device (AELLD) | [5 empty] | UST Currently In Use: 3; UST Temp Close: 0; AST Currently In Use: 0; AST Temp Closed: 0 | 3 | 0 | 4 | 23679-073-005368 | BOCA PROPERTIES LLC
44892 | Currently in Use |  | 1994-05-10 |  | Petroleum | Premium gasoline | Premium gasoline | Retail | Fiberglass reinforced plastic | Double Wall |  |  | Fiberglass reinforced plastic |  | 1901-01-01 | Catchment Basin | Automatic shutoff device At 95% full | Automatic shutoff device At 95% full |  |  | Continuous Automatic Tank Gauge |  | Automatic shutoff device (AELLD) | Automatic shutoff device (AELLD) | [5 empty] | UST Currently In Use: 3; UST Temp Close: 0; AST Currently In Use: 0; AST Temp Closed: 0 | 3 | 0 | 4 | 23679-073-005368 | BOCA PROPERTIES LLC
44893 | Currently in Use |  | 1994-06-01 |  | Petroleum | On road diesel | On road diesel | Retail | Fiberglass coated steel | Fiberglass coated steel |  |  | Double Wall |  | 1901-01-01 | Catchment Basin | Flow Rest 90% Full | Flow Rest 90% Full | Interstitial Monitoring within Secondary Containment | SENSOR TO ATG | Other |  | Automatic flow restrictor (MLLD) | Automatic flow restrictor (MLLD) | Interstitial Monitoring within Secondary Containment | SENSOR TO ATG | Continuous alarm system | Continuous alarm system |  | UST Currently In Use: 5; UST Temp Close: 0; AST Currently In Use: 0; AST Temp Closed: 0 | 5 | 0 | 7 | 22773-101-007340 | TA LEASING LLC
44894 | Currently in Use |  | 1994-06-01 |  | Petroleum | On road diesel | On road diesel | Retail | Fiberglass coated steel | Fiberglass coated steel |  |  | Double Wall |  | 1901-01-01 | Catchment Basin | Flow Rest 90% Full | Flow Rest 90% Full | Interstitial Monitoring within Secondary Containment | SENSOR TO ATG | Other |  | Automatic flow restrictor (MLLD) | Automatic flow restrictor (MLLD) | Interstitial Monitoring within Secondary Containment | SENSOR TO ATG | Continuous alarm system | Continuous alarm system |  | UST Currently In Use: 5; UST Temp Close: 0; AST Currently In Use: 0; AST Temp Closed: 0 | 5 | 0 | 7 | 22773-101-007340 | TA LEASING LLC
44895 | Currently in Use |  | 1994-06-01 |  | Petroleum | Unleaded gasoline | Unleaded gasoline | Retail | Fiberglass coated steel | Fiberglass coated steel |  |  | Flexible |  | 1901-01-01 | Catchment Basin | Flow Rest 90% Full | Flow Rest 90% Full | Interstitial Monitoring within Secondary Containment | SENSOR TO ATG | Automatic Tank Gauge |  | Automatic flow restrictor (MLLD) | Automatic flow restrictor (MLLD) | Interstitial Monitoring within Secondary Containment | SENSOR TO ATG | Continuous alarm system | Continuous alarm system |  | UST Currently In Use: 5; UST Temp Close: 0; AST Currently In Use: 0; AST Temp Closed: 0 | 5 | 0 | 7 | 22773-101-007340 | TA LEASING LLC
44897 | Currently in Use |  | 1994-06-01 |  | Petroleum | Premium gasoline | Premium gasoline | Retail | Fiberglass coated steel | Fiberglass coated steel |  |  | Flexible |  | 1901-01-01 | Catchment Basin | Flow Rest 90% Full | Flow Rest 90% Full | Interstitial Monitoring within Secondary Containment | SENSOR TO ATG | Automatic Tank Gauge |  | Automatic flow restrictor (MLLD) | Automatic flow restrictor (MLLD) | Interstitial Monitoring within Secondary Containment | SENSOR TO ATG | Continuous alarm system | Continuous alarm system |  | UST Currently In Use: 5; UST Temp Close: 0; AST Currently In Use: 0; AST Temp Closed: 0 | 5 | 0 | 7 | 22773-101-007340 | TA LEASING LLC
44898 | Currently in Use |  | 1994-06-01 |  | Petroleum | Used oil | Used oil | Retail | Fiberglass coated steel | Fiberglass coated steel |  |  | Flexible |  | 1901-01-01 | Catchment Basin | EXEMPT | Other | Interstitial Monitoring within Secondary Containment | SENSOR TO ATG | Automatic Tank Gauge |  | Containment Sump | Containment Sump | [5 empty] | UST Currently In Use: 5; UST Temp Close: 0; AST Currently In Use: 0; AST Temp Closed: 0 | 5 | 0 | 7 | 22773-101-007340 | TA LEASING LLC
44899 | Permanently Closed | 2000-08-22 | 1991-09-15 | 2001-04-16 | Petroleum | Unleaded gasoline | Unleaded gasoline | Retail | Steel | Steel | Coated & cathodic protection (sti-P3) |  | Fiberglass reinforced plastic |  | 1901-01-01 | Catchment Basin | Automatic shutoff device At 95% full | Automatic shutoff device At 95% full |  |  | Continuous Automatic Tank Gauge | [8 empty] | UST Currently In Use: 0; UST Temp Close: 0; AST Currently In Use: 0; AST Temp Closed: 0 | 0 | 0 | 6 | 14852-043-002702 | TERRY AND YOUNG OIL COMPANY, INC.
44900 | Permanently Closed | 2000-08-22 | 1991-09-15 | 2001-04-16 | Petroleum | On road diesel | On road diesel | Retail | Steel | Steel | Coated & cathodic protection (sti-P3) |  | Fiberglass reinforced plastic |  | 1901-01-01 | Catchment Basin | Flow Rest 90% Full | Automatic shutoff device At 95% full |  |  | Continuous Automatic Tank Gauge | [8 empty] | UST Currently In Use: 0; UST Temp Close: 0; AST Currently In Use: 0; AST Temp Closed: 0 | 0 | 0 | 6 | 14852-043-002702 | TERRY AND YOUNG OIL COMPANY, INC.
44901 | Permanently Closed | 2000-08-22 | 1991-09-15 | 2001-04-16 | Petroleum | Premium gasoline | Premium gasoline | Retail | Steel | Steel | Coated & cathodic protection (sti-P3) |  | Fiberglass reinforced plastic |  | 1901-01-01 | Catchment Basin | Flow Rest 90% Full | Automatic shutoff device At 95% full |  |  | Continuous Automatic Tank Gauge | [8 empty] | UST Currently In Use: 0; UST Temp Close: 0; AST Currently In Use: 0; AST Temp Closed: 0 | 0 | 0 | 6 | 14852-043-002702 | TERRY AND YOUNG OIL COMPANY, INC.
44902 | Currently in Use |  | 1994-02-15 |  | Petroleum | Unleaded gasoline | Unleaded gasoline | Retail | Steel | Steel | Interior lined (not allowed as a standalone method of corrosion protection) |  | Fiberglass reinforced plastic |  | 1901-01-01 | Catchment Basin | Automatic shutoff device At 95% full | Automatic shutoff device At 95% full |  |  | Automatic Tank Gauge | [8 empty] | UST Currently In Use: 2; UST Temp Close: 0; AST Currently In Use: 0; AST Temp Closed: 0 | 2 | 0 | 1 | 13875-107-000462 | PICKENS COUNTY MEDICAL CENTER
44903 | Currently in Use |  | 1994-03-10 |  | Petroleum | Unleaded gasoline | Unleaded gasoline | Retail | Steel | Single Wall | Coated & cathodic protection (sti-P3) |  | Double Wall | OPW |  | Catchment Basin | Automatic shutoff device At 95% full | Automatic shutoff device At 95% full |  |  | Continuous Automatic Tank Gauge |  | Containment Sump | Automatic shutoff device (AELLD) | [5 empty] | UST Currently In Use: 3; UST Temp Close: 0; AST Currently In Use: 1; AST Temp Closed: 0 | 3 | 0 | 4 | 12534-055-005151 | IRA PHILLIPS INC
44904 | Currently in Use |  | 1994-03-10 |  | Petroleum | Premium gasoline | Premium gasoline | Retail | Single Wall | Single Wall | Interior lined (not allowed as a standalone method of corrosion protection) |  | Flexible | OPW |  | Catchment Basin | Flow Rest 90% Full | Automatic shutoff device At 95% full |  |  | Continuous Automatic Tank Gauge |  | Containment Sump | Automatic shutoff device (AELLD) | [5 empty] | UST Currently In Use: 3; UST Temp Close: 0; AST Currently In Use: 1; AST Temp Closed: 0 | 3 | 0 | 4 | 12534-055-005151 | IRA PHILLIPS INC
44905 | Currently in Use |  | 1994-03-10 |  | Petroleum | On road diesel | On road diesel | Retail | Single Wall | Single Wall | Coated & cathodic protection (sti-P3) |  | Flexible | OPW |  | Catchment Basin | Automatic shutoff device At 95% full | Automatic shutoff device At 95% full |  |  | Continuous Automatic Tank Gauge | [8 empty] | UST Currently In Use: 3; UST Temp Close: 0; AST Currently In Use: 1; AST Temp Closed: 0 | 3 | 0 | 4 | 12534-055-005151 | IRA PHILLIPS INC
44907 | Currently in Use |  | 1994-06-25 |  | Petroleum | Unleaded gasoline | Unleaded gasoline | Retail | Steel | Single Wall | Coated & cathodic protection (sti-P3) |  | Double Wall |  |  | Catchment Basin | Flow Rest 90% Full | Flow Rest 90% Full |  |  | Continuous Automatic Tank Gauge |  | Automatic flow restrictor (MLLD) | Automatic flow restrictor (MLLD) |  |  | Annual line testing | Annual line testing |  | UST Currently In Use: 3; UST Temp Close: 0; AST Currently In Use: 0; AST Temp Closed: 0 | 3 | 0 | 2 | 25619-073-002311 | SAVANAH'S UAB STORE LLC
44908 | Currently in Use |  | 1994-06-25 |  | Petroleum | Unleaded gasoline | Unleaded gasoline | Retail | Steel | Single Wall | Coated & cathodic protection (sti-P3) |  | Double Wall |  |  | Catchment Basin | Flow Rest 90% Full | Flow Rest 90% Full |  |  | Continuous Automatic Tank Gauge |  | Automatic flow restrictor (MLLD) | Automatic flow restrictor (MLLD) |  |  | Annual line testing | Annual line testing |  | UST Currently In Use: 3; UST Temp Close: 0; AST Currently In Use: 0; AST Temp Closed: 0 | 3 | 0 | 2 | 25619-073-002311 | SAVANAH'S UAB STORE LLC
44909 | Currently in Use |  | 1994-07-12 |  | Petroleum | Premium gasoline | Premium gasoline | Industrial | Single Wall | Single Wall | Coated & cathodic protection (sti-P3) |  | Single Wall |  |  | Catchment Basin | Flow Rest 90% Full | Flow Rest 90% Full | [11 empty] | UST Currently In Use: 2; UST Temp Close: 0; AST Currently In Use: 0; AST Temp Closed: 0 | 2 | 0 | 5 | 14747-059-002084 | SUNSHINE TRUCKING, INC.
44910 | Currently in Use |  | 1994-07-14 |  | Petroleum | Virgin oil | Virgin oil | Industrial | Steel | Single Wall | Coated & cathodic protection (sti-P3) |  | Fiberglass reinforced plastic |  |  | Catchment Basin | Flow Rest 90% Full | Flow Rest 90% Full | [11 empty] | UST Currently In Use: 2; UST Temp Close: 0; AST Currently In Use: 0; AST Temp Closed: 0 | 2 | 0 | 5 | 14747-059-002084 | SUNSHINE TRUCKING, INC.
44911 | Permanently Closed | 2004-06-03 | 1984-04-01 | 2012-11-28 | Petroleum | Unleaded gasoline | Unleaded gasoline | Retail | Single Wall | Single Wall |  |  | Fiberglass reinforced plastic |  | 1901-01-01 | Catchment Basin | Automatic shutoff device At 95% full | Automatic shutoff device At 95% full |  |  | Statistical Inventory Reconciliation (SIR) | [8 empty] | UST Currently In Use: 0; UST Temp Close: 1; AST Currently In Use: 0; AST Temp Closed: 0 | 0 | 1 | 3 | 25774-117-017272 | SONIA BERTOLONE
44912 | Permanently Closed | 2004-06-03 | 1984-04-01 | 2012-11-28 | Petroleum | On road diesel | On road diesel | Retail | Steel | Single Wall |  |  | Fiberglass reinforced plastic |  | 1901-01-01 | Catchment Basin | Automatic shutoff device At 95% full | Automatic shutoff device At 95% full |  |  | Statistical Inventory Reconciliation (SIR) | [8 empty] | UST Currently In Use: 0; UST Temp Close: 1; AST Currently In Use: 0; AST Temp Closed: 0 | 0 | 1 | 3 | 25774-117-017272 | SONIA BERTOLONE
44913 | Permanently Closed | 2004-06-03 | 1984-04-01 | 2012-11-28 | Petroleum | Premium gasoline | Premium gasoline | Retail | Steel | Single Wall |  |  | Fiberglass reinforced plastic |  | 1901-01-01 | Catchment Basin | Automatic shutoff device At 95% full | Automatic shutoff device At 95% full |  |  | Statistical Inventory Reconciliation (SIR) | [8 empty] | UST Currently In Use: 0; UST Temp Close: 1; AST Currently In Use: 0; AST Temp Closed: 0 | 0 | 1 | 3 | 25774-117-017272 | SONIA BERTOLONE
44915 | Permanently Closed | 1996-12-01 | 1963-03-03 | 1997-02-12 | Petroleum | Used oil | Used oil | Retail | Steel | Steel |  | Painted or None | Steel |  | 1901-01-01 | [14 empty] | UST Currently In Use: 0; UST Temp Close: 0; AST Currently In Use: 0; AST Temp Closed: 0 | 0 | 0 | 6 | 13816-103-006800 | PEEBLES OIL C/O EVANS & ASSOCIATES
44916 | Temporary Closed | 2002-11-22 | 1901-01-01 |  | Petroleum | Unleaded gasoline | Unleaded gasoline | Retail | Single Wall | Single Wall | Field installed cathodic protection |  | Fiberglass reinforced plastic |  | 1901-01-01 | Catchment Basin | Automatic shutoff device At 95% full | Automatic shutoff device At 95% full |  |  |  |  | Automatic flow restrictor (MLLD) | Automatic flow restrictor (MLLD) |  |  | Annual line testing | Annual line testing |  | UST Currently In Use: 0; UST Temp Close: 2; AST Currently In Use: 0; AST Temp Closed: 0 | 0 | 2 | 0 | 19995-073-017274 | YASIN R FARISHIA
44917 | Temporary Closed | 2002-11-22 | 1901-01-01 |  | Petroleum | Premium gasoline | Premium gasoline | Retail | Single Wall | Single Wall | Field installed cathodic protection |  | Single Wall |  | 1901-01-01 | Catchment Basin | Automatic shutoff device At 95% full | Automatic shutoff device At 95% full |  |  |  |  | Automatic flow restrictor (MLLD) | Automatic flow restrictor (MLLD) |  |  | Annual line testing | Annual line testing |  | UST Currently In Use: 0; UST Temp Close: 2; AST Currently In Use: 0; AST Temp Closed: 0 | 0 | 2 | 0 | 19995-073-017274 | YASIN R FARISHIA
44918 | Temporary Closed | 2008-02-01 | 1986-02-26 |  | Petroleum | Unleaded gasoline | Unleaded gasoline | Retail | Steel | Steel | Coated & cathodic protection (sti-P3) |  | Steel |  | 1901-01-01 | Catchment Basin | Automatic shutoff device At 95% full | Automatic shutoff device At 95% full |  |  | Statistical Inventory Reconciliation (SIR) | [8 empty] | UST Currently In Use: 0; UST Temp Close: 2; AST Currently In Use: 0; AST Temp Closed: 0 | 0 | 2 | 0 | 24743-073-017275 | CARISSA GARDINER GOODWIN
44919 | Temporary Closed | 2005-10-01 | 1986-02-26 |  | Petroleum | Premium gasoline | Premium gasoline | Retail | Steel | Steel | Coated & cathodic protection (sti-P3) |  | Steel |  | 1901-01-01 | Catchment Basin | Automatic shutoff device At 95% full | Automatic shutoff device At 95% full |  |  | Statistical Inventory Reconciliation (SIR) | [8 empty] | UST Currently In Use: 0; UST Temp Close: 2; AST Currently In Use: 0; AST Temp Closed: 0 | 0 | 2 | 0 | 24743-073-017275 | CARISSA GARDINER GOODWIN
44920 | Permanently Closed | 2011-09-04 | 1994-07-08 | 2012-05-08 | Petroleum | Unleaded gasoline | Unleaded gasoline | Retail | Fiberglass reinforced plastic | Fiberglass reinforced plastic |  |  | Single Wall |  | 1901-01-01 | Catchment Basin | Automatic shutoff device At 95% full | Automatic shutoff device At 95% full |  |  | Statistical Inventory Reconciliation (SIR) |  | Containment Sump | Containment Sump |  |  | Statistical inventory reconciliation (SIR) | Statistical inventory reconciliation (SIR) |  | UST Currently In Use: 0; UST Temp Close: 0; AST Currently In Use: 0; AST Temp Closed: 0 | 0 | 0 | 2 | 21392-055-006135 | ALABAMA DEPARTMENT OF TRANSPORTATION
44921 | Permanently Closed | 2011-09-04 | 1994-07-08 | 2012-05-08 | Petroleum | Premium gasoline | Premium gasoline | Retail | Fiberglass reinforced plastic | Fiberglass reinforced plastic |  |  | Single Wall |  | 1901-01-01 | Catchment Basin | Automatic shutoff device At 95% full | Automatic shutoff device At 95% full |  |  | Statistical Inventory Reconciliation (SIR) |  | Containment Sump | Containment Sump |  |  | Statistical inventory reconciliation (SIR) | Statistical inventory reconciliation (SIR) |  | UST Currently In Use: 0; UST Temp Close: 0; AST Currently In Use: 0; AST Temp Closed: 0 | 0 | 0 | 2 | 21392-055-006135 | ALABAMA DEPARTMENT OF TRANSPORTATION
44922 | Temporary Closed | 2008-05-06 | 1994-07-08 |  | Petroleum | On road diesel | On road diesel | Retail | Fiberglass reinforced plastic | Fiberglass reinforced plastic |  |  | Fiberglass reinforced plastic |  | 1901-01-01 | Catchment Basin | Automatic shutoff device At 95% full | Automatic shutoff device At 95% full |  |  | Statistical Inventory Reconciliation (SIR) |  | Containment Sump | Automatic flow restrictor (MLLD) |  |  | Statistical inventory reconciliation (SIR) | Statistical inventory reconciliation (SIR) |  | UST Currently In Use: 0; UST Temp Close: 1; AST Currently In Use: 0; AST Temp Closed: 4 | 0 | 1 | 4 | 13849-055-006135 | EDWIN REX PETERS
44923 | Permanently Closed | 1998-03-01 | 1988-08-31 | 1998-03-11 | Petroleum | On road diesel | On road diesel | Bulk facility | Steel | Steel |  |  | Fiberglass reinforced plastic |  | 1901-01-01 | Catchment Basin | Flow Rest 90% Full | Flow Rest 90% Full |  |  | Statistical Inventory Reconciliation (SIR) | [5 empty] | Annual line testing | Annual line testing |  | UST Currently In Use: 3; UST Temp Close: 0; AST Currently In Use: 0; AST Temp Closed: 0 | 3 | 0 | 3 | 13951-073-017276 | QUALITY PETROLEUM OF ALABAMA INC
44924 | Permanently Closed | 1998-03-01 | 1988-08-31 | 1998-03-11 | Petroleum | On road diesel | On road diesel | Bulk facility | Steel | Steel |  |  | Fiberglass reinforced plastic |  | 1901-01-01 | Catchment Basin | Flow Rest 90% Full | Flow Rest 90% Full |  |  | Statistical Inventory Reconciliation (SIR) | [5 empty] | Annual line testing | Annual line testing |  | UST Currently In Use: 3; UST Temp Close: 0; AST Currently In Use: 0; AST Temp Closed: 0 | 3 | 0 | 3 | 13951-073-017276 | QUALITY PETROLEUM OF ALABAMA INC
44925 | Permanently Closed | 1998-03-01 | 1988-08-31 | 1998-03-11 | Petroleum | Kerosene | Kerosene | Bulk facility | Steel | Steel |  |  | Fiberglass reinforced plastic |  | 1901-01-01 | Catchment Basin | Flow Rest 90% Full | Flow Rest 90% Full |  |  | Statistical Inventory Reconciliation (SIR) | [5 empty] | Statistical inventory reconciliation (SIR) | Annual line testing |  | UST Currently In Use: 3; UST Temp Close: 0; AST Currently In Use: 0; AST Temp Closed: 0 | 3 | 0 | 3 | 13951-073-017276 | QUALITY PETROLEUM OF ALABAMA INC
44926 | Currently in Use |  | 1994-08-01 |  | Petroleum | On road diesel | On road diesel | Industrial | Double Wall | Double Wall | JACKETED |  | Double Wall | OPW | 1901-01-01 | Catchment Basin | Automatic shutoff device At 95% full | Automatic shutoff device At 95% full | Interstitial Monitoring within Secondary Containment | SENSOR TO ATG | Continuous Automatic Tank Gauge |  | Containment Sump | Automatic flow restrictor (MLLD) | Interstitial Monitoring within Secondary Containment | MANUAL/VISUAL CHECK | Continuous alarm system | Continuous alarm system |  | UST Currently In Use: 2; UST Temp Close: 0; AST Currently In Use: 0; AST Temp Closed: 0 | 2 | 0 | 2 | 10383-015-006853 | B R WILLIAMS TRUCKING, INC
44927 | Currently in Use |  | 1994-08-01 |  | Petroleum | On road diesel | On road diesel | Industrial | Double Wall | Double Wall | JACKETED |  | Double Wall | APT | 1901-01-01 | Catchment Basin | Automatic shutoff device At 95% full | Automatic shutoff device At 95% full | Interstitial Monitoring within Secondary Containment | SENSOR TO ATG | Continuous Automatic Tank Gauge |  | Containment Sump | Automatic flow restrictor (MLLD) | Interstitial Monitoring within Secondary Containment | MANUAL/VISUAL CHECK | Continuous alarm system | Continuous alarm system |  | UST Currently In Use: 2; UST Temp Close: 0; AST Currently In Use: 0; AST Temp Closed: 0 | 2 | 0 | 2 | 10383-015-006853 | B R WILLIAMS TRUCKING, INC
44928 | Currently in Use |  | 1994-04-24 |  | Petroleum | On road diesel | On road diesel | Retail | Single Wall | Single Wall | Coated & cathodic protection (sti-P3) |  | Double Wall |  |  | Catchment Basin | Flow Rest 90% Full | Flow Rest 90% Full |  |  | Continuous Automatic Tank Gauge | Single walled submersible pump containment sump | Automatic shutoff device (AELLD) | Automatic shutoff device (AELLD) |  |  | Annual line testing | Annual line testing |  | UST Currently In Use: 3; UST Temp Close: 0; AST Currently In Use: 0; AST Temp Closed: 0 | 3 | 0 | 0 | 19096-095-013244 | GUNTERSVILLE MARINA. INC.
44929 | Temporary Closed | 1997-01-01 | 1994-01-01 |  | Petroleum | Unleaded gasoline | Unleaded gasoline | Retail | Steel | Steel | Coated & cathodic protection (sti-P3) |  | Fiberglass reinforced plastic |  | 1901-01-01 | Catchment Basin | Flow Rest 90% Full | Flow Rest 90% Full | [11 empty] | UST Currently In Use: 0; UST Temp Close: 2; AST Currently In Use: 0; AST Temp Closed: 0 | 0 | 2 | 0 | 19667-125-017277 | TINA MONTGOMERY
44930 | Temporary Closed | 1997-01-01 | 1994-01-01 |  | Petroleum | Unleaded gasoline | Unleaded gasoline | Retail | Steel | Steel | Coated & cathodic protection (sti-P3) |  | Fiberglass reinforced plastic |  | 1901-01-01 | Catchment Basin | Flow Rest 90% Full | Flow Rest 90% Full | [11 empty] | UST Currently In Use: 0; UST Temp Close: 2; AST Currently In Use: 0; AST Temp Closed: 0 | 0 | 2 | 0 | 19667-125-017277 | TINA MONTGOMERY
44931 | Currently in Use |  | 1994-08-19 |  | Petroleum | Unleaded gasoline | Unleaded gasoline | Industrial | Fiberglass reinforced plastic | Fiberglass reinforced plastic |  |  | Flexible |  | 1901-01-01 | Catchment Basin | Automatic shutoff device At 95% full | Automatic shutoff device At 95% full | Interstitial Monitoring within Secondary Containment |  | Continuous Automatic Tank Gauge | Single walled submersible pump containment sump | Automatic shutoff device (AELLD) | Automatic shutoff device (AELLD) | [5 empty] | UST Currently In Use: 1; UST Temp Close: 0; AST Currently In Use: 0; AST Temp Closed: 0 | 1 | 0 | 2 | 10146-123-011572 | ALABAMA POWER COMPANY
44933 | Permanently Closed | 2013-04-04 | 1992-05-01 | 2013-04-04 | Petroleum | Unleaded gasoline | Unleaded gasoline | Retail | Fiberglass reinforced plastic | Fiberglass reinforced plastic |  |  | Fiberglass reinforced plastic |  | 1901-01-01 | Catchment Basin | Automatic shutoff device At 95% full | Automatic shutoff device At 95% full |  |  | Continuous Automatic Tank Gauge |  | Automatic shutoff device (AELLD) | Automatic shutoff device (AELLD) | [5 empty] | UST Currently In Use: 0; UST Temp Close: 0; AST Currently In Use: 0; AST Temp Closed: 0 | 0 | 0 | 3 | 13378-073-017278 | MCPHERSON COMPANIES, INC.
44934 | Permanently Closed | 2013-04-04 | 1992-05-01 | 2013-04-04 | Petroleum | Mid-grade gasoline | Mid-grade gasoline | Retail | Fiberglass reinforced plastic | Fiberglass reinforced plastic |  |  | Fiberglass reinforced plastic |  | 1901-01-01 | Catchment Basin | Automatic shutoff device At 95% full | Automatic shutoff device At 95% full |  |  | Continuous Automatic Tank Gauge |  | Automatic shutoff device (AELLD) | Automatic shutoff device (AELLD) | [5 empty] | UST Currently In Use: 0; UST Temp Close: 0; AST Currently In Use: 0; AST Temp Closed: 0 | 0 | 0 | 3 | 13378-073-017278 | MCPHERSON COMPANIES, INC.
44935 | Permanently Closed | 2013-04-04 | 1992-05-01 | 2013-04-04 | Petroleum | Premium gasoline | Premium gasoline | Retail | Fiberglass reinforced plastic | Fiberglass reinforced plastic |  |  | Fiberglass reinforced plastic |  | 1901-01-01 | Catchment Basin | Automatic shutoff device At 95% full | Automatic shutoff device At 95% full |  |  | Continuous Automatic Tank Gauge |  | Automatic shutoff device (AELLD) | Automatic shutoff device (AELLD) | [5 empty] | UST Currently In Use: 0; UST Temp Close: 0; AST Currently In Use: 0; AST Temp Closed: 0 | 0 | 0 | 3 | 13378-073-017278 | MCPHERSON COMPANIES, INC.
44936 | Currently in Use |  | 1994-08-24 |  | Petroleum | Unleaded gasoline | Unleaded gasoline | Retail | Double Wall | Double Wall | Coated & cathodic protection (sti-P3) |  | Fiberglass reinforced plastic |  |  | Catchment Basin | Automatic shutoff device At 95% full | Automatic shutoff device At 95% full | Interstitial Monitoring within Secondary Containment | MANUAL/VISUAL CHECK | [9 empty] | UST Currently In Use: 3; UST Temp Close: 0; AST Currently In Use: 0; AST Temp Closed: 0 | 3 | 0 | 4 | 21362-003-004411 | LEON ALLEN
44937 | Currently in Use |  | 1994-08-24 |  | Petroleum | Unleaded gasoline | Unleaded gasoline | Retail | Double Wall | Double Wall | Coated & cathodic protection (sti-P3) |  | Fiberglass reinforced plastic |  |  | Catchment Basin | Automatic shutoff device At 95% full | Automatic shutoff device At 95% full | Interstitial Monitoring within Secondary Containment | MANUAL/VISUAL CHECK | [9 empty] | UST Currently In Use: 3; UST Temp Close: 0; AST Currently In Use: 0; AST Temp Closed: 0 | 3 | 0 | 4 | 21362-003-004411 | LEON ALLEN
44938 | Currently in Use |  | 1994-08-24 |  | Petroleum | On road diesel | On road diesel | Retail | Steel | Double Wall | Coated & cathodic protection (sti-P3) |  | Fiberglass reinforced plastic |  |  | Catchment Basin | Automatic shutoff device At 95% full | Automatic shutoff device At 95% full | Interstitial Monitoring within Secondary Containment | MANUAL/VISUAL CHECK | [9 empty] | UST Currently In Use: 3; UST Temp Close: 0; AST Currently In Use: 0; AST Temp Closed: 0 | 3 | 0 | 4 | 21362-003-004411 | LEON ALLEN
44939 | Permanently Closed | 2012-04-23 | 1994-08-15 | 2012-04-23 | Petroleum | On road diesel | On road diesel | State/Federal Government | Fiberglass reinforced plastic | Fiberglass reinforced plastic |  |  | Fiberglass reinforced plastic |  | 1901-01-01 | Catchment Basin | Audible high level alarm At 90% full | Audible high level alarm At 90% full | Interstitial Monitoring within Secondary Containment |  | Automatic Tank Gauge | [8 empty] | UST Currently In Use: 0; UST Temp Close: 0; AST Currently In Use: 13; AST Temp Closed: 0 | 0 | 0 | 11 | 15158-125-001921 | TUSCALOOSA V A MEDICAL CENTER
44940 | Permanently Closed | 2012-03-08 | 1994-08-15 | 2012-03-08 | Petroleum | On road diesel | On road diesel | Emergency Power Generator | Fiberglass reinforced plastic | Fiberglass reinforced plastic |  |  | Fiberglass reinforced plastic |  | 1901-01-01 | Catchment Basin | Audible high level alarm At 90% full | Audible high level alarm At 90% full | Interstitial Monitoring within Secondary Containment |  | Automatic Tank Gauge | [8 empty] | UST Currently In Use: 0; UST Temp Close: 0; AST Currently In Use: 13; AST Temp Closed: 0 | 0 | 0 | 11 | 15158-125-001921 | TUSCALOOSA V A MEDICAL CENTER
44941 | Currently in Use |  | 1994-04-11 |  | Petroleum | Unleaded gasoline | Unleaded gasoline | Retail | Steel | Steel | Coated & cathodic protection (sti-P3) |  | Flexible |  |  | Catchment Basin | Flow Rest 90% Full | Flow Rest 90% Full |  |  | Continuous Automatic Tank Gauge |  | Automatic flow restrictor (MLLD) | Automatic flow restrictor (MLLD) |  |  | Annual line testing | Annual line testing |  | UST Currently In Use: 2; UST Temp Close: 0; AST Currently In Use: 0; AST Temp Closed: 0 | 2 | 0 | 0 | 25844-053-017279 | SUHAG PATEL
44942 | Currently in Use |  | 1994-04-11 |  | Petroleum | Premium gasoline | Premium gasoline | Retail | Steel | Steel | Coated & cathodic protection (sti-P3) |  | Flexible |  |  | Catchment Basin | Flow Rest 90% Full | Flow Rest 90% Full |  |  | Continuous Automatic Tank Gauge |  | Containment Sump | Automatic flow restrictor (MLLD) |  |  | Annual line testing | Annual line testing |  | UST Currently In Use: 2; UST Temp Close: 0; AST Currently In Use: 0; AST Temp Closed: 0 | 2 | 0 | 0 | 25844-053-017279 | SUHAG PATEL
44943 | Currently in Use |  | 1994-08-01 |  | Petroleum | Unleaded gasoline | Unleaded gasoline | Retail | Fiberglass reinforced plastic | Fiberglass reinforced plastic |  |  | Flexible |  |  | Catchment Basin | Flow Rest 90% Full | Flow Rest 90% Full |  |  | Continuous Automatic Tank Gauge |  | Containment Sump | Automatic flow restrictor (MLLD) |  |  | Annual line testing | Annual line testing |  | UST Currently In Use: 4; UST Temp Close: 0; AST Currently In Use: 0; AST Temp Closed: 0 | 4 | 0 | 0 | 15201-103-017280 | VULCAN OIL COMPANY INC.
44944 | Currently in Use |  | 1994-08-01 |  | Petroleum | Unleaded gasoline | Unleaded gasoline | Retail | Fiberglass reinforced plastic | Fiberglass reinforced plastic |  |  | Flexible |  |  | Catchment Basin | Automatic shutoff device At 95% full | Automatic shutoff device At 95% full |  |  | Continuous Automatic Tank Gauge |  | Automatic flow restrictor (MLLD) | Automatic flow restrictor (MLLD) |  |  | Annual line testing | Annual line testing |  | UST Currently In Use: 4; UST Temp Close: 0; AST Currently In Use: 0; AST Temp Closed: 0 | 4 | 0 | 0 | 15201-103-017280 | VULCAN OIL COMPANY INC.
44945 | Currently in Use |  | 1994-08-01 |  | Petroleum | Premium gasoline | Premium gasoline | Retail | Fiberglass reinforced plastic | Fiberglass reinforced plastic |  |  | Double Wall |  |  | Catchment Basin | Automatic shutoff device At 95% full | Automatic shutoff device At 95% full |  |  | Continuous Automatic Tank Gauge |  | Automatic flow restrictor (MLLD) | Automatic flow restrictor (MLLD) |  |  | Annual line testing | Annual line testing |  | UST Currently In Use: 4; UST Temp Close: 0; AST Currently In Use: 0; AST Temp Closed: 0 | 4 | 0 | 0 | 15201-103-017280 | VULCAN OIL COMPANY INC.
44946 | Currently in Use |  | 1994-08-01 |  | Petroleum | On road diesel | On road diesel | Retail | Single Wall | Fiberglass reinforced plastic |  |  | Flexible |  |  | Catchment Basin | Flow Rest 90% Full | Flow Rest 90% Full |  |  | Continuous Automatic Tank Gauge | [8 empty] | UST Currently In Use: 4; UST Temp Close: 0; AST Currently In Use: 0; AST Temp Closed: 0 | 4 | 0 | 0 | 15201-103-017280 | VULCAN OIL COMPANY INC.
44947 | Currently in Use |  | 1994-05-10 |  | Petroleum | On road diesel | On road diesel | Retail | Steel | Single Wall | Coated & cathodic protection (sti-P3) |  | Fiberglass reinforced plastic |  |  | Catchment Basin | Automatic shutoff device At 95% full | Automatic shutoff device At 95% full |  |  | Continuous Automatic Tank Gauge |  | Containment Sump | Automatic flow restrictor (MLLD) |  |  | Annual line testing | Annual line testing |  | UST Currently In Use: 3; UST Temp Close: 0; AST Currently In Use: 0; AST Temp Closed: 0 | 3 | 0 | 0 | 22176-097-017281 | CIRCLE K
44948 | Currently in Use |  | 1994-05-10 |  | Petroleum | Premium gasoline | Premium gasoline | Retail | Steel | Single Wall | Coated & cathodic protection (sti-P3) |  | Fiberglass reinforced plastic |  |  | Catchment Basin | Automatic shutoff device At 95% full | Automatic shutoff device At 95% full |  | SENSOR TO ATG | Continuous Automatic Tank Gauge |  | Containment Sump | Automatic flow restrictor (MLLD) |  |  | Annual line testing | Annual line testing |  | UST Currently In Use: 3; UST Temp Close: 0; AST Currently In Use: 0; AST Temp Closed: 0 | 3 | 0 | 0 | 22176-097-017281 | CIRCLE K
44949 | Currently in Use |  | 1994-05-10 |  | Petroleum | Unleaded gasoline | Unleaded gasoline | Retail | Single Wall | Single Wall | Coated & cathodic protection (sti-P3) |  | Single Wall |  |  | Catchment Basin | Automatic shutoff device At 95% full | Automatic shutoff device At 95% full |  | SENSOR TO ATG | Continuous Automatic Tank Gauge |  | Containment Sump | Automatic flow restrictor (MLLD) |  |  | Annual line testing | Annual line testing |  | UST Currently In Use: 3; UST Temp Close: 0; AST Currently In Use: 0; AST Temp Closed: 0 | 3 | 0 | 0 | 22176-097-017281 | CIRCLE K
44951 | Currently in Use |  | 1989-07-31 |  | Petroleum | Unleaded gasoline | Unleaded gasoline | Local government | Steel | Steel | Coated & cathodic protection (sti-P3) |  | Fiberglass reinforced plastic |  |  | Catchment Basin | Flow Rest 90% Full | Flow Rest 90% Full |  |  | Statistical Inventory Reconciliation (SIR) | [8 empty] | UST Currently In Use: 2; UST Temp Close: 0; AST Currently In Use: 1; AST Temp Closed: 0 | 2 | 0 | 1 | 10675-053-002390 | BREWTON CITY BOARD OF EDUCATION
44952 | Currently in Use |  | 1989-07-31 |  | Petroleum | On road diesel | On road diesel | Local government | Steel | Steel | Coated & cathodic protection (sti-P3) |  | Fiberglass reinforced plastic |  |  | Catchment Basin | Flow Rest 90% Full | Flow Rest 90% Full |  |  | Statistical Inventory Reconciliation (SIR) | [8 empty] | UST Currently In Use: 2; UST Temp Close: 0; AST Currently In Use: 1; AST Temp Closed: 0 | 2 | 0 | 1 | 10675-053-002390 | BREWTON CITY BOARD OF EDUCATION
44953 | Currently in Use |  | 1994-05-23 |  | Petroleum | On road diesel | On road diesel | Bulk facility | Steel | Steel | Field installed cathodic protection |  | Fiberglass reinforced plastic |  |  | Catchment Basin | Audible high level alarm At 90% full | Audible high level alarm At 90% full |  |  | Automatic Tank Gauge | [8 empty] | UST Currently In Use: 2; UST Temp Close: 0; AST Currently In Use: 0; AST Temp Closed: 0 | 2 | 0 | 0 | 13881-109-017282 | PIKE COUNTY COMMISSION
44954 | Currently in Use |  | 1994-05-23 |  | Petroleum | Unleaded gasoline | Unleaded gasoline | Local Government | Steel | Steel | Coated & cathodic protection (sti-P3) |  | Fiberglass reinforced plastic |  |  | Catchment Basin | Flow Rest 90% Full | Audible high level alarm At 90% full |  |  | Automatic Tank Gauge | [8 empty] | UST Currently In Use: 2; UST Temp Close: 0; AST Currently In Use: 0; AST Temp Closed: 0 | 2 | 0 | 0 | 13881-109-017282 | PIKE COUNTY COMMISSION
44955 | Permanently Closed | 1994-11-01 | 1991-01-01 | 1994-11-16 | Petroleum | Unleaded gasoline | Unleaded gasoline | Retail | Steel | Steel | Coated & cathodic protection (sti-P3) |  | Steel |  | 1901-01-01 | [11 empty] | Annual line testing | Annual line testing |  | UST Currently In Use: 0; UST Temp Close: 0; AST Currently In Use: 0; AST Temp Closed: 0 | 0 | 0 | 5 | 10303-125-017283 | ARMSTRONG OIL CO INC
44956 | Permanently Closed | 1994-11-16 | 1991-01-01 | 1994-11-16 | Petroleum | Unleaded gasoline | Unleaded gasoline | Retail | Steel | Steel | Coated & cathodic protection (sti-P3) |  | Steel |  | 1901-01-01 | [11 empty] | Annual line testing | Annual line testing |  | UST Currently In Use: 0; UST Temp Close: 0; AST Currently In Use: 0; AST Temp Closed: 0 | 0 | 0 | 5 | 10303-125-017283 | ARMSTRONG OIL CO INC
44957 | Currently in Use |  | 1994-06-17 |  | Petroleum | Unleaded gasoline | Unleaded gasoline | Retail | Single Wall | Single Wall | Coated & cathodic protection (sti-P3) |  | 2 PIECES |  |  | Catchment Basin | Flow Rest 90% Full | Automatic shutoff device At 95% full |  |  | Continuous Automatic Tank Gauge |  | Automatic flow restrictor (MLLD) | Automatic flow restrictor (MLLD) |  |  | Annual line testing | Annual line testing |  | UST Currently In Use: 2; UST Temp Close: 1; AST Currently In Use: 0; AST Temp Closed: 0 | 2 | 1 | 4 | 22075-073-006468 | DUONG HOANG
44958 | Currently in Use |  | 1994-06-17 |  | Petroleum | Mid-grade gasoline | Mid-grade gasoline | Retail | Single Wall | Single Wall | Coated & cathodic protection (sti-P3) |  | Double Wall |  |  | Catchment Basin | Automatic shutoff device At 95% full | Automatic shutoff device At 95% full |  |  | Continuous Automatic Tank Gauge |  | Containment Sump | Automatic flow restrictor (MLLD) |  |  | Annual line testing | Annual line testing |  | UST Currently In Use: 2; UST Temp Close: 1; AST Currently In Use: 0; AST Temp Closed: 0 | 2 | 1 | 4 | 22075-073-006468 | DUONG HOANG
44959 | Temporary Closed | 2019-09-30 | 1994-06-17 |  | Petroleum | Premium gasoline | Premium gasoline | Retail | Single Wall | Single Wall | Coated & cathodic protection (sti-P3) |  | Fiberglass reinforced plastic |  |  | Catchment Basin | Flow Rest 90% Full | Automatic shutoff device At 95% full | Interstitial Monitoring within Secondary Containment |  | Continuous Automatic Tank Gauge |  | Automatic flow restrictor (MLLD) | Automatic flow restrictor (MLLD) |  |  | Annual line testing | Annual line testing |  | UST Currently In Use: 2; UST Temp Close: 1; AST Currently In Use: 0; AST Temp Closed: 0 | 2 | 1 | 4 | 22075-073-006468 | DUONG HOANG
44960 | Permanently Closed | 1996-12-31 | 1901-01-01 | 1998-01-21 | Petroleum | Unleaded gasoline | Unleaded gasoline | Retail | Steel | Steel |  | Painted or None | Steel |  | 1901-01-01 | [11 empty] | Annual line testing | Annual line testing |  | UST Currently In Use: 0; UST Temp Close: 0; AST Currently In Use: 0; AST Temp Closed: 0 | 0 | 0 | 3 | 19678-115-017285 | RAY COBB
44961 | Permanently Closed | 1990-01-21 | 1901-01-01 | 1998-01-21 | Petroleum | Unleaded gasoline | Unleaded gasoline | Retail | Steel | Steel |  | Painted or None | Steel |  | 1901-01-01 | [11 empty] | Annual line testing | Annual line testing |  | UST Currently In Use: 0; UST Temp Close: 0; AST Currently In Use: 0; AST Temp Closed: 0 | 0 | 0 | 3 | 19678-115-017285 | RAY COBB
44962 | Permanently Closed | 1996-12-31 | 1901-01-01 | 1998-01-21 | Petroleum | On road diesel | On road diesel | Retail | Steel | Steel |  | Painted or None | Steel |  | 1901-01-01 | Catchment Basin | [10 empty] | Annual line testing | Annual line testing |  | UST Currently In Use: 0; UST Temp Close: 0; AST Currently In Use: 0; AST Temp Closed: 0 | 0 | 0 | 3 | 19678-115-017285 | RAY COBB
44963 | Currently in Use |  | 1993-01-08 |  | Petroleum | Unleaded gasoline | Unleaded gasoline | Retail | Steel | Steel | Coated & cathodic protection (sti-P3) |  | Fiberglass reinforced plastic |  |  | Catchment Basin | Flow Rest 90% Full | Flow Rest 90% Full |  |  | Automatic Tank Gauge |  | Containment Sump | Automatic flow restrictor (MLLD) |  |  | Annual line testing | Annual line testing |  | UST Currently In Use: 1; UST Temp Close: 0; AST Currently In Use: 0; AST Temp Closed: 0 | 1 | 0 | 0 | 19680-125-017287 | MICHAEL BENNETT
44964 | Permanently Closed | 1994-07-01 | 1993-02-01 | 1994-07-01 | Petroleum | Used oil | Used oil | Retail | Steel | Steel | Coated & cathodic protection (sti-P3) |  | Fiberglass reinforced plastic |  | 1901-01-01 | Catchment Basin | Automatic shutoff device At 95% full | Automatic shutoff device At 95% full |  |  | Manual Tank Gauging (only tanks 1000 gal. or less and 48” or 64” in diameter) | [8 empty] | UST Currently In Use: 0; UST Temp Close: 0; AST Currently In Use: 0; AST Temp Closed: 0 | 0 | 0 | 1 | 14262-047-016628 | Ryder System Inc.
44965 | Permanently Closed | 1996-08-21 | 1993-02-01 | 1996-08-21 | Petroleum | Used oil | Used oil | Retail | Steel | Steel | Coated & cathodic protection (sti-P3) |  | Fiberglass reinforced plastic |  | 1901-01-01 | Catchment Basin | Automatic shutoff device At 95% full | Automatic shutoff device At 95% full |  |  | Manual Tank Gauging (only tanks 1000 gal. or less and 48” or 64” in diameter) | [8 empty] | UST Currently In Use: 0; UST Temp Close: 0; AST Currently In Use: 3; AST Temp Closed: 0 | 0 | 0 | 1 | 14262-089-017289 | Ryder System Inc.
44966 | Currently in Use |  | 1994-08-26 |  | Petroleum | Unleaded gasoline | Unleaded gasoline | Local Government | Steel | Single Wall | Coated & cathodic protection (sti-P3) |  | Single Wall |  |  | Catchment Basin | Automatic shutoff device At 95% full | Automatic shutoff device At 95% full |  |  | Statistical Inventory Reconciliation (SIR) | [8 empty] | UST Currently In Use: 1; UST Temp Close: 0; AST Currently In Use: 0; AST Temp Closed: 0 | 1 | 0 | 1 | 11420-049-015344 | DEKALB BOARD OF EDUCATION
44967 | Currently in Use |  | 1994-08-26 |  | Petroleum | Unleaded gasoline | Unleaded gasoline | Local Government | Steel | Single Wall | Coated & cathodic protection (sti-P3) |  | Single Wall |  |  | Catchment Basin | Automatic shutoff device At 95% full | Automatic shutoff device At 95% full |  |  | Other | [8 empty] | UST Currently In Use: 1; UST Temp Close: 0; AST Currently In Use: 0; AST Temp Closed: 0 | 1 | 0 | 1 | 11420-049-015348 | DEKALB BOARD OF EDUCATION
44968 | Permanently Closed | 2008-06-05 | 1994-08-26 | 2008-06-05 | Petroleum | Unleaded gasoline | Unleaded gasoline | Industrial | Steel | Steel | Coated & cathodic protection (sti-P3) |  | Fiberglass reinforced plastic |  | 1901-01-01 | Catchment Basin | Automatic shutoff device At 95% full | Automatic shutoff device At 95% full |  |  | Statistical Inventory Reconciliation (SIR) | [8 empty] | UST Currently In Use: 1; UST Temp Close: 0; AST Currently In Use: 0; AST Temp Closed: 0 | 1 | 0 | 2 | 11420-049-000560 | DEKALB BOARD OF EDUCATION
44969 | Currently in Use |  | 1994-08-26 |  | Petroleum | Unleaded gasoline | Unleaded gasoline | Industrial | Single Wall | Single Wall | Coated & cathodic protection (sti-P3) |  | Single Wall |  |  | Catchment Basin | Automatic shutoff device At 95% full | Automatic shutoff device At 95% full |  |  | Statistical Inventory Reconciliation (SIR) | [8 empty] | UST Currently In Use: 1; UST Temp Close: 0; AST Currently In Use: 0; AST Temp Closed: 0 | 1 | 0 | 1 | 11420-049-015341 | DEKALB BOARD OF EDUCATION
44970 | Currently in Use |  | 1994-08-26 |  | Petroleum | Unleaded gasoline | Unleaded gasoline | Industrial | Single Wall | Single Wall | Coated & cathodic protection (sti-P3) |  | Fiberglass reinforced plastic |  |  | Catchment Basin | Automatic shutoff device At 95% full | Automatic shutoff device At 95% full |  |  | Statistical Inventory Reconciliation (SIR) | [8 empty] | UST Currently In Use: 1; UST Temp Close: 0; AST Currently In Use: 0; AST Temp Closed: 0 | 1 | 0 | 1 | 11420-049-000678 | DEKALB BOARD OF EDUCATION
44971 | Currently in Use |  | 1994-08-26 |  | Petroleum | Unleaded gasoline | Unleaded gasoline | Industrial | Single Wall | Single Wall | Coated & cathodic protection (sti-P3) |  | Fiberglass reinforced plastic |  |  | Catchment Basin | Automatic shutoff device At 95% full | Automatic shutoff device At 95% full |  |  | Statistical Inventory Reconciliation (SIR) | [8 empty] | UST Currently In Use: 1; UST Temp Close: 0; AST Currently In Use: 0; AST Temp Closed: 0 | 1 | 0 | 1 | 11420-049-015346 | DEKALB BOARD OF EDUCATION
44972 | Currently in Use |  | 1994-08-25 |  | Petroleum | Unleaded gasoline | Unleaded gasoline | Industrial | Single Wall | Single Wall | Coated & cathodic protection (sti-P3) |  | Single Wall |  |  | Catchment Basin | Automatic shutoff device At 95% full | Automatic shutoff device At 95% full |  |  | Statistical Inventory Reconciliation (SIR) | [8 empty] | UST Currently In Use: 1; UST Temp Close: 0; AST Currently In Use: 0; AST Temp Closed: 0 | 1 | 0 | 1 | 11420-049-015347 | DEKALB BOARD OF EDUCATION
44973 | Temporary Closed | 2018-08-13 | 1994-08-25 |  | Petroleum | Unleaded gasoline | Unleaded gasoline | Local Government | Single Wall | Single Wall | Coated & cathodic protection (sti-P3) |  | Fiberglass reinforced plastic |  |  | Catchment Basin | Automatic shutoff device At 95% full | Automatic shutoff device At 95% full |  |  | Other | [8 empty] | UST Currently In Use: 0; UST Temp Close: 1; AST Currently In Use: 1; AST Temp Closed: 0 | 0 | 1 | 1 | 11420-049-015349 | DEKALB BOARD OF EDUCATION
44974 | Permanently Closed | 2019-07-01 | 1994-08-26 | 2019-07-16 | Petroleum | Unleaded gasoline | Unleaded gasoline | Local Government | Single Wall | Single Wall | Coated & cathodic protection (sti-P3) |  | Fiberglass reinforced plastic |  |  | Catchment Basin | Automatic shutoff device At 95% full | Automatic shutoff device At 95% full |  |  | Statistical Inventory Reconciliation (SIR) | [8 empty] | UST Currently In Use: 0; UST Temp Close: 0; AST Currently In Use: 0; AST Temp Closed: 0 | 0 | 0 | 2 | 25429-049-015345 | FORT PAYNE WATER WORKS BOARD
44975 | Permanently Closed | 1996-05-01 | 1901-01-01 | 1996-05-01 | Petroleum | Unleaded gasoline | Unleaded gasoline | Retail | Steel | Steel |  | Painted or None | Steel |  | 1901-01-01 | [14 empty] | UST Currently In Use: 0; UST Temp Close: 0; AST Currently In Use: 0; AST Temp Closed: 0 | 0 | 0 | 5 | 25346-115-017290 | CITY OF ASHVILLE
44976 | Permanently Closed | 1996-03-15 | 1901-01-01 | 1996-03-15 | Petroleum | Unleaded gasoline | Unleaded gasoline | Retail | Steel | Steel |  | Painted or None | Steel |  | 1901-01-01 | [14 empty] | UST Currently In Use: 0; UST Temp Close: 0; AST Currently In Use: 0; AST Temp Closed: 0 | 0 | 0 | 5 | 25346-115-017290 | CITY OF ASHVILLE
44977 | Permanently Closed | 1996-03-15 | 1901-01-01 | 1996-03-15 | Petroleum | Unleaded gasoline | Unleaded gasoline | Retail | Steel | Steel |  | Painted or None | Steel |  | 1901-01-01 | [14 empty] | UST Currently In Use: 0; UST Temp Close: 0; AST Currently In Use: 0; AST Temp Closed: 0 | 0 | 0 | 5 | 25346-115-017290 | CITY OF ASHVILLE
44978 | Permanently Closed | 1996-05-20 | 1901-01-01 | 1996-03-15 | Petroleum | Unleaded gasoline | Unleaded gasoline | Retail | Steel | Steel |  | Painted or None | Steel |  | 1901-01-01 | [14 empty] | UST Currently In Use: 0; UST Temp Close: 0; AST Currently In Use: 0; AST Temp Closed: 0 | 0 | 0 | 5 | 25346-115-017290 | CITY OF ASHVILLE
44979 | Permanently Closed | 1990-01-01 | 1988-11-01 | 1999-11-01 | Petroleum | Unleaded gasoline | Unleaded gasoline | Retail | Steel | Steel | Coated & cathodic protection (sti-P3) |  | Steel |  | 1901-01-01 | Catchment Basin | Automatic shutoff device At 95% full | Automatic shutoff device At 95% full | [8 empty] | Annual line testing | Annual line testing |  | UST Currently In Use: 0; UST Temp Close: 0; AST Currently In Use: 0; AST Temp Closed: 0 | 0 | 0 | 2 | 19681-041-017291 | RONALD AND MERLE DAVIS
44980 | Permanently Closed | 1990-01-01 | 1988-11-01 | 1999-11-01 | Petroleum | Unleaded gasoline | Unleaded gasoline | Retail | Steel | Steel | Coated & cathodic protection (sti-P3) |  | Steel |  | 1901-01-01 | Catchment Basin | Automatic shutoff device At 95% full | Automatic shutoff device At 95% full | [8 empty] | Annual line testing | Annual line testing |  | UST Currently In Use: 0; UST Temp Close: 0; AST Currently In Use: 0; AST Temp Closed: 0 | 0 | 0 | 2 | 19681-041-017291 | RONALD AND MERLE DAVIS
44981 | Permanently Closed | 1996-07-10 | 1984-03-13 | 1996-07-10 | Petroleum | Unleaded gasoline | Unleaded gasoline | Retail | Steel | Steel |  | Painted or None | Steel |  | 1901-01-01 | [5 empty] | Statistical Inventory Reconciliation (SIR) | [8 empty] | UST Currently In Use: 0; UST Temp Close: 0; AST Currently In Use: 0; AST Temp Closed: 0 | 0 | 0 | 2 | 20032-073-017292 | DCKC INC
44982 | Permanently Closed | 1996-07-10 | 1984-03-13 | 1996-07-10 | Petroleum | Unleaded gasoline | Unleaded gasoline | Retail | Steel | Steel |  | Painted or None | Steel |  | 1901-01-01 | [5 empty] | Statistical Inventory Reconciliation (SIR) | [8 empty] | UST Currently In Use: 0; UST Temp Close: 0; AST Currently In Use: 0; AST Temp Closed: 0 | 0 | 0 | 2 | 20032-073-017292 | DCKC INC
44983 | Permanently Closed | 2000-05-25 | 1991-08-01 | 2002-02-04 | Petroleum | Unleaded gasoline | Unleaded gasoline | Retail | Steel | Steel | Coated & cathodic protection (sti-P3) |  | Fiberglass reinforced plastic |  | 1901-01-01 | Catchment Basin | Flow Rest 90% Full | Flow Rest 90% Full | [6 empty] | Interstitial Monitoring within Secondary Containment |  |  |  |  | UST Currently In Use: 0; UST Temp Close: 0; AST Currently In Use: 0; AST Temp Closed: 0 | 0 | 0 | 3 | 11351-077-016519 | DANLEY OIL CO INC
44984 | Permanently Closed | 2000-05-25 | 1991-08-01 | 2002-02-04 | Petroleum | Unleaded gasoline | Unleaded gasoline | Retail | Steel | Steel | Coated & cathodic protection (sti-P3) |  | Fiberglass reinforced plastic |  | 1901-01-01 | Catchment Basin | Flow Rest 90% Full | Flow Rest 90% Full | [6 empty] | Interstitial Monitoring within Secondary Containment |  |  |  |  | UST Currently In Use: 0; UST Temp Close: 0; AST Currently In Use: 0; AST Temp Closed: 0 | 0 | 0 | 3 | 11351-077-016519 | DANLEY OIL CO INC
44985 | Permanently Closed | 2000-05-25 | 1991-08-01 | 2002-02-04 | Petroleum | Unleaded gasoline | Unleaded gasoline | Retail | Steel | Steel | Coated & cathodic protection (sti-P3) |  | Fiberglass reinforced plastic |  | 1901-01-01 | Catchment Basin | Flow Rest 90% Full | Flow Rest 90% Full | [6 empty] | Interstitial Monitoring within Secondary Containment |  |  |  |  | UST Currently In Use: 0; UST Temp Close: 0; AST Currently In Use: 0; AST Temp Closed: 0 | 0 | 0 | 3 | 11351-077-016519 | DANLEY OIL CO INC
44986 | Currently in Use |  | 1994-07-22 |  | Petroleum | On road diesel | On road diesel | Industrial | Steel | Steel | Coated & cathodic protection (sti-P3) |  | Flexible |  |  | Catchment Basin | Flow Rest 90% Full | Flow Rest 90% Full |  |  | Automatic Tank Gauge |  | Automatic flow restrictor (MLLD) | Automatic flow restrictor (MLLD) | Interstitial Monitoring within Secondary Containment | MANUAL/VISUAL CHECK |  |  |  | UST Currently In Use: 2; UST Temp Close: 0; AST Currently In Use: 0; AST Temp Closed: 0 | 2 | 0 | 0 | 19683-125-017294 | PRICE CONSTRUCTION CO INC
44987 | Currently in Use |  | 1994-05-16 |  | Petroleum | Unleaded gasoline | Unleaded gasoline | Retail | Single Wall | Single Wall | Coated & cathodic protection (sti-P3) |  | Fiberglass reinforced plastic |  |  | Catchment Basin | Flow Rest 90% Full | Flow Rest 90% Full |  |  | Continuous Automatic Tank Gauge |  | Automatic shutoff device (AELLD) | Automatic shutoff device (AELLD) | [5 empty] | UST Currently In Use: 3; UST Temp Close: 0; AST Currently In Use: 0; AST Temp Closed: 0 | 3 | 0 | 0 | 25474-095-017295 | NESMITH FAMILY LIMITED PARTNERSHIP
44988 | Currently in Use |  | 1994-05-16 |  | Petroleum | Premium gasoline | Premium gasoline | Retail | Steel | Single Wall | Coated & cathodic protection (sti-P3) |  | Double Wall |  |  | Catchment Basin | Flow Rest 90% Full | Flow Rest 90% Full |  |  | Continuous Automatic Tank Gauge |  | Automatic shutoff device (AELLD) | Automatic shutoff device (AELLD) | [5 empty] | UST Currently In Use: 3; UST Temp Close: 0; AST Currently In Use: 0; AST Temp Closed: 0 | 3 | 0 | 0 | 25474-095-017295 | NESMITH FAMILY LIMITED PARTNERSHIP
44989 | Currently in Use |  | 1994-05-16 |  | Petroleum | On road diesel | On road diesel | Retail | Steel | Single Wall | Coated & cathodic protection (sti-P3) |  | Fiberglass reinforced plastic |  |  | Catchment Basin | Flow Rest 90% Full | Flow Rest 90% Full |  |  | Continuous Automatic Tank Gauge |  | Automatic shutoff device (AELLD) | Automatic shutoff device (AELLD) | [5 empty] | UST Currently In Use: 3; UST Temp Close: 0; AST Currently In Use: 0; AST Temp Closed: 0 | 3 | 0 | 0 | 25474-095-017295 | NESMITH FAMILY LIMITED PARTNERSHIP
44990 | Permanently Closed | 2004-03-30 | 1994-09-15 | 2008-09-18 | Petroleum | Unleaded gasoline | Unleaded gasoline | Retail | Steel | Steel | Coated & cathodic protection (sti-P3) |  | Fiberglass reinforced plastic |  | 1901-01-01 | Catchment Basin | Flow Rest 90% Full | Flow Rest 90% Full |  |  | Automatic Tank Gauge |  |  |  | Interstitial Monitoring within Secondary Containment |  |  |  |  | UST Currently In Use: 0; UST Temp Close: 0; AST Currently In Use: 0; AST Temp Closed: 0 | 0 | 0 | 6 | 23162-083-014899 | RANDY HOBBS
44991 | Permanently Closed | 2004-03-30 | 1994-09-15 | 2008-09-18 | Petroleum | Premium gasoline | Premium gasoline | Retail | Steel | Steel | Coated & cathodic protection (sti-P3) |  | Fiberglass reinforced plastic |  | 1901-01-01 | Catchment Basin | Flow Rest 90% Full | Flow Rest 90% Full |  |  | Automatic Tank Gauge |  |  |  | Interstitial Monitoring within Secondary Containment |  |  |  |  | UST Currently In Use: 0; UST Temp Close: 0; AST Currently In Use: 0; AST Temp Closed: 0 | 0 | 0 | 6 | 23162-083-014899 | RANDY HOBBS
44992 | Permanently Closed | 1996-08-23 | 1981-01-01 | 1996-08-23 | Petroleum | Unleaded gasoline | Unleaded gasoline | Retail | Steel | Steel |  | Painted or None | Steel |  | 1901-01-01 | [11 empty] | Annual line testing | Annual line testing |  | UST Currently In Use: 1; UST Temp Close: 0; AST Currently In Use: 1; AST Temp Closed: 0 | 1 | 0 | 4 | 22197-115-017293 | GLORY, LLC.
44993 | Permanently Closed | 1996-08-23 | 1901-01-01 | 1996-08-23 | Petroleum | Unleaded gasoline | Unleaded gasoline | Retail | Steel | Steel |  | Painted or None | Steel |  | 1901-01-01 | [11 empty] | Annual line testing | Annual line testing |  | UST Currently In Use: 1; UST Temp Close: 0; AST Currently In Use: 1; AST Temp Closed: 0 | 1 | 0 | 4 | 22197-115-017293 | GLORY, LLC.
44994 | Permanently Closed | 1996-08-23 | 1901-01-01 | 1996-08-23 | Petroleum | Unleaded gasoline | Unleaded gasoline | Retail | Steel | Steel |  | Painted or None | Steel |  | 1901-01-01 | [11 empty] | Annual line testing | Annual line testing |  | UST Currently In Use: 1; UST Temp Close: 0; AST Currently In Use: 1; AST Temp Closed: 0 | 1 | 0 | 4 | 22197-115-017293 | GLORY, LLC.
44995 | Currently in Use |  | 1994-07-07 |  | Petroleum | Unleaded gasoline | Unleaded gasoline | Retail | Fiberglass coated steel | Fiberglass coated steel |  |  | Double Wall | APT | 2016-04-04 | Catchment Basin | Automatic shutoff device At 95% full | Automatic shutoff device At 95% full |  |  | Continuous Automatic Tank Gauge |  | Containment Sump | Automatic flow restrictor (MLLD) | Interstitial Monitoring within Secondary Containment | MANUAL/VISUAL CHECK |  |  |  | UST Currently In Use: 3; UST Temp Close: 0; AST Currently In Use: 0; AST Temp Closed: 0 | 3 | 0 | 2 | 24950-073-007971 | MOUNTAIN EXPRESS OIL CO. S.E.
44996 | Currently in Use |  | 1994-07-07 |  | Petroleum | Unleaded gasoline | Unleaded gasoline | Retail | 4R/4P | Fiberglass coated steel |  |  | Double Wall | APT | 2016-04-04 | Catchment Basin | Automatic shutoff device At 95% full | Automatic shutoff device At 95% full |  |  | Continuous Automatic Tank Gauge |  | Containment Sump | Automatic flow restrictor (MLLD) | Interstitial Monitoring within Secondary Containment | MANUAL/VISUAL CHECK |  |  |  | UST Currently In Use: 3; UST Temp Close: 0; AST Currently In Use: 0; AST Temp Closed: 0 | 3 | 0 | 2 | 24950-073-007971 | MOUNTAIN EXPRESS OIL CO. S.E.
44997 | Currently in Use |  | 1994-07-07 |  | Petroleum | Kerosene | Kerosene | Retail | Single Wall | Fiberglass coated steel |  |  | Fiberglass reinforced plastic |  |  | Catchment Basin | Automatic shutoff device At 95% full | Automatic shutoff device At 95% full |  |  | Continuous Automatic Tank Gauge | [8 empty] | UST Currently In Use: 3; UST Temp Close: 0; AST Currently In Use: 0; AST Temp Closed: 0 | 3 | 0 | 2 | 24950-073-007971 | MOUNTAIN EXPRESS OIL CO. S.E.
44998 | Permanently Closed | 1998-09-10 | 1987-11-01 | 1998-09-10 | Petroleum | Unleaded gasoline | Unleaded gasoline | Bulk facility | Steel | Steel | Coated & cathodic protection (sti-P3) |  | Steel |  | 1901-01-01 | [14 empty] | UST Currently In Use: 0; UST Temp Close: 0; AST Currently In Use: 0; AST Temp Closed: 0 | 0 | 0 | 1 | 19687-097-017297 | GORAM AIR CONDITIONING COMPANY
44999 | Currently in Use |  | 1994-08-15 |  | Petroleum | Unleaded gasoline | Unleaded gasoline | Retail | Fiberglass reinforced plastic | Fiberglass reinforced plastic |  |  | Flexible |  | 1901-01-01 | Catchment Basin | Flow Rest 90% Full | Flow Rest 90% Full |  |  | Continuous Automatic Tank Gauge |  | Automatic flow restrictor (MLLD) | Automatic flow restrictor (MLLD) | Interstitial Monitoring within Secondary Containment |  | Annual line testing | Annual line testing |  | UST Currently In Use: 3; UST Temp Close: 0; AST Currently In Use: 0; AST Temp Closed: 0 | 3 | 0 | 3 | 22634-089-007352 | MAMA JACK'S INC.
45000 | Currently in Use |  | 1994-08-15 |  | Petroleum | Premium gasoline | Premium gasoline | Retail | Fiberglass reinforced plastic | Fiberglass reinforced plastic |  |  | Flexible |  | 1901-01-01 | Catchment Basin | Flow Rest 90% Full | Flow Rest 90% Full |  |  | Other |  | Automatic flow restrictor (MLLD) | Automatic flow restrictor (MLLD) | Interstitial Monitoring within Secondary Containment |  | Annual line testing | Annual line testing |  | UST Currently In Use: 3; UST Temp Close: 0; AST Currently In Use: 0; AST Temp Closed: 0 | 3 | 0 | 3 | 22634-089-007352 | MAMA JACK'S INC.
45002 | Currently in Use |  | 1994-08-15 |  | Petroleum | On road diesel | On road diesel | Retail | Fiberglass reinforced plastic | Fiberglass reinforced plastic |  |  | Flexible |  | 1901-01-01 | Catchment Basin | Flow Rest 90% Full | Flow Rest 90% Full |  |  | Continuous Automatic Tank Gauge |  | Containment Sump | Automatic flow restrictor (MLLD) | Interstitial Monitoring within Secondary Containment |  | Annual line testing | Annual line testing |  | UST Currently In Use: 3; UST Temp Close: 0; AST Currently In Use: 0; AST Temp Closed: 0 | 3 | 0 | 3 | 22634-089-007352 | MAMA JACK'S INC.
45003 | Currently in Use |  | 1989-11-01 |  | Petroleum | Unleaded gasoline | Unleaded gasoline | Retail | Steel | Steel | Coated & cathodic protection (sti-P3) |  | Fiberglass reinforced plastic |  |  | Catchment Basin | Flow Rest 90% Full | Automatic shutoff device At 95% full |  |  | Statistical Inventory Reconciliation (SIR) | [8 empty] | UST Currently In Use: 1; UST Temp Close: 1; AST Currently In Use: 0; AST Temp Closed: 0 | 1 | 1 | 3 | 24316-065-012991 | EARNEST BRYANT
45004 | Temporary Closed | 2008-09-01 | 1989-11-01 |  | Petroleum | Mid-grade gasoline | Mid-grade gasoline | Retail | Steel | Steel | Coated & cathodic protection (sti-P3) |  | Fiberglass reinforced plastic |  |  | Catchment Basin | Flow Rest 90% Full | Flow Rest 90% Full |  |  | Statistical Inventory Reconciliation (SIR) | [8 empty] | UST Currently In Use: 1; UST Temp Close: 1; AST Currently In Use: 0; AST Temp Closed: 0 | 1 | 1 | 3 | 24316-065-012991 | EARNEST BRYANT
45005 | Currently in Use |  | 1993-12-01 |  | Petroleum | Premium gasoline | Premium gasoline | Retail | Fiberglass reinforced plastic | Fiberglass reinforced plastic |  |  | Double Wall |  | 1901-01-01 | Catchment Basin | Flow Rest 90% Full | Flow Rest 90% Full |  |  | Continuous Automatic Tank Gauge |  | Automatic flow restrictor (MLLD) | Automatic flow restrictor (MLLD) |  |  | Annual line testing | Annual line testing |  | UST Currently In Use: 3; UST Temp Close: 0; AST Currently In Use: 0; AST Temp Closed: 0 | 3 | 0 | 0 | 21620-073-016751 | SEHRANAM INC
45006 | Currently in Use |  | 1994-09-20 |  | Petroleum | Unleaded gasoline | Unleaded gasoline | Retail | Fiberglass coated steel | Fiberglass coated steel |  |  | Fiberglass reinforced plastic |  | 1901-01-01 | Catchment Basin | Automatic shutoff device At 95% full | Automatic shutoff device At 95% full |  |  | Automatic Tank Gauge |  | Containment Sump | Automatic flow restrictor (MLLD) |  |  | Annual line testing | Annual line testing |  | UST Currently In Use: 2; UST Temp Close: 0; AST Currently In Use: 0; AST Temp Closed: 0 | 2 | 0 | 0 | 23514-113-017299 | MICHAEL HEATH IVEY
45007 | Currently in Use |  | 1994-09-20 |  | Petroleum | On road diesel | On road diesel | Retail | Fiberglass coated steel | Fiberglass coated steel |  |  | Fiberglass reinforced plastic |  | 1901-01-01 | Catchment Basin | Automatic shutoff device At 95% full | Automatic shutoff device At 95% full |  |  | Automatic Tank Gauge |  | Automatic flow restrictor (MLLD) | Automatic flow restrictor (MLLD) |  |  | Annual line testing | Annual line testing |  | UST Currently In Use: 2; UST Temp Close: 0; AST Currently In Use: 0; AST Temp Closed: 0 | 2 | 0 | 0 | 23514-113-017299 | MICHAEL HEATH IVEY
45008 | Currently in Use |  | 1994-06-15 |  | Petroleum | Unleaded gasoline | Unleaded gasoline | Retail | Fiberglass reinforced plastic | Fiberglass reinforced plastic |  |  | Fiberglass reinforced plastic |  | 1901-01-01 | Catchment Basin | Flow Rest 90% Full | Flow Rest 90% Full |  |  | Continuous Automatic Tank Gauge |  | Automatic flow restrictor (MLLD) | Automatic flow restrictor (MLLD) |  |  | Annual line testing | Annual line testing |  | UST Currently In Use: 5; UST Temp Close: 0; AST Currently In Use: 0; AST Temp Closed: 0 | 5 | 0 | 0 | 13526-125-017300 | MOORE OIL COMPANY, INC.
45009 | Currently in Use |  | 1994-06-15 |  | Petroleum | Mid-grade gasoline | Mid-grade gasoline | Retail | DBL WALL | Fiberglass reinforced plastic |  |  | Fiberglass reinforced plastic |  | 1901-01-01 | Catchment Basin | Flow Rest 90% Full | Flow Rest 90% Full |  |  | Continuous Automatic Tank Gauge |  | Automatic flow restrictor (MLLD) | Automatic flow restrictor (MLLD) |  |  | Annual line testing | Annual line testing |  | UST Currently In Use: 5; UST Temp Close: 0; AST Currently In Use: 0; AST Temp Closed: 0 | 5 | 0 | 0 | 13526-125-017300 | MOORE OIL COMPANY, INC.
45010 | Currently in Use |  | 1994-06-15 |  | Petroleum | Premium gasoline | Premium gasoline | Retail | DBL WALL | Fiberglass reinforced plastic |  |  | Fiberglass reinforced plastic |  | 1901-01-01 | Catchment Basin | Flow Rest 90% Full | Flow Rest 90% Full |  |  | Continuous Automatic Tank Gauge |  | Containment Sump | Automatic flow restrictor (MLLD) |  |  | Annual line testing | Annual line testing |  | UST Currently In Use: 5; UST Temp Close: 0; AST Currently In Use: 0; AST Temp Closed: 0 | 5 | 0 | 0 | 13526-125-017300 | MOORE OIL COMPANY, INC.
45011 | Currently in Use |  | 1994-06-15 |  | Petroleum | On road diesel | On road diesel | Retail | DBL WALL | Fiberglass reinforced plastic |  |  | Fiberglass reinforced plastic |  | 1901-01-01 | Catchment Basin | Flow Rest 90% Full | Flow Rest 90% Full |  |  | Continuous Automatic Tank Gauge |  | Containment Sump | Automatic flow restrictor (MLLD) |  |  | Annual line testing | Annual line testing |  | UST Currently In Use: 5; UST Temp Close: 0; AST Currently In Use: 0; AST Temp Closed: 0 | 5 | 0 | 0 | 13526-125-017300 | MOORE OIL COMPANY, INC.
45012 | Currently in Use |  | 1994-06-15 |  | Petroleum | On road diesel | On road diesel | Retail | DBL WALL | Fiberglass reinforced plastic |  |  | Fiberglass reinforced plastic |  | 1901-01-01 | Catchment Basin | Flow Rest 90% Full | Flow Rest 90% Full |  |  | Continuous Automatic Tank Gauge |  | Automatic flow restrictor (MLLD) | Automatic flow restrictor (MLLD) |  |  | Annual line testing | Annual line testing |  | UST Currently In Use: 5; UST Temp Close: 0; AST Currently In Use: 0; AST Temp Closed: 0 | 5 | 0 | 0 | 13526-125-017300 | MOORE OIL COMPANY, INC.
45013 | Currently in Use |  | 1994-08-01 |  | Petroleum | Unleaded gasoline | Unleaded gasoline | Industrial | Fiberglass reinforced plastic | Fiberglass reinforced plastic |  |  | Fiberglass reinforced plastic |  | 1901-01-01 | Catchment Basin | Automatic shutoff device At 95% full | Automatic shutoff device At 95% full | Interstitial Monitoring within Secondary Containment | [5 empty] | Interstitial Monitoring within Secondary Containment | MANUAL/VISUAL CHECK |  |  |  | UST Currently In Use: 2; UST Temp Close: 0; AST Currently In Use: 0; AST Temp Closed: 0 | 2 | 0 | 0 | 11680-051-017302 | ELMORE COUNTY BOARD OF EDUCATION
45014 | Currently in Use |  | 1994-08-01 |  | Petroleum | On road diesel | On road diesel | Local Government | Fiberglass reinforced plastic | Fiberglass reinforced plastic |  |  | Fiberglass reinforced plastic |  | 1901-01-01 | Catchment Basin | Automatic shutoff device At 95% full | Automatic shutoff device At 95% full | Interstitial Monitoring within Secondary Containment | [5 empty] | Interstitial Monitoring within Secondary Containment | MANUAL/VISUAL CHECK |  |  |  | UST Currently In Use: 2; UST Temp Close: 0; AST Currently In Use: 0; AST Temp Closed: 0 | 2 | 0 | 0 | 11680-051-017302 | ELMORE COUNTY BOARD OF EDUCATION
45015 | Currently in Use |  | 1994-06-02 |  | Petroleum | Premium gasoline | Premium gasoline | Retail | Steel | Steel | Coated & cathodic protection (sti-P3) |  | Fiberglass reinforced plastic |  |  | Catchment Basin | Flow Rest 90% Full | Flow Rest 90% Full |  |  | Automatic Tank Gauge |  | Containment Sump | Automatic flow restrictor (MLLD) |  |  | Annual line testing | Annual line testing |  | UST Currently In Use: 4; UST Temp Close: 0; AST Currently In Use: 0; AST Temp Closed: 0 | 4 | 0 | 0 | 25492-069-017305 | TRI STAR ENERGY
45016 | Currently in Use |  | 1994-06-02 |  | Petroleum | On road diesel | On road diesel | Retail | Steel | Steel | Coated & cathodic protection (sti-P3) |  | Fiberglass reinforced plastic |  |  | Catchment Basin | Flow Rest 90% Full | Flow Rest 90% Full |  |  | Automatic Tank Gauge |  | Containment Sump | Automatic flow restrictor (MLLD) |  |  | Annual line testing | Annual line testing |  | UST Currently In Use: 4; UST Temp Close: 0; AST Currently In Use: 0; AST Temp Closed: 0 | 4 | 0 | 0 | 25492-069-017305 | TRI STAR ENERGY
45017 | Currently in Use |  | 1994-06-02 |  | Petroleum | Unleaded gasoline | Unleaded gasoline | Retail | Steel | Steel | Coated & cathodic protection (sti-P3) |  | Fiberglass reinforced plastic |  |  | Catchment Basin | Flow Rest 90% Full | Flow Rest 90% Full |  |  | Automatic Tank Gauge |  | Containment Sump | Automatic flow restrictor (MLLD) |  |  | Annual line testing | Annual line testing |  | UST Currently In Use: 4; UST Temp Close: 0; AST Currently In Use: 0; AST Temp Closed: 0 | 4 | 0 | 0 | 25492-069-017305 | TRI STAR ENERGY
45018 | Currently in Use |  | 1993-05-10 |  | Petroleum | Unleaded gasoline | Unleaded gasoline | Retail | Steel | Steel | Coated & cathodic protection (sti-P3) |  | Fiberglass reinforced plastic |  |  | Catchment Basin | Flow Rest 90% Full | Flow Rest 90% Full | Interstitial Monitoring within Secondary Containment |  |  |  | Automatic flow restrictor (MLLD) | Automatic flow restrictor (MLLD) | Interstitial Monitoring within Secondary Containment |  | Continuous alarm system | Continuous alarm system |  | UST Currently In Use: 3; UST Temp Close: 0; AST Currently In Use: 0; AST Temp Closed: 0 | 3 | 0 | 4 | 24307-109-011594 | BEARD HOLDINGS, LLC
45019 | Currently in Use |  | 1993-05-10 |  | Petroleum | Unleaded gasoline | Unleaded gasoline | Retail | Steel | Steel | Coated & cathodic protection (sti-P3) |  | Fiberglass reinforced plastic |  |  | Catchment Basin | Flow Rest 90% Full | Flow Rest 90% Full | Interstitial Monitoring within Secondary Containment |  |  |  | Automatic flow restrictor (MLLD) | Automatic flow restrictor (MLLD) | Interstitial Monitoring within Secondary Containment |  | Continuous alarm system | Continuous alarm system |  | UST Currently In Use: 3; UST Temp Close: 0; AST Currently In Use: 0; AST Temp Closed: 0 | 3 | 0 | 4 | 24307-109-011594 | BEARD HOLDINGS, LLC
45020 | Currently in Use |  | 1993-05-10 |  | Petroleum | Unleaded gasoline | Unleaded gasoline | Retail | Steel | Steel | Coated & cathodic protection (sti-P3) |  | Fiberglass reinforced plastic |  |  | Catchment Basin | Flow Rest 90% Full | Flow Rest 90% Full | Interstitial Monitoring within Secondary Containment |  |  |  | Automatic flow restrictor (MLLD) | Automatic flow restrictor (MLLD) | Interstitial Monitoring within Secondary Containment |  | Continuous alarm system | Continuous alarm system |  | UST Currently In Use: 3; UST Temp Close: 0; AST Currently In Use: 0; AST Temp Closed: 0 | 3 | 0 | 4 | 24307-109-011594 | BEARD HOLDINGS, LLC
45021 | Temporary Closed | 2009-06-30 | 1993-07-19 |  | Petroleum | Unleaded gasoline | Unleaded gasoline | Retail | Single Wall | Single Wall | Coated & cathodic protection (sti-P3) |  | Double Wall |  |  | Catchment Basin | Flow Rest 90% Full | Flow Rest 90% Full |  |  | Automatic Tank Gauge |  | Automatic flow restrictor (MLLD) | Automatic flow restrictor (MLLD) | Interstitial Monitoring within Secondary Containment | SENSOR TO ATG |  |  |  | UST Currently In Use: 0; UST Temp Close: 2; AST Currently In Use: 0; AST Temp Closed: 0 | 0 | 2 | 0 | 24551-093-017307 | CLARENCE O HARROD
45022 | Temporary Closed | 2009-06-30 | 1993-07-19 |  | Petroleum | Premium gasoline | Premium gasoline | Retail | Steel | Single Wall | Coated & cathodic protection (sti-P3) |  | Fiberglass reinforced plastic |  |  | Catchment Basin | Flow Rest 90% Full | Flow Rest 90% Full |  |  | Automatic Tank Gauge |  | Automatic flow restrictor (MLLD) | Automatic flow restrictor (MLLD) | Interstitial Monitoring within Secondary Containment | SENSOR TO ATG |  |  |  | UST Currently In Use: 0; UST Temp Close: 2; AST Currently In Use: 0; AST Temp Closed: 0 | 0 | 2 | 0 | 24551-093-017307 | CLARENCE O HARROD
45023 | Temporary Closed | 2019-10-10 | 1994-07-11 |  | Petroleum | Unleaded gasoline | Unleaded gasoline | Retail | Fiberglass reinforced plastic | Fiberglass reinforced plastic |  |  | Double Wall |  | 1901-01-01 | Catchment Basin | Flow Rest 90% Full | Flow Rest 90% Full |  |  | Automatic Tank Gauge |  | Automatic flow restrictor (MLLD) | Automatic flow restrictor (MLLD) |  |  | Annual line testing | Annual line testing |  | UST Currently In Use: 0; UST Temp Close: 3; AST Currently In Use: 0; AST Temp Closed: 0 | 0 | 3 | 3 | 22813-077-004344 | HESAM, INC.
45024 | Temporary Closed | 2019-10-10 | 1994-07-11 |  | Petroleum | Premium gasoline | Premium gasoline | Retail | FIBERGLASS | Fiberglass reinforced plastic |  |  | Flexible |  | 1901-01-01 | Catchment Basin | Flow Rest 90% Full | Flow Rest 90% Full |  |  | Automatic Tank Gauge |  | Automatic flow restrictor (MLLD) | Automatic flow restrictor (MLLD) |  |  | Annual line testing | Annual line testing |  | UST Currently In Use: 0; UST Temp Close: 3; AST Currently In Use: 0; AST Temp Closed: 0 | 0 | 3 | 3 | 22813-077-004344 | HESAM, INC.
45025 | Temporary Closed | 2019-10-10 | 1994-07-11 |  | Petroleum | On road diesel | On road diesel | Retail | FIBERGLASS | Fiberglass reinforced plastic |  |  | Double Wall |  | 1901-01-01 | Catchment Basin | Flow Rest 90% Full | Flow Rest 90% Full |  |  | Automatic Tank Gauge |  | Automatic flow restrictor (MLLD) | Automatic flow restrictor (MLLD) |  |  | Annual line testing | Annual line testing |  | UST Currently In Use: 0; UST Temp Close: 3; AST Currently In Use: 0; AST Temp Closed: 0 | 0 | 3 | 3 | 22813-077-004344 | HESAM, INC.
45026 | Currently in Use |  | 1992-05-06 |  | Petroleum | On road diesel | On road diesel | State/Federal Government | Single Wall | Fiberglass reinforced plastic |  |  | Fiberglass reinforced plastic |  | 1901-01-01 | Catchment Basin | Flow Rest 90% Full | Flow Rest 90% Full |  |  | Continuous Automatic Tank Gauge |  | Automatic shutoff device (AELLD) | Automatic shutoff device (AELLD) |  |  | Automatic electronic line leak detector (AELLD) | Automatic electronic line leak detector (AELLD) |  | UST Currently In Use: 2; UST Temp Close: 0; AST Currently In Use: 0; AST Temp Closed: 0 | 2 | 0 | 5 | 14655-015-002977 | DEPARTMENT OF TRANSPORTATION
45027 | Currently in Use |  | 1992-05-06 |  | Petroleum | Unleaded gasoline | Unleaded gasoline | Retail | Single Wall | Fiberglass reinforced plastic |  |  | Double Wall |  | 1901-01-01 | Catchment Basin | Flow Rest 90% Full | Flow Rest 90% Full |  |  | Continuous Automatic Tank Gauge |  | Automatic shutoff device (AELLD) | Automatic shutoff device (AELLD) |  |  | Automatic electronic line leak detector (AELLD) | Automatic electronic line leak detector (AELLD) |  | UST Currently In Use: 2; UST Temp Close: 0; AST Currently In Use: 0; AST Temp Closed: 0 | 2 | 0 | 5 | 14655-015-002977 | DEPARTMENT OF TRANSPORTATION
45028 | Temporary Closed | 1995-10-01 | 1987-03-01 |  | Petroleum | Unleaded gasoline | Unleaded gasoline | Retail |  |  |  | Painted or None |  |  | 1901-01-01 | [14 empty] | UST Currently In Use: 0; UST Temp Close: 2; AST Currently In Use: 0; AST Temp Closed: 0 | 0 | 2 | 0 | 14644-073-017308 | DEPARTMENT OF TRANSPORTATION
45029 | Temporary Closed | 1995-10-01 | 1987-03-01 |  | Petroleum | Unleaded gasoline | Unleaded gasoline | Retail | Steel | Steel |  | Painted or None | Steel |  | 1901-01-01 | Catchment Basin | [13 empty] | UST Currently In Use: 0; UST Temp Close: 2; AST Currently In Use: 0; AST Temp Closed: 0 | 0 | 2 | 0 | 14644-073-017308 | DEPARTMENT OF TRANSPORTATION
45030 | Currently in Use |  | 1994-02-01 |  | Petroleum | On road diesel | On road diesel | Retail | Steel | Steel | Coated & cathodic protection (sti-P3) |  | Fiberglass reinforced plastic |  |  | Catchment Basin | Flow Rest 90% Full | Flow Rest 90% Full |  |  | Continuous Automatic Tank Gauge |  | Automatic flow restrictor (MLLD) | Automatic flow restrictor (MLLD) | Interstitial Monitoring within Secondary Containment |  |  |  |  | UST Currently In Use: 3; UST Temp Close: 0; AST Currently In Use: 0; AST Temp Closed: 0 | 3 | 0 | 0 | 13319-013-016942 | MAX OIL COMPANY, INC.
45031 | Currently in Use |  | 1994-07-19 |  | Petroleum | Unleaded gasoline | Unleaded gasoline | Retail | Steel | Steel | Field installed cathodic protection |  | Flexible |  |  | Catchment Basin | Flow Rest 90% Full | Audible high level alarm At 90% full |  |  | Continuous Automatic Tank Gauge |  | Automatic shutoff device (AELLD) | Automatic shutoff device (AELLD) |  |  | Continuous alarm system | Continuous alarm system |  | UST Currently In Use: 4; UST Temp Close: 0; AST Currently In Use: 0; AST Temp Closed: 0 | 4 | 0 | 0 | 23868-101-017309 | SLIDELL OIL COMPANY, LLC
45032 | Currently in Use |  | 1994-07-19 |  | Petroleum | Unleaded gasoline | Unleaded gasoline | Retail | Steel | Steel | Coated & cathodic protection (sti-P3) |  | Flexible |  |  | Catchment Basin | Flow Rest 90% Full | Audible high level alarm At 90% full |  |  | Continuous Automatic Tank Gauge |  | Automatic shutoff device (AELLD) | Automatic shutoff device (AELLD) |  |  | Continuous alarm system | Continuous alarm system |  | UST Currently In Use: 4; UST Temp Close: 0; AST Currently In Use: 0; AST Temp Closed: 0 | 4 | 0 | 0 | 23868-101-017309 | SLIDELL OIL COMPANY, LLC
45033 | Currently in Use |  | 1994-07-19 |  | Petroleum | Premium gasoline | Premium gasoline | Retail | Steel | Steel | Coated & cathodic protection (sti-P3) |  | ENVIROFLEX |  |  | Catchment Basin | Flow Rest 90% Full | Audible high level alarm At 90% full |  |  | Continuous Automatic Tank Gauge |  | Containment Sump | Automatic shutoff device (AELLD) |  |  | Continuous alarm system | Continuous alarm system |  | UST Currently In Use: 4; UST Temp Close: 0; AST Currently In Use: 0; AST Temp Closed: 0 | 4 | 0 | 0 | 23868-101-017309 | SLIDELL OIL COMPANY, LLC
45034 | Currently in Use |  | 1994-07-19 |  | Petroleum | On road diesel | On road diesel | Retail | Steel | Steel | Coated & cathodic protection (sti-P3) |  | ENVIROFLEX |  |  | Catchment Basin | Audible high level alarm At 90% full | Audible high level alarm At 90% full |  |  | Continuous Automatic Tank Gauge |  | Automatic shutoff device (AELLD) | Automatic shutoff device (AELLD) |  |  | Continuous alarm system | Continuous alarm system |  | UST Currently In Use: 4; UST Temp Close: 0; AST Currently In Use: 0; AST Temp Closed: 0 | 4 | 0 | 0 | 23868-101-017309 | SLIDELL OIL COMPANY, LLC
45035 | Currently in Use |  | 1994-08-11 |  | Petroleum | Unleaded gasoline | Unleaded gasoline | Retail | Steel | Single Wall | Coated & cathodic protection (sti-P3) |  | Double Wall |  |  | Catchment Basin | Flow Rest 90% Full | Flow Rest 90% Full |  |  | Continuous Automatic Tank Gauge | Single walled submersible pump containment sump | Automatic flow restrictor (MLLD) | Automatic flow restrictor (MLLD) |  |  | Annual line testing | Annual line testing |  | UST Currently In Use: 2; UST Temp Close: 0; AST Currently In Use: 0; AST Temp Closed: 0 | 2 | 0 | 0 | 11379-059-012387 | SIBLEY OIL COMPANY
45036 | Currently in Use |  | 1994-08-11 |  | Petroleum | Unleaded gasoline | Unleaded gasoline | Retail | Steel | Single Wall | Coated & cathodic protection (sti-P3) |  | Double Wall |  |  | Catchment Basin | Flow Rest 90% Full | Flow Rest 90% Full |  |  | Continuous Automatic Tank Gauge | Single walled submersible pump containment sump | Automatic flow restrictor (MLLD) | Automatic flow restrictor (MLLD) |  |  | Annual line testing | Annual line testing |  | UST Currently In Use: 2; UST Temp Close: 0; AST Currently In Use: 0; AST Temp Closed: 0 | 2 | 0 | 0 | 11379-059-012387 | SIBLEY OIL COMPANY
45037 | Temporary Closed | 2009-09-08 | 1994-10-01 |  | Petroleum | Unleaded gasoline | Unleaded gasoline | Retail | Single Wall | Single Wall | Coated & cathodic protection (sti-P3) |  | Single Wall |  |  | Catchment Basin | Flow Rest 90% Full | Flow Rest 90% Full |  |  | Statistical Inventory Reconciliation (SIR) | Direct Bury submersible pump | [7 empty] | UST Currently In Use: 0; UST Temp Close: 1; AST Currently In Use: 0; AST Temp Closed: 0 | 0 | 1 | 0 | 24110-103-017310 | STEVE TURNER
45038 | Permanently Closed | 2004-11-15 | 1994-09-24 | 2005-07-15 | Petroleum | Unleaded gasoline | Unleaded gasoline | Retail | Fiberglass reinforced plastic | Fiberglass reinforced plastic |  |  | Fiberglass reinforced plastic |  | 1901-01-01 | Catchment Basin | Automatic shutoff device At 95% full | Automatic shutoff device At 95% full |  |  | Automatic Tank Gauge | [5 empty] | Annual line testing | Annual line testing |  | UST Currently In Use: 0; UST Temp Close: 0; AST Currently In Use: 0; AST Temp Closed: 0 | 0 | 0 | 6 | 21965-127-013436 | PAUL & BARBARA MCFALL
45039 | Permanently Closed | 2004-11-15 | 1994-09-24 | 2005-07-15 | Petroleum | Mid-grade gasoline | Mid-grade gasoline | Retail | Fiberglass reinforced plastic | Fiberglass reinforced plastic |  |  | Fiberglass reinforced plastic |  | 1901-01-01 | Catchment Basin | Automatic shutoff device At 95% full | Automatic shutoff device At 95% full |  |  | Automatic Tank Gauge | [5 empty] | Annual line testing | Annual line testing |  | UST Currently In Use: 0; UST Temp Close: 0; AST Currently In Use: 0; AST Temp Closed: 0 | 0 | 0 | 6 | 21965-127-013436 | PAUL & BARBARA MCFALL
45040 | Permanently Closed | 2004-11-15 | 1994-09-24 | 2005-07-15 | Petroleum | Premium gasoline | Premium gasoline | Retail | Fiberglass reinforced plastic | Fiberglass reinforced plastic |  |  | Fiberglass reinforced plastic |  | 1901-01-01 | Catchment Basin | Automatic shutoff device At 95% full | Automatic shutoff device At 95% full |  |  | Automatic Tank Gauge | [5 empty] | Annual line testing | Annual line testing |  | UST Currently In Use: 0; UST Temp Close: 0; AST Currently In Use: 0; AST Temp Closed: 0 | 0 | 0 | 6 | 21965-127-013436 | PAUL & BARBARA MCFALL
45041 | Temporary Closed | 2014-05-20 | 1994-09-28 |  | Petroleum | Unleaded gasoline | Unleaded gasoline | Bulk facility | Steel | Single Wall | Coated & cathodic protection (sti-P3) |  | Steel |  |  | Catchment Basin | Flow Rest 90% Full | Flow Rest 90% Full | [11 empty] | UST Currently In Use: 0; UST Temp Close: 5; AST Currently In Use: 2; AST Temp Closed: 1 | 0 | 5 | 0 | 17612-009-017312 | ROBERTSON ENTERPRISES, INC.
45043 | Currently in Use |  | 1992-01-01 |  | Petroleum | On road diesel | On road diesel | Retail | Single Wall | Single Wall | Coated & cathodic protection (sti-P3) |  | Double Wall |  |  | Catchment Basin | Automatic shutoff device At 95% full | Automatic shutoff device At 95% full |  |  | Continuous Automatic Tank Gauge | [8 empty] | UST Currently In Use: 3; UST Temp Close: 0; AST Currently In Use: 1; AST Temp Closed: 0 | 3 | 0 | 3 | 12534-055-005160 | IRA PHILLIPS INC
45044 | Permanently Closed | 1998-12-22 | 1901-01-01 | 2000-02-21 | Petroleum | Unleaded gasoline | Unleaded gasoline | Retail | Steel | Steel |  | Painted or None | Steel |  | 1901-01-01 | [14 empty] | UST Currently In Use: 0; UST Temp Close: 0; AST Currently In Use: 0; AST Temp Closed: 0 | 0 | 0 | 3 | 19698-073-017313 | LARRY J RICHEY
45045 | Permanently Closed | 1998-12-22 | 1901-01-01 | 2000-02-21 | Petroleum | Unleaded gasoline | Unleaded gasoline | Retail | Steel | Steel |  | Painted or None | Steel |  | 1901-01-01 | [14 empty] | UST Currently In Use: 0; UST Temp Close: 0; AST Currently In Use: 0; AST Temp Closed: 0 | 0 | 0 | 3 | 19698-073-017313 | LARRY J RICHEY
45046 | Permanently Closed | 1998-12-22 | 1901-01-01 | 2000-02-21 | Petroleum | Unleaded gasoline | Unleaded gasoline | Retail | Steel | Steel |  | Painted or None | Steel |  | 1901-01-01 | [14 empty] | UST Currently In Use: 0; UST Temp Close: 0; AST Currently In Use: 0; AST Temp Closed: 0 | 0 | 0 | 3 | 19698-073-017313 | LARRY J RICHEY
45047 | Permanently Closed | 2008-01-31 | 1993-10-01 | 2008-01-31 | Petroleum | On road diesel | On road diesel | Retail | Steel | Steel | Coated & cathodic protection (sti-P3) |  | Fiberglass reinforced plastic |  |  | Catchment Basin | Flow Rest 90% Full | Flow Rest 90% Full | Interstitial Monitoring within Secondary Containment |  | Continuous Automatic Tank Gauge |  |  |  | Interstitial Monitoring within Secondary Containment |  |  |  |  | UST Currently In Use: 5; UST Temp Close: 0; AST Currently In Use: 0; AST Temp Closed: 0 | 5 | 0 | 7 | 22176-021-011777 | CIRCLE K
45048 | Permanently Closed | 2008-01-31 | 1993-10-01 | 2008-01-31 | Petroleum | On road diesel | On road diesel | Retail | Steel | Steel |  |  | Fiberglass reinforced plastic |  |  | Catchment Basin | Flow Rest 90% Full | Flow Rest 90% Full | Interstitial Monitoring within Secondary Containment |  | Continuous Automatic Tank Gauge |  |  |  | Interstitial Monitoring within Secondary Containment |  |  |  |  | UST Currently In Use: 5; UST Temp Close: 0; AST Currently In Use: 0; AST Temp Closed: 0 | 5 | 0 | 7 | 22176-021-011777 | CIRCLE K
45049 | Temporary Closed | 2005-10-12 | 1994-10-19 |  | Petroleum | Unleaded gasoline | Unleaded gasoline | Retail | Steel | Steel | Coated & cathodic protection (sti-P3) |  | Fiberglass reinforced plastic |  |  | Catchment Basin | Flow Rest 90% Full | Flow Rest 90% Full | Interstitial Monitoring within Secondary Containment |  | Other | [8 empty] | UST Currently In Use: 0; UST Temp Close: 2; AST Currently In Use: 0; AST Temp Closed: 0 | 0 | 2 | 0 | 24549-051-017314 | M & M CONSTRUCTION, INC.
45050 | Temporary Closed | 2005-10-12 | 1994-10-19 |  | Petroleum | On road diesel | On road diesel | Retail | Steel | Steel | Coated & cathodic protection (sti-P3) |  | Fiberglass reinforced plastic |  |  | Catchment Basin | Flow Rest 90% Full | Flow Rest 90% Full | Interstitial Monitoring within Secondary Containment |  | Other | [8 empty] | UST Currently In Use: 0; UST Temp Close: 2; AST Currently In Use: 0; AST Temp Closed: 0 | 0 | 2 | 0 | 24549-051-017314 | M & M CONSTRUCTION, INC.
45051 | Permanently Closed | 1997-05-13 | 1978-01-01 | 1997-05-13 | Petroleum | On road diesel | On road diesel | Emergency power generator | Steel | Steel |  |  | Steel |  | 1901-01-01 | [14 empty] | UST Currently In Use: 1; UST Temp Close: 0; AST Currently In Use: 0; AST Temp Closed: 0 | 1 | 0 | 1 | 20897-097-017315 | XANTE CORPORATION
45052 | Currently in Use |  | 1994-01-24 |  | Petroleum | On road diesel | On road diesel | Retail | Steel | Steel | Coated & cathodic protection (sti-P3) |  | Fiberglass reinforced plastic |  |  | Catchment Basin | Automatic shutoff device At 95% full | Automatic shutoff device At 95% full |  |  | Automatic Tank Gauge |  | Containment Sump | Automatic flow restrictor (MLLD) |  |  | Annual line testing | Annual line testing |  | UST Currently In Use: 4; UST Temp Close: 1; AST Currently In Use: 1; AST Temp Closed: 0 | 4 | 1 | 3 | 22400-109-011598 | ALAN R. ROTTON
45053 | Permanently Closed | 1998-01-01 | 1901-01-01 | 1998-01-19 | Petroleum | Unleaded gasoline | Unleaded gasoline | Retail | [6 empty] | 1901-01-01 | [11 empty] | Annual line testing | Annual line testing |  | UST Currently In Use: 0; UST Temp Close: 0; AST Currently In Use: 0; AST Temp Closed: 0 | 0 | 0 | 6 | 13010-003-004412 | L J AND J W HINOTE
45054 | Currently in Use |  | 1991-07-01 |  | Petroleum | Unleaded gasoline | Unleaded gasoline | Retail | Fiberglass reinforced plastic | Fiberglass reinforced plastic |  |  | Fiberglass reinforced plastic |  | 1901-01-01 | Catchment Basin | Flow Rest 90% Full | Flow Rest 90% Full |  |  | Continuous Automatic Tank Gauge |  | Automatic flow restrictor (MLLD) | Automatic flow restrictor (MLLD) | Interstitial Monitoring within Secondary Containment | SENSOR TO ATG | Annual line testing | Annual line testing |  | UST Currently In Use: 3; UST Temp Close: 0; AST Currently In Use: 0; AST Temp Closed: 0 | 3 | 0 | 0 | 21484-123-016256 | DARRYL SAUCIER
45056 | Currently in Use |  | 1991-07-01 |  | Petroleum | Premium gasoline | Premium gasoline | Retail | Fiberglass reinforced plastic | Fiberglass reinforced plastic |  |  | Fiberglass reinforced plastic |  | 1901-01-01 | Catchment Basin | Flow Rest 90% Full | Flow Rest 90% Full |  |  | Continuous Automatic Tank Gauge |  | Automatic flow restrictor (MLLD) | Automatic flow restrictor (MLLD) | Interstitial Monitoring within Secondary Containment | SENSOR TO ATG | Annual line testing | Annual line testing |  | UST Currently In Use: 3; UST Temp Close: 0; AST Currently In Use: 0; AST Temp Closed: 0 | 3 | 0 | 0 | 21484-123-016256 | DARRYL SAUCIER
45057 | Currently in Use |  | 1991-07-01 |  | Petroleum | On road diesel | On road diesel | Retail | Fiberglass reinforced plastic | Fiberglass reinforced plastic |  |  | Fiberglass reinforced plastic |  | 1901-01-01 | Catchment Basin | Flow Rest 90% Full | Automatic shutoff device At 95% full |  |  | Continuous Automatic Tank Gauge |  |  |  |  | SENSOR TO ATG |  |  |  | UST Currently In Use: 3; UST Temp Close: 0; AST Currently In Use: 0; AST Temp Closed: 0 | 3 | 0 | 0 | 21484-123-016256 | DARRYL SAUCIER
45058 | Permanently Closed | 1998-10-15 | 1984-01-01 | 1998-10-15 | Petroleum | Unleaded gasoline | Unleaded gasoline | Bulk facility | Steel | Steel |  |  | Steel |  | 1901-01-01 | [11 empty] | Annual line testing | Annual line testing |  | UST Currently In Use: 0; UST Temp Close: 1; AST Currently In Use: 0; AST Temp Closed: 0 | 0 | 1 | 1 | 14394-117-017316 | SHELBY COUNTY COMMISSION
45059 | Permanently Closed | 1999-06-11 | 1964-01-01 | 1999-06-11 | Petroleum | On road diesel | On road diesel | Local Government | Steel | Steel |  |  | Steel |  | 1901-01-01 | [11 empty] | Annual line testing | Annual line testing |  | UST Currently In Use: 0; UST Temp Close: 0; AST Currently In Use: 0; AST Temp Closed: 0 | 0 | 0 | 1 | 14394-117-017317 | SHELBY COUNTY COMMISSION
45060 | Permanently Closed | 1998-11-03 | 1978-01-01 | 1998-11-03 | Petroleum | Unleaded gasoline | Unleaded gasoline | Bulk facility | [6 empty] | 1901-01-01 | [11 empty] | Annual line testing | Annual line testing |  | UST Currently In Use: 0; UST Temp Close: 0; AST Currently In Use: 0; AST Temp Closed: 0 | 0 | 0 | 3 | 14394-117-017318 | SHELBY COUNTY COMMISSION
45061 | Currently in Use |  | 1901-01-01 |  | Petroleum | Other, MNRLSPIRIT | Other | Bulk facility | Single Wall | Single Wall | Coated & cathodic protection (sti-P3) |  | Fiberglass reinforced plastic |  |  | Catchment Basin | Automatic shutoff device At 95% full | Automatic shutoff device At 95% full |  |  | Continuous Automatic Tank Gauge |  | Automatic flow restrictor (MLLD) | Automatic flow restrictor (MLLD) |  |  | Annual line testing | Annual line testing |  | UST Currently In Use: 7; UST Temp Close: 0; AST Currently In Use: 0; AST Temp Closed: 0 | 7 | 0 | 0 | 12144-015-014657 | JACK GREEN OIL CO INC
45062 | Currently in Use |  | 1994-10-01 |  | Petroleum | Unleaded gasoline | Unleaded gasoline | Retail | Steel | Steel | Coated & cathodic protection (sti-P3) |  | Fiberglass reinforced plastic |  | 1901-01-01 | Catchment Basin | Automatic shutoff device At 95% full | Automatic shutoff device At 95% full |  |  | Continuous Automatic Tank Gauge |  | Automatic flow restrictor (MLLD) | Automatic flow restrictor (MLLD) |  |  | Annual line testing | Annual line testing |  | UST Currently In Use: 4; UST Temp Close: 0; AST Currently In Use: 0; AST Temp Closed: 0 | 4 | 0 | 0 | 15687-097-017319 | LL & T PROPERTIES, LTD
45063 | Currently in Use |  | 1994-10-01 |  | Petroleum | Mid-grade gasoline | Mid-grade gasoline | Retail | Steel | Steel | Coated & cathodic protection (sti-P3) |  | Fiberglass reinforced plastic |  | 1901-01-01 | Catchment Basin | Flow Rest 90% Full | Automatic shutoff device At 95% full |  |  | Continuous Automatic Tank Gauge |  | Automatic flow restrictor (MLLD) | Automatic flow restrictor (MLLD) |  |  | Annual line testing | Annual line testing |  | UST Currently In Use: 4; UST Temp Close: 0; AST Currently In Use: 0; AST Temp Closed: 0 | 4 | 0 | 0 | 15687-097-017319 | LL & T PROPERTIES, LTD
45064 | Currently in Use |  | 1994-10-01 |  | Petroleum | Premium gasoline | Premium gasoline | Retail | Steel | Steel | Coated & cathodic protection (sti-P3) |  | Fiberglass reinforced plastic |  | 1901-01-01 | Catchment Basin | Automatic shutoff device At 95% full | Automatic shutoff device At 95% full |  |  | Continuous Automatic Tank Gauge |  | Automatic flow restrictor (MLLD) | Automatic flow restrictor (MLLD) |  |  | Annual line testing | Annual line testing |  | UST Currently In Use: 4; UST Temp Close: 0; AST Currently In Use: 0; AST Temp Closed: 0 | 4 | 0 | 0 | 15687-097-017319 | LL & T PROPERTIES, LTD
45065 | Currently in Use |  | 1994-10-01 |  | Petroleum | On road diesel | On road diesel | Retail | Steel | Steel | Coated & cathodic protection (sti-P3) |  | Fiberglass reinforced plastic |  | 1901-01-01 | Catchment Basin | Automatic shutoff device At 95% full | Automatic shutoff device At 95% full |  |  | Continuous Automatic Tank Gauge |  | Automatic flow restrictor (MLLD) | Automatic flow restrictor (MLLD) |  |  | Annual line testing | Annual line testing |  | UST Currently In Use: 4; UST Temp Close: 0; AST Currently In Use: 0; AST Temp Closed: 0 | 4 | 0 | 0 | 15687-097-017319 | LL & T PROPERTIES, LTD
45066 | Currently in Use |  | 1994-05-23 |  | Petroleum | Unleaded gasoline | Unleaded gasoline | Retail | Steel | Single Wall | Coated & cathodic protection (sti-P3) |  | Fiberglass reinforced plastic |  |  | Catchment Basin | Flow Rest 90% Full | Flow Rest 90% Full |  |  | Continuous Automatic Tank Gauge |  | Automatic shutoff device (AELLD) | Automatic shutoff device (AELLD) | [5 empty] | UST Currently In Use: 5; UST Temp Close: 0; AST Currently In Use: 0; AST Temp Closed: 0 | 5 | 0 | 0 | 22069-015-012568 | SAM'S PROPERTIES LLC
45067 | Permanently Closed | 1996-12-02 | 1980-01-01 | 1998-12-02 | Petroleum | Unleaded gasoline | Unleaded gasoline | Retail | Steel | Steel | Coated & cathodic protection (sti-P3) |  | Steel |  | 1901-01-01 | [11 empty] | Annual line testing | Annual line testing |  | UST Currently In Use: 0; UST Temp Close: 0; AST Currently In Use: 0; AST Temp Closed: 0 | 0 | 0 | 2 | 19702-115-017320 | GENERAL LEE MARINA
45068 | Permanently Closed | 1996-12-02 | 1980-01-01 | 1998-12-02 | Petroleum | Unleaded gasoline | Unleaded gasoline | Retail | Steel | Steel | Coated & cathodic protection (sti-P3) |  | Steel |  | 1901-01-01 | [11 empty] | Annual line testing | Annual line testing |  | UST Currently In Use: 0; UST Temp Close: 0; AST Currently In Use: 0; AST Temp Closed: 0 | 0 | 0 | 2 | 19702-115-017320 | GENERAL LEE MARINA
45069 | Permanently Closed | 2017-02-07 | 1994-09-08 | 2018-02-17 | Petroleum | On road diesel | On road diesel | Local government | Steel | Steel | Coated & cathodic protection (sti-P3) |  | Fiberglass reinforced plastic |  | 1901-01-01 | Catchment Basin | Audible high level alarm At 90% full | Audible high level alarm At 90% full |  |  | Automatic Tank Gauge | [8 empty] | UST Currently In Use: 0; UST Temp Close: 0; AST Currently In Use: 2; AST Temp Closed: 0 | 0 | 0 | 4 | 10398-003-001430 | BALDWIN COUNTY BOARD OF EDUCATION
45070 | Permanently Closed | 2017-02-07 | 1994-09-08 | 2018-02-17 | Petroleum | On road diesel | On road diesel | Local government | Steel | Steel | Coated & cathodic protection (sti-P3) |  | Fiberglass reinforced plastic |  | 1901-01-01 | Catchment Basin | Automatic shutoff device At 95% full | Audible high level alarm At 90% full |  |  | Automatic Tank Gauge | [8 empty] | UST Currently In Use: 0; UST Temp Close: 0; AST Currently In Use: 2; AST Temp Closed: 0 | 0 | 0 | 4 | 10398-003-001430 | BALDWIN COUNTY BOARD OF EDUCATION
45072 | Currently in Use |  | 1994-03-09 |  | Petroleum | Unleaded gasoline | Unleaded gasoline | Retail | Steel | Steel | Coated & cathodic protection (sti-P3) |  | Flexible |  |  | Catchment Basin | Flow Rest 90% Full | Flow Rest 90% Full |  |  | Continuous Automatic Tank Gauge |  | Containment Sump | Automatic flow restrictor (MLLD) |  |  | Annual line testing | Annual line testing |  | UST Currently In Use: 4; UST Temp Close: 0; AST Currently In Use: 0; AST Temp Closed: 0 | 4 | 0 | 0 | 13786-091-004908 | PARRS, INC.
45073 | Currently in Use |  | 1994-03-09 |  | Petroleum | Mid-grade gasoline | Mid-grade gasoline | Retail | Steel | Steel | Coated & cathodic protection (sti-P3) |  | ENVIROFLEX |  |  | Catchment Basin | Flow Rest 90% Full | Flow Rest 90% Full |  |  | Continuous Automatic Tank Gauge |  | Containment Sump | Automatic flow restrictor (MLLD) |  |  | Annual line testing | Annual line testing |  | UST Currently In Use: 4; UST Temp Close: 0; AST Currently In Use: 0; AST Temp Closed: 0 | 4 | 0 | 0 | 13786-091-004908 | PARRS, INC.
45074 | Currently in Use |  | 1994-03-09 |  | Petroleum | Premium gasoline | Premium gasoline | Retail | Steel | Steel | Coated & cathodic protection (sti-P3) |  | Flexible |  |  | Catchment Basin | Flow Rest 90% Full | Flow Rest 90% Full |  |  | Continuous Automatic Tank Gauge |  | Automatic flow restrictor (MLLD) | Automatic flow restrictor (MLLD) |  |  | Annual line testing | Annual line testing |  | UST Currently In Use: 4; UST Temp Close: 0; AST Currently In Use: 0; AST Temp Closed: 0 | 4 | 0 | 0 | 13786-091-004908 | PARRS, INC.
45075 | Currently in Use |  | 1994-03-09 |  | Petroleum | On road diesel | On road diesel | Retail | Steel | Steel | Coated & cathodic protection (sti-P3) |  | ENVIROFLEX |  |  | Catchment Basin | Flow Rest 90% Full | Flow Rest 90% Full |  |  | Continuous Automatic Tank Gauge |  | Containment Sump | Automatic flow restrictor (MLLD) |  |  | Annual line testing | Annual line testing |  | UST Currently In Use: 4; UST Temp Close: 0; AST Currently In Use: 0; AST Temp Closed: 0 | 4 | 0 | 0 | 13786-091-004908 | PARRS, INC.
45076 | Permanently Closed | 2011-08-23 | 1994-05-31 | 2011-08-23 | Petroleum | Unleaded gasoline | Unleaded gasoline | Retail | Steel | Steel | Coated & cathodic protection (sti-P3) |  | Flexible |  |  | Catchment Basin | Flow Rest 90% Full | Flow Rest 90% Full |  |  | Automatic Tank Gauge | [5 empty] | Annual line testing | Annual line testing |  | UST Currently In Use: 0; UST Temp Close: 0; AST Currently In Use: 0; AST Temp Closed: 0 | 0 | 0 | 5 | 23971-097-017324 | SEMMES DEVELOPMENT CO LLC
45077 | Permanently Closed | 2011-08-23 | 1994-05-31 | 2011-08-23 | Petroleum | Mid-grade gasoline | Mid-grade gasoline | Retail | Steel | Steel | Coated & cathodic protection (sti-P3) |  | Flexible |  |  | Catchment Basin | Flow Rest 90% Full | Flow Rest 90% Full |  |  | Automatic Tank Gauge | [5 empty] | Annual line testing | Annual line testing |  | UST Currently In Use: 0; UST Temp Close: 0; AST Currently In Use: 0; AST Temp Closed: 0 | 0 | 0 | 5 | 23971-097-017324 | SEMMES DEVELOPMENT CO LLC
45078 | Permanently Closed | 2011-08-23 | 1994-05-31 | 2011-08-23 | Petroleum | Premium gasoline | Premium gasoline | Retail | Steel | Steel | Coated & cathodic protection (sti-P3) |  | Flexible |  |  | Catchment Basin | Flow Rest 90% Full | Flow Rest 90% Full |  |  | Automatic Tank Gauge | [5 empty] | Annual line testing | Annual line testing |  | UST Currently In Use: 0; UST Temp Close: 0; AST Currently In Use: 0; AST Temp Closed: 0 | 0 | 0 | 5 | 23971-097-017324 | SEMMES DEVELOPMENT CO LLC
45079 | Permanently Closed | 2011-08-23 | 1994-05-31 | 2011-08-23 | Petroleum | On road diesel | On road diesel | Retail | Steel | Steel | Coated & cathodic protection (sti-P3) |  | Flexible |  |  | Catchment Basin | Flow Rest 90% Full | Flow Rest 90% Full |  |  | Automatic Tank Gauge | [5 empty] | Annual line testing | Annual line testing |  | UST Currently In Use: 0; UST Temp Close: 0; AST Currently In Use: 0; AST Temp Closed: 0 | 0 | 0 | 5 | 23971-097-017324 | SEMMES DEVELOPMENT CO LLC
45080 | Permanently Closed | 2011-08-23 | 1994-05-31 | 2011-08-23 | Petroleum | On road diesel | On road diesel | Retail | Steel | Steel | Coated & cathodic protection (sti-P3) |  | Flexible |  |  | Catchment Basin | Flow Rest 90% Full | Flow Rest 90% Full |  |  | Automatic Tank Gauge | [5 empty] | Annual line testing | Annual line testing |  | UST Currently In Use: 0; UST Temp Close: 0; AST Currently In Use: 0; AST Temp Closed: 0 | 0 | 0 | 5 | 23971-097-017324 | SEMMES DEVELOPMENT CO LLC
45082 | Currently in Use |  | 1994-09-16 |  | Petroleum | Unleaded gasoline | Unleaded gasoline | Retail | Fiberglass reinforced plastic | Fiberglass reinforced plastic |  |  | Flexible |  |  | Catchment Basin | Automatic shutoff device At 95% full | Automatic shutoff device At 95% full |  |  | Statistical Inventory Reconciliation (SIR) | Single walled submersible pump containment sump | Containment Sump | Automatic flow restrictor (MLLD) |  | SENSOR TO ATG | Statistical inventory reconciliation (SIR) | Statistical inventory reconciliation (SIR) |  | UST Currently In Use: 4; UST Temp Close: 0; AST Currently In Use: 0; AST Temp Closed: 0 | 4 | 0 | 5 | 11576-103-010616 | DUTCH OIL COMPANY
45083 | Currently in Use |  | 1994-09-16 |  | Petroleum | Mid-grade gasoline | Mid-grade gasoline | Retail | Fiberglass reinforced plastic | Fiberglass reinforced plastic |  |  | Double Wall |  |  | Catchment Basin | Automatic shutoff device At 95% full | Automatic shutoff device At 95% full |  |  | Statistical Inventory Reconciliation (SIR) | Single walled submersible pump containment sump | Containment Sump | Automatic flow restrictor (MLLD) |  | SENSOR TO ATG | Statistical inventory reconciliation (SIR) | Statistical inventory reconciliation (SIR) |  | UST Currently In Use: 4; UST Temp Close: 0; AST Currently In Use: 0; AST Temp Closed: 0 | 4 | 0 | 5 | 11576-103-010616 | DUTCH OIL COMPANY
45084 | Currently in Use |  | 1994-09-16 |  | Petroleum | Premium gasoline | Premium gasoline | Retail | Fiberglass reinforced plastic | Fiberglass reinforced plastic |  |  | Double Wall |  |  | Catchment Basin | Automatic shutoff device At 95% full | Automatic shutoff device At 95% full |  |  | Statistical Inventory Reconciliation (SIR) | Single walled submersible pump containment sump | Containment Sump | Automatic flow restrictor (MLLD) |  | SENSOR TO ATG | Statistical inventory reconciliation (SIR) | Statistical inventory reconciliation (SIR) |  | UST Currently In Use: 4; UST Temp Close: 0; AST Currently In Use: 0; AST Temp Closed: 0 | 4 | 0 | 5 | 11576-103-010616 | DUTCH OIL COMPANY
45085 | Currently in Use |  | 1994-09-16 |  | Petroleum | On road diesel | On road diesel | Retail | Single Wall | Fiberglass reinforced plastic |  |  | Double Wall |  |  | Catchment Basin | Automatic shutoff device At 95% full | Automatic shutoff device At 95% full |  |  | Statistical Inventory Reconciliation (SIR) | Single walled submersible pump containment sump | Automatic flow restrictor (MLLD) | Automatic flow restrictor (MLLD) |  | SENSOR TO ATG | Statistical inventory reconciliation (SIR) | Statistical inventory reconciliation (SIR) |  | UST Currently In Use: 4; UST Temp Close: 0; AST Currently In Use: 0; AST Temp Closed: 0 | 4 | 0 | 5 | 11576-103-010616 | DUTCH OIL COMPANY
45086 | Currently in Use |  | 1994-10-14 |  | Petroleum | Mid-grade gasoline | Mid-grade gasoline | Retail | Steel | Steel | Coated & cathodic protection (sti-P3) |  | Fiberglass reinforced plastic |  | 1901-01-01 | Catchment Basin | Flow Rest 90% Full | Flow Rest 90% Full |  |  | Automatic Tank Gauge |  | Automatic flow restrictor (MLLD) | Automatic flow restrictor (MLLD) | Interstitial Monitoring within Secondary Containment |  | Continuous alarm system | Continuous alarm system |  | UST Currently In Use: 2; UST Temp Close: 0; AST Currently In Use: 0; AST Temp Closed: 0 | 2 | 0 | 0 | 10037-069-017325 | A. W. HERNDON OIL COMPANY, INC.
45087 | Currently in Use |  | 1994-10-14 |  | Petroleum | Unleaded gasoline | Unleaded gasoline | Retail | Steel | Steel | Coated & cathodic protection (sti-P3) |  | Fiberglass reinforced plastic |  | 1901-01-01 | Catchment Basin | Flow Rest 90% Full | Flow Rest 90% Full |  |  | Statistical Inventory Reconciliation (SIR) |  | Automatic flow restrictor (MLLD) | Automatic flow restrictor (MLLD) | Interstitial Monitoring within Secondary Containment |  | Continuous alarm system | Continuous alarm system |  | UST Currently In Use: 2; UST Temp Close: 0; AST Currently In Use: 0; AST Temp Closed: 0 | 2 | 0 | 0 | 10037-069-017325 | A. W. HERNDON OIL COMPANY, INC.
45088 | Temporary Closed | 2010-03-09 | 1994-10-15 |  | Petroleum | Unleaded gasoline | Unleaded gasoline | Retail | Steel | Steel | Coated & cathodic protection (sti-P3) |  | Fiberglass reinforced plastic |  |  | Catchment Basin | Automatic shutoff device At 95% full | Automatic shutoff device At 95% full |  |  | Continuous Automatic Tank Gauge | [8 empty] | UST Currently In Use: 0; UST Temp Close: 1; AST Currently In Use: 0; AST Temp Closed: 0 | 0 | 1 | 3 | 12339-071-004953 | HERMAN HALL
45089 | Currently in Use |  | 1994-10-11 |  | Petroleum | Unleaded gasoline | Unleaded gasoline | Retail | Single Wall | Single Wall | Field installed cathodic protection |  | Fiberglass reinforced plastic |  |  | Catchment Basin | Flow Rest 90% Full | Flow Rest 90% Full |  |  | Continuous Automatic Tank Gauge |  | Automatic shutoff device (AELLD) | Automatic shutoff device (AELLD) | [5 empty] | UST Currently In Use: 2; UST Temp Close: 0; AST Currently In Use: 0; AST Temp Closed: 0 | 2 | 0 | 5 | 25265-055-005637 | LGWS/CROSS AMERICA PARTNERS
45090 | Currently in Use |  | 1994-10-11 |  | Petroleum | Mid-grade gasoline | Mid-grade gasoline | Retail | 5MID/5PREM | Single Wall | Field installed cathodic protection |  | Fiberglass reinforced plastic |  |  | Catchment Basin | Flow Rest 90% Full | Flow Rest 90% Full |  |  | Continuous Automatic Tank Gauge |  | Automatic shutoff device (AELLD) | Automatic shutoff device (AELLD) | [5 empty] | UST Currently In Use: 2; UST Temp Close: 0; AST Currently In Use: 0; AST Temp Closed: 0 | 2 | 0 | 5 | 25265-055-005637 | LGWS/CROSS AMERICA PARTNERS
45092 | Currently in Use |  | 1993-05-28 |  | Petroleum | On road diesel | On road diesel | Industrial | Steel | Steel | Coated & cathodic protection (sti-P3) |  | Fiberglass reinforced plastic |  |  | Catchment Basin | Automatic shutoff device At 95% full | Automatic shutoff device At 95% full |  |  | Statistical Inventory Reconciliation (SIR) |  | Automatic flow restrictor (MLLD) | Automatic flow restrictor (MLLD) |  |  | Statistical inventory reconciliation (SIR) | Statistical inventory reconciliation (SIR) |  | UST Currently In Use: 1; UST Temp Close: 0; AST Currently In Use: 0; AST Temp Closed: 0 | 1 | 0 | 0 | 21825-081-017326 | M & M TRUCKING CO. INC.
45093 | Currently in Use |  | 1994-07-26 |  | Petroleum | On road diesel | On road diesel | Local government | Fiberglass reinforced plastic | Fiberglass reinforced plastic |  |  | Fiberglass reinforced plastic |  | 1901-01-01 | Catchment Basin | Automatic shutoff device At 95% full | Automatic shutoff device At 95% full | Interstitial Monitoring within Secondary Containment | [10 empty] | UST Currently In Use: 2; UST Temp Close: 0; AST Currently In Use: 0; AST Temp Closed: 0 | 2 | 0 | 2 | 11680-051-008898 | ELMORE COUNTY BOARD OF EDUCATION
45094 | Currently in Use |  | 1994-07-26 |  | Petroleum | On road diesel | On road diesel | Local government | Fiberglass reinforced plastic | Fiberglass reinforced plastic |  |  | Fiberglass reinforced plastic |  | 1901-01-01 | Catchment Basin | Automatic shutoff device At 95% full | Automatic shutoff device At 95% full | Interstitial Monitoring within Secondary Containment | MANUAL/VISUAL CHECK |  |  |  |  | Interstitial Monitoring within Secondary Containment | MANUAL/VISUAL CHECK |  |  |  | UST Currently In Use: 2; UST Temp Close: 0; AST Currently In Use: 0; AST Temp Closed: 0 | 2 | 0 | 2 | 11680-051-008898 | ELMORE COUNTY BOARD OF EDUCATION
45095 | Permanently Closed | 2004-05-28 | 1994-07-28 | 2004-05-28 | Petroleum | Unleaded gasoline | Unleaded gasoline | Local government | Fiberglass reinforced plastic | Fiberglass reinforced plastic |  |  | Fiberglass reinforced plastic |  | 1901-01-01 | Catchment Basin | Automatic shutoff device At 95% full | Automatic shutoff device At 95% full | Interstitial Monitoring within Secondary Containment | [10 empty] | UST Currently In Use: 0; UST Temp Close: 0; AST Currently In Use: 0; AST Temp Closed: 0 | 0 | 0 | 3 | 11680-051-008902 | ELMORE COUNTY BOARD OF EDUCATION
45096 | Permanently Closed | 2004-05-28 | 1994-07-28 | 2004-05-28 | Petroleum | On road diesel | On road diesel | Local government | Fiberglass reinforced plastic | Fiberglass reinforced plastic |  |  | Fiberglass reinforced plastic |  | 1901-01-01 | Catchment Basin | Automatic shutoff device At 95% full | Automatic shutoff device At 95% full | Interstitial Monitoring within Secondary Containment | [10 empty] | UST Currently In Use: 0; UST Temp Close: 0; AST Currently In Use: 0; AST Temp Closed: 0 | 0 | 0 | 3 | 11680-051-008902 | ELMORE COUNTY BOARD OF EDUCATION
45097 | Permanently Closed | 2011-10-15 | 1993-12-01 | 2012-06-07 | Petroleum | Unleaded gasoline | Unleaded gasoline | Retail | Steel | Steel | Coated & cathodic protection (sti-P3) |  | Flexible |  | 1901-01-01 | Catchment Basin | Flow Rest 90% Full | Flow Rest 90% Full |  |  | Continuous Automatic Tank Gauge |  | Automatic shutoff device (AELLD) | Automatic shutoff device (AELLD) | [5 empty] | UST Currently In Use: 2; UST Temp Close: 0; AST Currently In Use: 0; AST Temp Closed: 0 | 2 | 0 | 4 | 25265-003-002223 | LGWS/CROSS AMERICA PARTNERS
45098 | Permanently Closed | 2011-10-15 | 1993-12-01 | 2012-06-07 | Petroleum | Premium gasoline | Premium gasoline | Retail | Steel | Steel | Coated & cathodic protection (sti-P3) |  | GEO-FLEX |  | 1901-01-01 | Catchment Basin | Flow Rest 90% Full | Flow Rest 90% Full |  |  | Continuous Automatic Tank Gauge |  | Automatic shutoff device (AELLD) | Automatic shutoff device (AELLD) | [5 empty] | UST Currently In Use: 2; UST Temp Close: 0; AST Currently In Use: 0; AST Temp Closed: 0 | 2 | 0 | 4 | 25265-003-002223 | LGWS/CROSS AMERICA PARTNERS
45099 | Currently in Use |  | 1994-03-01 |  | Petroleum | On road diesel | On road diesel | State/federal government | Fiberglass reinforced plastic | Fiberglass reinforced plastic |  |  | Fiberglass reinforced plastic |  | 1901-01-01 | Catchment Basin | Audible high level alarm At 90% full | Audible high level alarm At 90% full |  |  | Continuous Automatic Tank Gauge |  | Containment Sump | Automatic shutoff device (AELLD) |  |  | Continuous alarm system | Continuous alarm system |  | UST Currently In Use: 2; UST Temp Close: 0; AST Currently In Use: 0; AST Temp Closed: 0 | 2 | 0 | 5 | 14645-131-002966 | DEPT OF TRANSPORT HWY EQUIPMENT SCT
45100 | Currently in Use |  | 1994-10-01 |  | Petroleum | Unleaded gasoline | Unleaded gasoline | State/federal government | Fiberglass reinforced plastic | Fiberglass reinforced plastic |  |  | Fiberglass reinforced plastic |  | 1901-01-01 | Catchment Basin | Audible high level alarm At 90% full | Audible high level alarm At 90% full |  |  | Continuous Automatic Tank Gauge |  | Automatic shutoff device (AELLD) | Automatic shutoff device (AELLD) |  |  | Continuous alarm system | Continuous alarm system |  | UST Currently In Use: 2; UST Temp Close: 0; AST Currently In Use: 0; AST Temp Closed: 0 | 2 | 0 | 5 | 14645-131-002966 | DEPT OF TRANSPORT HWY EQUIPMENT SCT
45101 | Currently in Use |  | 1994-03-01 |  | Petroleum | On road diesel | On road diesel | State/federal government | Fiberglass reinforced plastic | Fiberglass reinforced plastic |  |  | Fiberglass reinforced plastic |  | 1901-01-01 | Catchment Basin | Audible high level alarm At 90% full | Audible high level alarm At 90% full |  |  | Continuous Automatic Tank Gauge |  | Automatic shutoff device (AELLD) | Automatic shutoff device (AELLD) |  | SENSOR TO ATG | Continuous alarm system | Continuous alarm system |  | UST Currently In Use: 2; UST Temp Close: 0; AST Currently In Use: 0; AST Temp Closed: 0 | 2 | 0 | 3 | 14659-119-002964 | DEPARTMENT OF TRANSPORTATION HWY
45102 | Currently in Use |  | 1994-03-01 |  | Petroleum | Unleaded gasoline | Unleaded gasoline | State/federal government | Fiberglass reinforced plastic | Fiberglass reinforced plastic |  |  | Fiberglass reinforced plastic |  | 1901-01-01 | Catchment Basin | Audible high level alarm At 90% full | Audible high level alarm At 90% full |  |  | Continuous Automatic Tank Gauge |  | Automatic shutoff device (AELLD) | Automatic shutoff device (AELLD) |  | SENSOR TO ATG | Continuous alarm system | Continuous alarm system |  | UST Currently In Use: 2; UST Temp Close: 0; AST Currently In Use: 0; AST Temp Closed: 0 | 2 | 0 | 3 | 14659-119-002964 | DEPARTMENT OF TRANSPORTATION HWY
45103 | Currently in Use |  | 1994-08-24 |  | Petroleum | Unleaded gasoline | Unleaded gasoline | Retail | Double Wall | Double Wall | Coated & cathodic protection (sti-P3) |  | Double Wall |  |  | Catchment Basin | Flow Rest 90% Full | Flow Rest 90% Full | Interstitial Monitoring within Secondary Containment | SENSOR TO ATG |  |  | Automatic flow restrictor (MLLD) | Automatic flow restrictor (MLLD) |  | SENSOR TO ATG | Annual line testing | Annual line testing |  | UST Currently In Use: 3; UST Temp Close: 0; AST Currently In Use: 0; AST Temp Closed: 0 | 3 | 0 | 0 | 13929-097-017329 | PRINCE OIL COMPANY, INC.
45104 | Currently in Use |  | 1994-08-24 |  | Petroleum | Premium gasoline | Premium gasoline | Retail | Steel | Double Wall | Coated & cathodic protection (sti-P3) |  | Double Wall |  |  | Catchment Basin | Flow Rest 90% Full | Flow Rest 90% Full | Interstitial Monitoring within Secondary Containment | SENSOR TO ATG |  |  | Automatic flow restrictor (MLLD) | Automatic flow restrictor (MLLD) |  | SENSOR TO ATG | Annual line testing | Annual line testing |  | UST Currently In Use: 3; UST Temp Close: 0; AST Currently In Use: 0; AST Temp Closed: 0 | 3 | 0 | 0 | 13929-097-017329 | PRINCE OIL COMPANY, INC.
45105 | Currently in Use |  | 1994-08-24 |  | Petroleum | On road diesel | On road diesel | Retail | Double Wall | Double Wall | Coated & cathodic protection (sti-P3) |  | Fiberglass reinforced plastic |  |  | Catchment Basin | Flow Rest 90% Full | Flow Rest 90% Full | Interstitial Monitoring within Secondary Containment | SENSOR TO ATG |  |  | Containment Sump | Automatic flow restrictor (MLLD) |  | SENSOR TO ATG | Continuous alarm system | Annual line testing |  | UST Currently In Use: 3; UST Temp Close: 0; AST Currently In Use: 0; AST Temp Closed: 0 | 3 | 0 | 0 | 13929-097-017329 | PRINCE OIL COMPANY, INC.
45106 | Currently in Use |  | 1994-02-01 |  | Petroleum | Unleaded gasoline | Unleaded gasoline | Retail | Steel | Steel | Coated & cathodic protection (sti-P3) |  | Flexible |  |  | Catchment Basin | Flow Rest 90% Full | Flow Rest 90% Full |  |  | Continuous Automatic Tank Gauge |  | Containment Sump | Automatic flow restrictor (MLLD) |  | MANUAL/VISUAL CHECK | Annual line testing | Annual line testing |  | UST Currently In Use: 3; UST Temp Close: 1; AST Currently In Use: 0; AST Temp Closed: 0 | 3 | 1 | 2 | 25682-085-004565 | BAPS 2018 INC
45107 | Permanently Closed | 2009-10-08 | 1994-09-19 | 2021-12-06 | Petroleum | Unleaded gasoline | Unleaded gasoline | Retail | Steel | Steel | Coated & cathodic protection (sti-P3) |  | Fiberglass reinforced plastic |  | 1901-01-01 | Catchment Basin | Automatic shutoff device At 95% full | Automatic shutoff device At 95% full | [11 empty] | UST Currently In Use: 0; UST Temp Close: 0; AST Currently In Use: 0; AST Temp Closed: 0 | 0 | 0 | 6 | 19968-025-008896 | RICK TIDWELL
45108 | Currently in Use |  | 1994-05-23 |  | Petroleum | Unleaded gasoline | Unleaded gasoline | Retail | Fiberglass reinforced plastic | Fiberglass reinforced plastic |  |  | Flexible |  | 1901-01-01 | Catchment Basin | Flow Rest 90% Full | Flow Rest 90% Full |  |  | Continuous Automatic Tank Gauge |  | Containment Sump | Automatic flow restrictor (MLLD) | Interstitial Monitoring within Secondary Containment | SENSOR TO ATG | Continuous alarm system | Continuous alarm system |  | UST Currently In Use: 2; UST Temp Close: 0; AST Currently In Use: 0; AST Temp Closed: 0 | 2 | 0 | 3 | 25265-117-001286 | LGWS/CROSS AMERICA PARTNERS
45109 | Currently in Use |  | 1994-05-23 |  | Petroleum | Premium gasoline | Premium gasoline | Retail | Fiberglass reinforced plastic | Fiberglass reinforced plastic |  |  | Flexible |  | 1901-01-01 | Catchment Basin | Flow Rest 90% Full | Flow Rest 90% Full |  |  | Continuous Automatic Tank Gauge |  | Automatic flow restrictor (MLLD) | Automatic flow restrictor (MLLD) | Interstitial Monitoring within Secondary Containment | SENSOR TO ATG | Continuous alarm system | Continuous alarm system |  | UST Currently In Use: 2; UST Temp Close: 0; AST Currently In Use: 0; AST Temp Closed: 0 | 2 | 0 | 3 | 25265-117-001286 | LGWS/CROSS AMERICA PARTNERS
45110 | Permanently Closed | 2006-07-28 | 1994-04-11 | 2006-07-28 | Petroleum | Unleaded gasoline | Unleaded gasoline | Retail | Fiberglass reinforced plastic | Fiberglass reinforced plastic |  |  | DBWALL |  | 1901-01-01 | Catchment Basin | Flow Rest 90% Full | Flow Rest 90% Full |  |  | Automatic Tank Gauge |  |  |  | Interstitial Monitoring within Secondary Containment |  | Continuous alarm system | Continuous alarm system |  | UST Currently In Use: 0; UST Temp Close: 0; AST Currently In Use: 0; AST Temp Closed: 0 | 0 | 0 | 7 | 21518-117-008752 | PINSON TEXACO LLC
45111 | Permanently Closed | 2006-07-28 | 1994-04-11 | 2006-07-28 | Petroleum | Mid-grade gasoline | Mid-grade gasoline | Retail | Fiberglass reinforced plastic | Fiberglass reinforced plastic |  |  | DBWALL |  | 1901-01-01 | Catchment Basin | Flow Rest 90% Full | Flow Rest 90% Full |  |  | Automatic Tank Gauge |  |  |  | Interstitial Monitoring within Secondary Containment |  | Continuous alarm system | Continuous alarm system |  | UST Currently In Use: 0; UST Temp Close: 0; AST Currently In Use: 0; AST Temp Closed: 0 | 0 | 0 | 7 | 21518-117-008752 | PINSON TEXACO LLC
45112 | Permanently Closed | 2006-07-28 | 1994-04-11 | 2006-07-28 | Petroleum | Premium gasoline | Premium gasoline | Retail | Fiberglass reinforced plastic | Fiberglass reinforced plastic |  |  | Fiberglass reinforced plastic |  | 1901-01-01 | Catchment Basin | Flow Rest 90% Full | Flow Rest 90% Full |  |  | Automatic Tank Gauge |  |  |  | Interstitial Monitoring within Secondary Containment |  | Continuous alarm system | Continuous alarm system |  | UST Currently In Use: 0; UST Temp Close: 0; AST Currently In Use: 0; AST Temp Closed: 0 | 0 | 0 | 7 | 21518-117-008752 | PINSON TEXACO LLC
45113 | Temporary Closed | 2020-12-03 | 1994-08-01 |  | Petroleum | Unleaded gasoline | Unleaded gasoline | Retail | 8R/4P | Double Wall | Coated & cathodic protection (sti-P3) |  | OLD TYPE |  |  | Catchment Basin | Automatic shutoff device At 95% full | Automatic shutoff device At 95% full |  |  | Statistical Inventory Reconciliation (SIR) |  | Automatic flow restrictor (MLLD) | Automatic flow restrictor (MLLD) |  |  | Statistical inventory reconciliation (SIR) | Statistical inventory reconciliation (SIR) |  | UST Currently In Use: 0; UST Temp Close: 1; AST Currently In Use: 0; AST Temp Closed: 0 | 0 | 1 | 0 | 20135-073-017330 | MUNCHIES FOOD STORE
45114 | Temporary Closed | 2014-07-16 | 1994-07-01 |  | Petroleum | Unleaded gasoline | Unleaded gasoline | Retail | Fiberglass reinforced plastic | Fiberglass reinforced plastic |  |  | Fiberglass reinforced plastic |  | 1901-01-01 | Catchment Basin | Flow Rest 90% Full | Flow Rest 90% Full |  |  | Statistical Inventory Reconciliation (SIR) |  | Automatic flow restrictor (MLLD) | Automatic flow restrictor (MLLD) |  |  | Statistical inventory reconciliation (SIR) | Statistical inventory reconciliation (SIR) |  | UST Currently In Use: 0; UST Temp Close: 2; AST Currently In Use: 0; AST Temp Closed: 0 | 0 | 2 | 0 | 21525-073-017331 | JACK MALONE
45115 | Temporary Closed | 2014-07-16 | 1994-07-01 |  | Petroleum | Premium gasoline | Premium gasoline | Retail | Fiberglass reinforced plastic | Fiberglass reinforced plastic |  |  | Fiberglass reinforced plastic |  | 1901-01-01 | Catchment Basin | Flow Rest 90% Full | Flow Rest 90% Full |  |  | Statistical Inventory Reconciliation (SIR) |  | Automatic flow restrictor (MLLD) | Automatic flow restrictor (MLLD) |  |  | Statistical inventory reconciliation (SIR) | Statistical inventory reconciliation (SIR) |  | UST Currently In Use: 0; UST Temp Close: 2; AST Currently In Use: 0; AST Temp Closed: 0 | 0 | 2 | 0 | 21525-073-017331 | JACK MALONE
45116 | Currently in Use |  | 1993-10-16 |  | Petroleum | Unleaded gasoline | Unleaded gasoline | Retail | Fiberglass reinforced plastic | Fiberglass reinforced plastic |  |  | Double Wall |  | 1901-01-01 | Catchment Basin | Automatic shutoff device At 95% full | Automatic shutoff device At 95% full |  |  | Continuous Automatic Tank Gauge |  | Automatic shutoff device (AELLD) | Automatic shutoff device (AELLD) | [5 empty] | UST Currently In Use: 3; UST Temp Close: 0; AST Currently In Use: 0; AST Temp Closed: 0 | 3 | 0 | 4 | 13526-073-005359 | MOORE OIL COMPANY, INC.
45117 | Currently in Use |  | 1993-10-16 |  | Petroleum | Premium gasoline | Premium gasoline | Retail | Fiberglass reinforced plastic | Fiberglass reinforced plastic |  |  | Fiberglass reinforced plastic |  | 1901-01-01 | Catchment Basin | Automatic shutoff device At 95% full | Automatic shutoff device At 95% full |  |  | Continuous Automatic Tank Gauge |  | Automatic shutoff device (AELLD) | Automatic shutoff device (AELLD) | [5 empty] | UST Currently In Use: 3; UST Temp Close: 0; AST Currently In Use: 0; AST Temp Closed: 0 | 3 | 0 | 4 | 13526-073-005359 | MOORE OIL COMPANY, INC.
45118 | Currently in Use |  | 1993-10-16 |  | Petroleum | Unleaded gasoline | Unleaded gasoline | Retail | Fiberglass reinforced plastic | Fiberglass reinforced plastic |  |  | 2-PIECES |  | 1901-01-01 | Catchment Basin | Automatic shutoff device At 95% full | Automatic shutoff device At 95% full |  |  | Continuous Automatic Tank Gauge |  | Automatic shutoff device (AELLD) | Automatic shutoff device (AELLD) | [5 empty] | UST Currently In Use: 3; UST Temp Close: 0; AST Currently In Use: 0; AST Temp Closed: 0 | 3 | 0 | 4 | 13526-073-005359 | MOORE OIL COMPANY, INC.
45119 | Permanently Closed | 1995-01-22 | 1901-01-01 | 1997-01-22 | Petroleum | Unleaded gasoline | Unleaded gasoline |  | Steel | Steel |  | Painted or None | Steel |  | 1901-01-01 | [11 empty] | Annual line testing | Annual line testing |  | UST Currently In Use: 0; UST Temp Close: 0; AST Currently In Use: 0; AST Temp Closed: 0 | 0 | 0 | 2 | 19919-115-017332 | FRANK RAWELL
45120 | Permanently Closed | 1995-01-22 | 1901-01-01 | 1997-01-22 | Petroleum | Unleaded gasoline | Unleaded gasoline |  | Steel | Steel |  | Painted or None | Steel |  | 1901-01-01 | [11 empty] | Annual line testing | Annual line testing |  | UST Currently In Use: 0; UST Temp Close: 0; AST Currently In Use: 0; AST Temp Closed: 0 | 0 | 0 | 2 | 19919-115-017332 | FRANK RAWELL
45121 | Currently in Use |  | 1994-09-01 |  | Petroleum | Unleaded gasoline | Unleaded gasoline | Retail | Steel | Steel | Coated & cathodic protection (sti-P3) |  | Fiberglass reinforced plastic |  |  | Catchment Basin | Audible high level alarm At 90% full | Audible high level alarm At 90% full |  |  | Continuous Automatic Tank Gauge |  | Containment Sump | Automatic shutoff device (AELLD) |  |  | Continuous alarm system | Continuous alarm system |  | UST Currently In Use: 4; UST Temp Close: 0; AST Currently In Use: 0; AST Temp Closed: 0 | 4 | 0 | 0 | 19721-011-017333 | MAY'S DISTRIBUTING CO. INC.
45122 | Currently in Use |  | 1994-09-01 |  | Petroleum | Premium gasoline | Premium gasoline | Retail | Steel | Steel | Coated & cathodic protection (sti-P3) |  | Fiberglass reinforced plastic |  |  | Catchment Basin | Automatic shutoff device At 95% full | Audible high level alarm At 90% full |  |  | Continuous Automatic Tank Gauge |  | Automatic shutoff device (AELLD) | Automatic shutoff device (AELLD) |  |  | Continuous alarm system | Continuous alarm system |  | UST Currently In Use: 4; UST Temp Close: 0; AST Currently In Use: 0; AST Temp Closed: 0 | 4 | 0 | 0 | 19721-011-017333 | MAY'S DISTRIBUTING CO. INC.
45123 | Currently in Use |  | 1994-06-03 |  | Petroleum | Unleaded gasoline | Unleaded gasoline | Retail | Fiberglass reinforced plastic | Fiberglass reinforced plastic |  |  | Double Wall |  |  | Catchment Basin | Flow Rest 90% Full | Automatic shutoff device At 95% full |  |  | Continuous Automatic Tank Gauge | Single walled submersible pump containment sump | Automatic flow restrictor (MLLD) | Automatic flow restrictor (MLLD) |  | SENSOR TO ATG | Annual line testing | Annual line testing |  | UST Currently In Use: 3; UST Temp Close: 0; AST Currently In Use: 0; AST Temp Closed: 0 | 3 | 0 | 0 | 23372-093-017334 | MIDSTATES PETROLEUM COMPANY
45124 | Currently in Use |  | 1994-06-03 |  | Petroleum | Premium gasoline | Premium gasoline | Retail | Single Wall | Fiberglass reinforced plastic |  |  | Double Wall |  |  | Catchment Basin | Automatic shutoff device At 95% full | Automatic shutoff device At 95% full |  |  | Continuous Automatic Tank Gauge | Single walled submersible pump containment sump | Containment Sump | Automatic flow restrictor (MLLD) |  | SENSOR TO ATG | Annual line testing | Annual line testing |  | UST Currently In Use: 3; UST Temp Close: 0; AST Currently In Use: 0; AST Temp Closed: 0 | 3 | 0 | 0 | 23372-093-017334 | MIDSTATES PETROLEUM COMPANY
45127 | Currently in Use |  | 1994-06-03 |  | Petroleum | Unleaded gasoline | Unleaded gasoline | Retail | Fiberglass reinforced plastic | Fiberglass reinforced plastic |  |  | Fiberglass reinforced plastic |  |  | Catchment Basin | Flow Rest 90% Full | Automatic shutoff device At 95% full |  |  | Continuous Automatic Tank Gauge | Single walled submersible pump containment sump | Containment Sump | Automatic flow restrictor (MLLD) |  | SENSOR TO ATG | Annual line testing | Annual line testing |  | UST Currently In Use: 3; UST Temp Close: 0; AST Currently In Use: 0; AST Temp Closed: 0 | 3 | 0 | 0 | 23372-093-017334 | MIDSTATES PETROLEUM COMPANY
45130 | Permanently Closed | 2012-03-13 | 1994-09-16 | 2012-03-13 | Petroleum | Unleaded gasoline | Unleaded gasoline | Retail | Steel | Steel | Coated & cathodic protection (sti-P3) |  | Flexible |  |  | Catchment Basin | Flow Rest 90% Full | Flow Rest 90% Full | Interstitial Monitoring within Secondary Containment |  | Continuous Automatic Tank Gauge |  | Containment Sump | Containment Sump | Interstitial Monitoring within Secondary Containment | SENSOR TO ATG | Continuous alarm system | Continuous alarm system |  | UST Currently In Use: 2; UST Temp Close: 0; AST Currently In Use: 0; AST Temp Closed: 0 | 2 | 0 | 3 | 25265-003-017335 | LGWS/CROSS AMERICA PARTNERS
45131 | Permanently Closed | 2012-03-13 | 1994-09-16 | 2012-03-13 | Petroleum | Mid-grade gasoline | Mid-grade gasoline | Retail | Steel | Steel | Coated & cathodic protection (sti-P3) |  | Flexible |  |  | Catchment Basin | Flow Rest 90% Full | Flow Rest 90% Full | Interstitial Monitoring within Secondary Containment |  | Continuous Automatic Tank Gauge |  | Containment Sump | Containment Sump | Interstitial Monitoring within Secondary Containment |  | Continuous alarm system | Continuous alarm system |  | UST Currently In Use: 2; UST Temp Close: 0; AST Currently In Use: 0; AST Temp Closed: 0 | 2 | 0 | 3 | 25265-003-017335 | LGWS/CROSS AMERICA PARTNERS
45132 | Permanently Closed | 2012-03-13 | 1994-09-16 | 2012-03-13 | Petroleum | Premium gasoline | Premium gasoline | Retail | Steel | Steel | Coated & cathodic protection (sti-P3) |  | Flexible |  |  | Catchment Basin | Flow Rest 90% Full | Flow Rest 90% Full | Interstitial Monitoring within Secondary Containment |  | Continuous Automatic Tank Gauge |  | Containment Sump | Containment Sump | Interstitial Monitoring within Secondary Containment |  | Continuous alarm system | Continuous alarm system |  | UST Currently In Use: 2; UST Temp Close: 0; AST Currently In Use: 0; AST Temp Closed: 0 | 2 | 0 | 3 | 25265-003-017335 | LGWS/CROSS AMERICA PARTNERS
45133 | Currently in Use |  | 1994-10-05 |  | Petroleum | Unleaded gasoline | Unleaded gasoline | Retail | Steel | Steel | Coated & cathodic protection (sti-P3) |  | Flexible |  |  | Catchment Basin | Automatic shutoff device At 95% full | Automatic shutoff device At 95% full |  |  | Continuous Automatic Tank Gauge |  | Automatic flow restrictor (MLLD) | Automatic flow restrictor (MLLD) |  |  | Annual line testing | Annual line testing |  | UST Currently In Use: 2; UST Temp Close: 0; AST Currently In Use: 0; AST Temp Closed: 0 | 2 | 0 | 2 | 20875-039-000226 | GITTY UP-N-GO, INC.
45134 | Currently in Use |  | 1994-10-05 |  | Petroleum | Premium gasoline | Premium gasoline | Retail | Steel | Steel | Coated & cathodic protection (sti-P3) |  | Flexible |  |  | Catchment Basin | Automatic shutoff device At 95% full | Automatic shutoff device At 95% full |  |  | Continuous Automatic Tank Gauge |  | Containment Sump | Automatic flow restrictor (MLLD) |  |  | Annual line testing | Annual line testing |  | UST Currently In Use: 2; UST Temp Close: 0; AST Currently In Use: 0; AST Temp Closed: 0 | 2 | 0 | 2 | 20875-039-000226 | GITTY UP-N-GO, INC.
45135 | Currently in Use |  | 1994-10-03 |  | Petroleum | Unleaded gasoline | Unleaded gasoline | Retail | Steel | Steel | Coated & cathodic protection (sti-P3) |  | Flexible |  |  | Catchment Basin | Flow Rest 90% Full | Flow Rest 90% Full | Interstitial Monitoring within Secondary Containment | SENSOR TO ATG | Continuous Automatic Tank Gauge |  | Containment Sump | Automatic flow restrictor (MLLD) | Interstitial Monitoring within Secondary Containment | SENSOR TO ATG | Continuous alarm system | Annual line testing |  | UST Currently In Use: 4; UST Temp Close: 0; AST Currently In Use: 0; AST Temp Closed: 0 | 4 | 0 | 2 | 12920-053-000221 | JUNIOR FOOD STORES OF WEST FLORIDA
45136 | Currently in Use |  | 1994-10-03 |  | Petroleum | Mid-grade gasoline | Mid-grade gasoline | Retail | Steel | Steel | Coated & cathodic protection (sti-P3) |  | Flexible |  |  | Catchment Basin | Flow Rest 90% Full | Flow Rest 90% Full | Interstitial Monitoring within Secondary Containment | SENSOR TO ATG | Continuous Automatic Tank Gauge |  | Containment Sump | Automatic flow restrictor (MLLD) | Interstitial Monitoring within Secondary Containment | SENSOR TO ATG | Annual line testing | Annual line testing |  | UST Currently In Use: 4; UST Temp Close: 0; AST Currently In Use: 0; AST Temp Closed: 0 | 4 | 0 | 2 | 12920-053-000221 | JUNIOR FOOD STORES OF WEST FLORIDA
45137 | Currently in Use |  | 1994-10-03 |  | Petroleum | Premium gasoline | Premium gasoline | Retail | Steel | Steel | Coated & cathodic protection (sti-P3) |  | Flexible |  |  | Catchment Basin | Flow Rest 90% Full | Flow Rest 90% Full | Interstitial Monitoring within Secondary Containment | SENSOR TO ATG | Continuous Automatic Tank Gauge |  | Automatic flow restrictor (MLLD) | Automatic flow restrictor (MLLD) | Interstitial Monitoring within Secondary Containment | SENSOR TO ATG | Continuous alarm system | Annual line testing |  | UST Currently In Use: 4; UST Temp Close: 0; AST Currently In Use: 0; AST Temp Closed: 0 | 4 | 0 | 2 | 12920-053-000221 | JUNIOR FOOD STORES OF WEST FLORIDA
45138 | Currently in Use |  | 1994-10-03 |  | Petroleum | On road diesel | On road diesel | Retail | Steel | Steel | Coated & cathodic protection (sti-P3) |  | Flexible |  |  | Catchment Basin | Flow Rest 90% Full | Flow Rest 90% Full | Interstitial Monitoring within Secondary Containment | SENSOR TO ATG | Continuous Automatic Tank Gauge |  | Automatic flow restrictor (MLLD) | Automatic flow restrictor (MLLD) | Interstitial Monitoring within Secondary Containment | SENSOR TO ATG | Annual line testing | Annual line testing |  | UST Currently In Use: 4; UST Temp Close: 0; AST Currently In Use: 0; AST Temp Closed: 0 | 4 | 0 | 2 | 12920-053-000221 | JUNIOR FOOD STORES OF WEST FLORIDA
45139 | Permanently Closed | 2014-04-17 | 1988-10-08 | 2014-04-17 | Petroleum | Kerosene | Kerosene | Retail | Steel | Steel | Coated & cathodic protection (sti-P3) |  | Steel |  | 1901-01-01 | Catchment Basin | Flow Rest 90% Full | Flow Rest 90% Full |  |  | Automatic Tank Gauge | [8 empty] | UST Currently In Use: 4; UST Temp Close: 1; AST Currently In Use: 0; AST Temp Closed: 0 | 4 | 1 | 1 | 25994-043-013846 | RAJESH PATEL
45140 | Currently in Use |  | 1994-06-06 |  | Petroleum | Premium gasoline | Premium gasoline | Retail | Steel | Steel | Coated & cathodic protection (sti-P3) |  | UNKNOWN |  | 2019-09-01 | Catchment Basin | Flow Rest 90% Full | Flow Rest 90% Full |  |  | Automatic Tank Gauge |  | Containment Sump | Automatic flow restrictor (MLLD) |  |  | Continuous alarm system | Continuous alarm system |  | UST Currently In Use: 2; UST Temp Close: 0; AST Currently In Use: 0; AST Temp Closed: 0 | 2 | 0 | 0 | 23598-071-017336 | R & R PARTNERSHIP
45141 | Currently in Use |  | 1994-06-06 |  | Petroleum | Unleaded gasoline | Unleaded gasoline | Retail | Steel | Steel | Coated & cathodic protection (sti-P3) |  | Double Wall |  | 2019-09-01 | Catchment Basin | Flow Rest 90% Full | Flow Rest 90% Full |  |  | Automatic Tank Gauge |  | Containment Sump | Automatic flow restrictor (MLLD) |  |  | Annual line testing | Annual line testing |  | UST Currently In Use: 2; UST Temp Close: 0; AST Currently In Use: 0; AST Temp Closed: 0 | 2 | 0 | 0 | 23598-071-017336 | R & R PARTNERSHIP
45142 | Permanently Closed | 1995-03-01 | 1901-01-01 | 2003-08-07 | Petroleum | Used oil | Used oil | Retail |  |  |  | Painted or None |  |  | 1901-01-01 | Other | Other | Other | [11 empty] | UST Currently In Use: 0; UST Temp Close: 0; AST Currently In Use: 0; AST Temp Closed: 0 | 0 | 0 | 4 | 19950-081-010902 | OIL SOUTH INC
45143 | Currently in Use |  | 1993-07-27 |  | Petroleum | Unleaded gasoline | Unleaded gasoline | Retail | Single Wall | Single Wall | Coated & cathodic protection (sti-P3) |  | Single Wall |  |  | Catchment Basin | Automatic shutoff device At 95% full | Automatic shutoff device At 95% full |  |  | Continuous Automatic Tank Gauge | [8 empty] | UST Currently In Use: 1; UST Temp Close: 0; AST Currently In Use: 1; AST Temp Closed: 0 | 1 | 0 | 0 | 25462-055-017337 | JANAK PATEL
45144 | Currently in Use |  | 1994-05-24 |  | Petroleum | Mid-grade gasoline | Mid-grade gasoline | Retail | Steel | Steel | Coated & cathodic protection (sti-P3) |  | Double Wall |  |  | Catchment Basin | Flow Rest 90% Full | Flow Rest 90% Full |  |  | Continuous Automatic Tank Gauge |  | Automatic flow restrictor (MLLD) | Automatic flow restrictor (MLLD) |  |  | Annual line testing | Annual line testing |  | UST Currently In Use: 5; UST Temp Close: 0; AST Currently In Use: 0; AST Temp Closed: 0 | 5 | 0 | 0 | 23515-021-017338 | HICKS PROPERTIES LLC
45145 | Currently in Use |  | 1994-05-24 |  | Petroleum | Premium gasoline | Premium gasoline | Retail | Steel | Steel | Coated & cathodic protection (sti-P3) |  | Double Wall |  |  | Catchment Basin | Flow Rest 90% Full | Flow Rest 90% Full |  |  | Continuous Automatic Tank Gauge |  | Automatic flow restrictor (MLLD) | Automatic flow restrictor (MLLD) |  |  | Annual line testing | Annual line testing |  | UST Currently In Use: 5; UST Temp Close: 0; AST Currently In Use: 0; AST Temp Closed: 0 | 5 | 0 | 0 | 23515-021-017338 | HICKS PROPERTIES LLC
45146 | Currently in Use |  | 1994-05-24 |  | Petroleum | Unleaded gasoline | Unleaded gasoline | Retail | Steel | Steel | Coated & cathodic protection (sti-P3) |  | Fiberglass reinforced plastic |  |  | Catchment Basin | Flow Rest 90% Full | Flow Rest 90% Full |  |  | Continuous Automatic Tank Gauge |  | Automatic flow restrictor (MLLD) | Automatic flow restrictor (MLLD) |  |  | Annual line testing | Annual line testing |  | UST Currently In Use: 5; UST Temp Close: 0; AST Currently In Use: 0; AST Temp Closed: 0 | 5 | 0 | 0 | 23515-021-017338 | HICKS PROPERTIES LLC
45147 | Currently in Use |  | 1994-05-24 |  | Petroleum | On road diesel | On road diesel | Retail | Steel | Steel | Coated & cathodic protection (sti-P3) |  | Double Wall |  |  | Catchment Basin | Flow Rest 90% Full | Flow Rest 90% Full |  |  | Continuous Automatic Tank Gauge |  | Automatic flow restrictor (MLLD) | Automatic flow restrictor (MLLD) |  |  | Annual line testing | Annual line testing |  | UST Currently In Use: 5; UST Temp Close: 0; AST Currently In Use: 0; AST Temp Closed: 0 | 5 | 0 | 0 | 23515-021-017338 | HICKS PROPERTIES LLC
45148 | Currently in Use |  | 1994-05-24 |  | Petroleum | On road diesel | On road diesel | Bulk facility | Steel | Steel | Coated & cathodic protection (sti-P3) |  | Fiberglass reinforced plastic |  |  | Catchment Basin | Flow Rest 90% Full | Flow Rest 90% Full |  |  | Continuous Automatic Tank Gauge | [8 empty] | UST Currently In Use: 5; UST Temp Close: 0; AST Currently In Use: 0; AST Temp Closed: 0 | 5 | 0 | 0 | 23515-021-017338 | HICKS PROPERTIES LLC
45149 | Temporary Closed | 2008-12-31 | 1988-04-01 |  | Petroleum | Unleaded gasoline | Unleaded gasoline | Retail | Steel | Single Wall | Coated & cathodic protection (sti-P3) |  | Single Wall |  | 1901-01-01 | Catchment Basin | Automatic shutoff device At 95% full | Automatic shutoff device At 95% full |  |  | Statistical Inventory Reconciliation (SIR) | [8 empty] | UST Currently In Use: 0; UST Temp Close: 2; AST Currently In Use: 0; AST Temp Closed: 0 | 0 | 2 | 0 | 23847-127-017339 | MIKE HARRIS
45150 | Temporary Closed | 2008-12-31 | 1988-04-01 |  | Petroleum | Premium gasoline | Premium gasoline | Retail | Single Wall | Single Wall | Coated & cathodic protection (sti-P3) |  | Single Wall |  | 1901-01-01 | Catchment Basin | Automatic shutoff device At 95% full | Automatic shutoff device At 95% full |  |  | Statistical Inventory Reconciliation (SIR) | [8 empty] | UST Currently In Use: 0; UST Temp Close: 2; AST Currently In Use: 0; AST Temp Closed: 0 | 0 | 2 | 0 | 23847-127-017339 | MIKE HARRIS
45151 | Temporary Closed | 2000-08-25 | 1989-08-03 |  | Petroleum | Unleaded gasoline | Unleaded gasoline | Retail | Steel | Steel | Coated & cathodic protection (sti-P3) |  | Fiberglass reinforced plastic |  | 1901-01-01 | Catchment Basin | Automatic shutoff device At 95% full | Automatic shutoff device At 95% full |  |  |  |  | Automatic flow restrictor (MLLD) | Automatic flow restrictor (MLLD) |  |  | Annual line testing | Annual line testing |  | UST Currently In Use: 0; UST Temp Close: 4; AST Currently In Use: 0; AST Temp Closed: 0 | 0 | 4 | 0 | 21951-011-017341 | FRANKLIN FIELD AIRPORT AUTHORITY INC
45152 | Temporary Closed | 2003-06-11 | 1989-08-03 |  | Petroleum | Unleaded gasoline | Unleaded gasoline | Local Government | Steel | Steel | Coated & cathodic protection (sti-P3) |  | Fiberglass reinforced plastic |  | 1901-01-01 | Catchment Basin | Automatic shutoff device At 95% full | Automatic shutoff device At 95% full |  |  |  |  | Automatic flow restrictor (MLLD) | Automatic flow restrictor (MLLD) |  |  | Annual line testing | Annual line testing |  | UST Currently In Use: 0; UST Temp Close: 4; AST Currently In Use: 0; AST Temp Closed: 0 | 0 | 4 | 0 | 21951-011-017341 | FRANKLIN FIELD AIRPORT AUTHORITY INC
45153 | Temporary Closed | 2000-08-25 | 1989-08-03 |  | Petroleum | Unleaded gasoline | Unleaded gasoline | Local Government | Steel | Steel | Coated & cathodic protection (sti-P3) |  | Fiberglass reinforced plastic |  | 1901-01-01 | Catchment Basin | Automatic shutoff device At 95% full | Automatic shutoff device At 95% full |  |  |  |  | Automatic flow restrictor (MLLD) | Automatic flow restrictor (MLLD) |  |  | Annual line testing | Annual line testing |  | UST Currently In Use: 0; UST Temp Close: 4; AST Currently In Use: 0; AST Temp Closed: 0 | 0 | 4 | 0 | 21951-011-017341 | FRANKLIN FIELD AIRPORT AUTHORITY INC
45154 | Temporary Closed | 2000-08-25 | 1989-08-03 |  | Petroleum | On road diesel | On road diesel | Retail | Steel | Steel | Coated & cathodic protection (sti-P3) |  | Fiberglass reinforced plastic |  | 1901-01-01 | Catchment Basin | Automatic shutoff device At 95% full | Automatic shutoff device At 95% full | [11 empty] | UST Currently In Use: 0; UST Temp Close: 4; AST Currently In Use: 0; AST Temp Closed: 0 | 0 | 4 | 0 | 21951-011-017341 | FRANKLIN FIELD AIRPORT AUTHORITY INC
45155 | Currently in Use |  | 1994-09-01 |  | Petroleum | Unleaded gasoline | Unleaded gasoline | Retail | Single Wall | Single Wall | Coated & cathodic protection (sti-P3) |  | Double Wall |  |  | Catchment Basin | Flow Rest 90% Full | Flow Rest 90% Full |  |  | Continuous Automatic Tank Gauge | Single walled submersible pump containment sump | Automatic shutoff device (AELLD) | Automatic shutoff device (AELLD) | [5 empty] | UST Currently In Use: 2; UST Temp Close: 0; AST Currently In Use: 0; AST Temp Closed: 0 | 2 | 0 | 3 | 25265-009-006825 | LGWS/CROSS AMERICA PARTNERS
45156 | Currently in Use |  | 1994-09-01 |  | Petroleum | Premium gasoline | Premium gasoline | Retail | Steel | Single Wall | Coated & cathodic protection (sti-P3) |  | Double Wall |  |  | Catchment Basin | Flow Rest 90% Full | Flow Rest 90% Full |  |  | Continuous Automatic Tank Gauge | Single walled submersible pump containment sump | Automatic shutoff device (AELLD) | Automatic shutoff device (AELLD) | [5 empty] | UST Currently In Use: 2; UST Temp Close: 0; AST Currently In Use: 0; AST Temp Closed: 0 | 2 | 0 | 3 | 25265-009-006825 | LGWS/CROSS AMERICA PARTNERS
45157 | Currently in Use |  | 1994-08-18 |  | Petroleum | Unleaded gasoline | Unleaded gasoline | Retail | Fiberglass reinforced plastic | Fiberglass reinforced plastic |  |  | Fiberglass reinforced plastic |  | 1901-01-01 | Catchment Basin | Flow Rest 90% Full | Flow Rest 90% Full |  |  | Continuous Automatic Tank Gauge |  | Automatic shutoff device (AELLD) | Automatic shutoff device (AELLD) | [5 empty] | UST Currently In Use: 3; UST Temp Close: 0; AST Currently In Use: 0; AST Temp Closed: 0 | 3 | 0 | 0 | 13526-073-017343 | MOORE OIL COMPANY, INC.
45158 | Currently in Use |  | 1994-08-18 |  | Petroleum | Unleaded gasoline | Unleaded gasoline | Retail | Single Wall | Fiberglass reinforced plastic |  |  | 2-PIECES |  | 1901-01-01 | Catchment Basin | Flow Rest 90% Full | Flow Rest 90% Full |  |  | Continuous Automatic Tank Gauge |  | Automatic shutoff device (AELLD) | Automatic shutoff device (AELLD) | [5 empty] | UST Currently In Use: 3; UST Temp Close: 0; AST Currently In Use: 0; AST Temp Closed: 0 | 3 | 0 | 0 | 13526-073-017343 | MOORE OIL COMPANY, INC.
45159 | Currently in Use |  | 1994-08-18 |  | Petroleum | Premium gasoline | Premium gasoline | Retail | Fiberglass reinforced plastic | Fiberglass reinforced plastic |  |  | Double Wall |  | 1901-01-01 | Catchment Basin | Flow Rest 90% Full | Flow Rest 90% Full |  |  | Continuous Automatic Tank Gauge |  | Automatic shutoff device (AELLD) | Automatic shutoff device (AELLD) | [5 empty] | UST Currently In Use: 3; UST Temp Close: 0; AST Currently In Use: 0; AST Temp Closed: 0 | 3 | 0 | 0 | 13526-073-017343 | MOORE OIL COMPANY, INC.
45160 | Currently in Use |  | 1994-10-24 |  | Petroleum | Unleaded gasoline | Unleaded gasoline | Retail | Steel | Steel | Coated & cathodic protection (sti-P3) |  | ENVIROFLEX |  |  | Catchment Basin | Automatic shutoff device At 95% full | Automatic shutoff device At 95% full | Interstitial Monitoring within Secondary Containment |  | Continuous Automatic Tank Gauge |  | Containment Sump | Automatic shutoff device (AELLD) | Interstitial Monitoring within Secondary Containment |  | Continuous alarm system | Continuous alarm system |  | UST Currently In Use: 5; UST Temp Close: 0; AST Currently In Use: 0; AST Temp Closed: 0 | 5 | 0 | 7 | 22176-021-011777 | CIRCLE K
45162 | Currently in Use |  | 1994-10-24 |  | Petroleum | Premium gasoline | Premium gasoline | Retail | Steel | Steel | Coated & cathodic protection (sti-P3) |  | ENVIROFLEX |  |  | Catchment Basin | Automatic shutoff device At 95% full | Automatic shutoff device At 95% full | Interstitial Monitoring within Secondary Containment |  | Continuous Automatic Tank Gauge |  | Automatic shutoff device (AELLD) | Automatic shutoff device (AELLD) | Interstitial Monitoring within Secondary Containment |  | Continuous alarm system | Continuous alarm system |  | UST Currently In Use: 5; UST Temp Close: 0; AST Currently In Use: 0; AST Temp Closed: 0 | 5 | 0 | 7 | 22176-021-011777 | CIRCLE K
45163 | Currently in Use |  | 1994-10-24 |  | Petroleum | On road diesel | On road diesel | Retail | Steel | Steel | Coated & cathodic protection (sti-P3) |  | ENVIROFLEX |  |  | Catchment Basin | Automatic shutoff device At 95% full | Automatic shutoff device At 95% full | Interstitial Monitoring within Secondary Containment |  | Continuous Automatic Tank Gauge |  | Containment Sump | Automatic shutoff device (AELLD) | Interstitial Monitoring within Secondary Containment |  | Continuous alarm system | Continuous alarm system |  | UST Currently In Use: 5; UST Temp Close: 0; AST Currently In Use: 0; AST Temp Closed: 0 | 5 | 0 | 7 | 22176-021-011777 | CIRCLE K
45165 | Permanently Closed | 2006-09-11 | 1994-06-07 | 2006-09-11 | Petroleum | Unleaded gasoline | Unleaded gasoline | Bulk facility | Fiberglass reinforced plastic | Fiberglass reinforced plastic |  |  | Fiberglass reinforced plastic |  | 1901-01-01 | Catchment Basin | Flow Rest 90% Full | Flow Rest 90% Full | Interstitial Monitoring within Secondary Containment |  | Continuous Automatic Tank Gauge |  |  |  | Interstitial Monitoring within Secondary Containment |  | Continuous alarm system | Continuous alarm system |  | UST Currently In Use: 0; UST Temp Close: 0; AST Currently In Use: 0; AST Temp Closed: 0 | 0 | 0 | 7 | 14667-045-002983 | DEPARTMENT OF TRANSPORTATION HIGHWAY
45167 | Permanently Closed | 2006-09-11 | 1994-06-07 | 2006-09-11 | Petroleum | Unleaded gasoline | Unleaded gasoline | Bulk facility | Fiberglass reinforced plastic | Fiberglass reinforced plastic |  |  | Fiberglass reinforced plastic |  | 1901-01-01 | Catchment Basin | Flow Rest 90% Full | Flow Rest 90% Full | Interstitial Monitoring within Secondary Containment |  | Continuous Automatic Tank Gauge |  |  |  | Interstitial Monitoring within Secondary Containment |  | Continuous alarm system | Continuous alarm system |  | UST Currently In Use: 0; UST Temp Close: 0; AST Currently In Use: 0; AST Temp Closed: 0 | 0 | 0 | 7 | 14667-045-002983 | DEPARTMENT OF TRANSPORTATION HIGHWAY
45170 | Currently in Use |  | 1994-11-24 |  | Petroleum | Unleaded gasoline | Unleaded gasoline | Retail | Steel | Single Wall | Coated & cathodic protection (sti-P3) |  | Fiberglass reinforced plastic |  |  | Catchment Basin | Flow Rest 90% Full | Flow Rest 90% Full |  |  | Automatic Tank Gauge | Direct Bury submersible pump | [7 empty] | UST Currently In Use: 1; UST Temp Close: 0; AST Currently In Use: 0; AST Temp Closed: 0 | 1 | 0 | 0 | 24605-103-009742 | HUBERT AND TRIXIE MOLAND
45171 | Currently in Use |  | 1971-01-01 |  | Petroleum | On road diesel | On road diesel | Retail | Steel | Single Wall | Interior lined (not allowed as a standalone method of corrosion protection) |  | Fiberglass reinforced plastic |  |  | Catchment Basin | Flow Rest 90% Full | Flow Rest 90% Full |  |  | Statistical Inventory Reconciliation (SIR) |  | Automatic flow restrictor (MLLD) | Automatic flow restrictor (MLLD) |  |  | Statistical inventory reconciliation (SIR) | Statistical inventory reconciliation (SIR) |  | UST Currently In Use: 3; UST Temp Close: 0; AST Currently In Use: 0; AST Temp Closed: 0 | 3 | 0 | 0 | 15310-083-009325 | WATKINS OIL CO INC
45172 | Currently in Use |  | 1994-06-09 |  | Petroleum | Unleaded gasoline | Unleaded gasoline | Retail | Steel | Single Wall | Coated & cathodic protection (sti-P3) |  | Fiberglass reinforced plastic |  |  | Catchment Basin | Flow Rest 90% Full | Flow Rest 90% Full |  |  | Continuous Automatic Tank Gauge | Single walled submersible pump containment sump | Automatic flow restrictor (MLLD) | Automatic flow restrictor (MLLD) |  |  | Annual line testing | Annual line testing |  | UST Currently In Use: 3; UST Temp Close: 0; AST Currently In Use: 0; AST Temp Closed: 0 | 3 | 0 | 0 | 22196-127-017345 | RELIANCE, LLC
45173 | Currently in Use |  | 1994-06-09 |  | Petroleum | Premium gasoline | Premium gasoline | Retail | Steel | Single Wall | Coated & cathodic protection (sti-P3) |  | Double Wall |  |  | Catchment Basin | Flow Rest 90% Full | Flow Rest 90% Full |  |  | Continuous Automatic Tank Gauge | Single walled submersible pump containment sump | Automatic flow restrictor (MLLD) | Automatic flow restrictor (MLLD) |  |  | Annual line testing | Annual line testing |  | UST Currently In Use: 3; UST Temp Close: 0; AST Currently In Use: 0; AST Temp Closed: 0 | 3 | 0 | 0 | 22196-127-017345 | RELIANCE, LLC
45174 | Currently in Use |  | 1994-06-09 |  | Petroleum | Unleaded gasoline | Unleaded gasoline | Retail | Steel | Single Wall | Coated & cathodic protection (sti-P3) |  | GEOFLEX II |  |  | Catchment Basin | Flow Rest 90% Full | Flow Rest 90% Full |  |  | Continuous Automatic Tank Gauge | Single walled submersible pump containment sump | Automatic flow restrictor (MLLD) | Automatic flow restrictor (MLLD) |  |  | Annual line testing | Annual line testing |  | UST Currently In Use: 3; UST Temp Close: 0; AST Currently In Use: 0; AST Temp Closed: 0 | 3 | 0 | 0 | 22196-127-017345 | RELIANCE, LLC
45175 | Permanently Closed | 1995-01-01 | 1988-12-15 | 1995-03-23 | Petroleum | On road diesel | On road diesel | Industrial | Steel | Steel | Coated & cathodic protection (sti-P3) |  | Steel |  | 1901-01-01 | Catchment Basin | [13 empty] | UST Currently In Use: 0; UST Temp Close: 0; AST Currently In Use: 0; AST Temp Closed: 0 | 0 | 0 | 2 | 19301-101-017344 | JENKINS BRICK CO
45180 | Permanently Closed | 1995-01-01 | 1988-12-15 | 1995-03-23 | Petroleum | Unleaded gasoline | Unleaded gasoline | Industrial | Steel | Steel | Coated & cathodic protection (sti-P3) |  | Steel |  | 1901-01-01 | Catchment Basin | [13 empty] | UST Currently In Use: 0; UST Temp Close: 0; AST Currently In Use: 0; AST Temp Closed: 0 | 0 | 0 | 2 | 19301-101-017344 | JENKINS BRICK CO
45181 | Permanently Closed | 2008-07-01 | 1988-12-15 | 2008-07-01 | Petroleum | On road diesel | On road diesel | Bulk facility | Steel | Steel | Coated & cathodic protection (sti-P3) |  | SACANODES |  | 1901-01-01 | Catchment Basin | Automatic shutoff device At 95% full | Automatic shutoff device At 95% full |  |  | Automatic Tank Gauge | [8 empty] | UST Currently In Use: 0; UST Temp Close: 0; AST Currently In Use: 2; AST Temp Closed: 0 | 0 | 0 | 3 | 15723-109-013683 | PIKE COUNTY BOARD OF EDUCATION
45182 | Permanently Closed | 1998-11-24 | 1987-01-01 | 1998-11-24 | Petroleum | Unleaded gasoline | Unleaded gasoline | Bulk facility | Steel | Steel | Coated & cathodic protection (sti-P3) |  | Steel |  | 1901-01-01 | Catchment Basin | [13 empty] | UST Currently In Use: 0; UST Temp Close: 0; AST Currently In Use: 1; AST Temp Closed: 0 | 0 | 0 | 1 | 15723-109-013685 | PIKE COUNTY BOARD OF EDUCATION
45183 | Currently in Use |  | 1993-12-15 |  | Petroleum | On road diesel | On road diesel | Retail | Steel | Steel | Coated & cathodic protection (sti-P3) |  | Fiberglass reinforced plastic |  |  | Catchment Basin | Flow Rest 90% Full | Audible high level alarm At 90% full |  |  | Automatic Tank Gauge |  | Automatic flow restrictor (MLLD) | Automatic flow restrictor (MLLD) |  |  | Annual line testing | Annual line testing |  | UST Currently In Use: 3; UST Temp Close: 0; AST Currently In Use: 0; AST Temp Closed: 0 | 3 | 0 | 4 | 12409-005-007936 | Tim Shirley
45184 | Currently in Use |  | 1994-08-15 |  | Petroleum | Unleaded gasoline | Unleaded gasoline | Retail | Steel | Steel | Coated & cathodic protection (sti-P3) |  | Fiberglass reinforced plastic |  |  | Catchment Basin | Flow Rest 90% Full | Automatic shutoff device At 95% full |  |  | Continuous Automatic Tank Gauge |  | Automatic flow restrictor (MLLD) | Automatic flow restrictor (MLLD) |  |  | Annual line testing | Annual line testing |  | UST Currently In Use: 2; UST Temp Close: 0; AST Currently In Use: 0; AST Temp Closed: 0 | 2 | 0 | 0 | 15201-117-017348 | VULCAN OIL COMPANY INC.
45185 | Currently in Use |  | 1994-08-15 |  | Petroleum | Premium gasoline | Premium gasoline | Retail | Steel | Steel | Coated & cathodic protection (sti-P3) |  | Fiberglass reinforced plastic |  |  | Catchment Basin | Automatic shutoff device At 95% full | Automatic shutoff device At 95% full |  |  | Continuous Automatic Tank Gauge |  | Automatic flow restrictor (MLLD) | Automatic flow restrictor (MLLD) |  |  | AUTO FLOW | Annual line testing |  | UST Currently In Use: 2; UST Temp Close: 0; AST Currently In Use: 0; AST Temp Closed: 0 | 2 | 0 | 0 | 15201-117-017348 | VULCAN OIL COMPANY INC.
45186 | Permanently Closed | 1997-08-20 | 1987-04-24 | 1997-08-20 | Petroleum | On road diesel | On road diesel | Retail | Steel | Steel | Coated & cathodic protection (sti-P3) |  | Steel |  | 1901-01-01 | [14 empty] | UST Currently In Use: 0; UST Temp Close: 0; AST Currently In Use: 0; AST Temp Closed: 0 | 0 | 0 | 4 | 11786-081-010065 | FARMERS ALLIANCE WAREHOUSE
45187 | Currently in Use |  | 1994-07-29 |  | Petroleum | On road diesel | On road diesel | Local government | Steel | Steel | Coated & cathodic protection (sti-P3) |  | Fiberglass reinforced plastic |  |  | Catchment Basin | Flow Rest 90% Full | Flow Rest 90% Full | Interstitial Monitoring within Secondary Containment | [10 empty] | UST Currently In Use: 2; UST Temp Close: 0; AST Currently In Use: 0; AST Temp Closed: 0 | 2 | 0 | 2 | 10358-001-009489 | AUTAUGA COUNTY COMMISSION
45190 | Permanently Closed | 1998-07-31 | 1901-01-01 | 1998-07-31 | Petroleum | Unleaded gasoline | Unleaded gasoline | Bulk facility | [6 empty] | 1901-01-01 | [5 empty] | Statistical Inventory Reconciliation (SIR) | [8 empty] | UST Currently In Use: 0; UST Temp Close: 0; AST Currently In Use: 0; AST Temp Closed: 0 | 0 | 0 | 4 | 17461-083-012628 | CHARLIE BAUCOM INC
45191 | Currently in Use |  | 1994-10-18 |  | Petroleum | Unleaded gasoline | Unleaded gasoline | Retail | Single Wall | Single Wall | Coated & cathodic protection (sti-P3) |  | Double Wall |  |  | Catchment Basin | Flow Rest 90% Full | Flow Rest 90% Full |  |  | Continuous Automatic Tank Gauge | Single walled submersible pump containment sump | Automatic shutoff device (AELLD) | Automatic shutoff device (AELLD) |  |  | Other | Other |  | UST Currently In Use: 2; UST Temp Close: 0; AST Currently In Use: 0; AST Temp Closed: 0 | 2 | 0 | 6 | 14852-103-002700 | TERRY AND YOUNG OIL COMPANY, INC.
45192 | Currently in Use |  | 1994-10-18 |  | Petroleum | Premium gasoline | Premium gasoline | Retail | Single Wall | Single Wall | Coated & cathodic protection (sti-P3) |  | Double Wall |  |  | Catchment Basin | Flow Rest 90% Full | Flow Rest 90% Full |  |  | Continuous Automatic Tank Gauge | Single walled submersible pump containment sump | Automatic shutoff device (AELLD) | Automatic shutoff device (AELLD) |  |  | Other | Other |  | UST Currently In Use: 2; UST Temp Close: 0; AST Currently In Use: 0; AST Temp Closed: 0 | 2 | 0 | 6 | 14852-103-002700 | TERRY AND YOUNG OIL COMPANY, INC.
45195 | Temporary Closed | 2015-02-01 | 1994-08-08 |  | Petroleum | Premium gasoline | Premium gasoline | Retail | Steel | Single Wall | Coated & cathodic protection (sti-P3) |  | Fiberglass reinforced plastic |  | 1901-01-01 | Catchment Basin | Flow Rest 90% Full | Flow Rest 90% Full |  |  | Continuous Automatic Tank Gauge |  | Automatic shutoff device (AELLD) | Automatic shutoff device (AELLD) | [5 empty] | UST Currently In Use: 0; UST Temp Close: 3; AST Currently In Use: 0; AST Temp Closed: 0 | 0 | 3 | 3 | 25493-103-004480 | MAMTA PATEL
45196 | Currently in Use |  | 1993-11-15 |  | Petroleum | Unleaded gasoline | Unleaded gasoline | Retail | Steel | Steel | Coated & cathodic protection (sti-P3) |  | Fiberglass reinforced plastic |  |  | Catchment Basin | Flow Rest 90% Full | Flow Rest 90% Full |  |  | Automatic Tank Gauge |  | Automatic flow restrictor (MLLD) | Automatic flow restrictor (MLLD) | Interstitial Monitoring within Secondary Containment | SENSOR TO ATG | Annual line testing | Annual line testing |  | UST Currently In Use: 3; UST Temp Close: 0; AST Currently In Use: 0; AST Temp Closed: 0 | 3 | 0 | 0 | 25244-083-017350 | MEX NORTH ALABAMA, LLC.
45197 | Currently in Use |  | 1993-11-15 |  | Petroleum | Premium gasoline | Premium gasoline | Retail | Steel | Steel | Coated & cathodic protection (sti-P3) |  | Fiberglass reinforced plastic |  |  | Catchment Basin | Flow Rest 90% Full | Flow Rest 90% Full |  |  | Automatic Tank Gauge |  | Containment Sump | Automatic flow restrictor (MLLD) | Interstitial Monitoring within Secondary Containment | SENSOR TO ATG | Continuous alarm system | Annual line testing |  | UST Currently In Use: 3; UST Temp Close: 0; AST Currently In Use: 0; AST Temp Closed: 0 | 3 | 0 | 0 | 25244-083-017350 | MEX NORTH ALABAMA, LLC.
45198 | Currently in Use |  | 1994-10-07 |  | Petroleum | Unleaded gasoline | Unleaded gasoline | Retail | Steel | Steel | Coated & cathodic protection (sti-P3) |  | Flexible |  |  | Catchment Basin | Flow Rest 90% Full | Flow Rest 90% Full |  |  | Continuous Automatic Tank Gauge |  | Automatic flow restrictor (MLLD) | Automatic flow restrictor (MLLD) |  |  | Annual line testing | Annual line testing |  | UST Currently In Use: 3; UST Temp Close: 0; AST Currently In Use: 0; AST Temp Closed: 0 | 3 | 0 | 0 | 22581-117-017351 | ISSA ENTERPRISES / AMIN ISSA
45199 | Currently in Use |  | 1994-10-07 |  | Petroleum | On road diesel | On road diesel | Retail | Steel | Steel | Coated & cathodic protection (sti-P3) |  | Flexible |  |  | Catchment Basin | Flow Rest 90% Full | Flow Rest 90% Full |  |  | Continuous Automatic Tank Gauge |  | Containment Sump | Automatic flow restrictor (MLLD) |  |  | Annual line testing | Annual line testing |  | UST Currently In Use: 3; UST Temp Close: 0; AST Currently In Use: 0; AST Temp Closed: 0 | 3 | 0 | 0 | 22581-117-017351 | ISSA ENTERPRISES / AMIN ISSA
45200 | Currently in Use |  | 1994-10-07 |  | Petroleum | Premium gasoline | Premium gasoline | Retail | Steel | Steel | Coated & cathodic protection (sti-P3) |  | Flexible |  |  | Catchment Basin | Flow Rest 90% Full | Flow Rest 90% Full |  |  | Continuous Automatic Tank Gauge |  | Containment Sump | Automatic flow restrictor (MLLD) |  |  | Annual line testing | Annual line testing |  | UST Currently In Use: 3; UST Temp Close: 0; AST Currently In Use: 0; AST Temp Closed: 0 | 3 | 0 | 0 | 22581-117-017351 | ISSA ENTERPRISES / AMIN ISSA
45201 | Currently in Use |  | 1994-06-15 |  | Petroleum | On road diesel | On road diesel | Retail | Single Wall | Single Wall | Coated & cathodic protection (sti-P3) |  | Double Wall |  |  | Catchment Basin | Flow Rest 90% Full | Automatic shutoff device At 95% full |  |  | Continuous Automatic Tank Gauge | Single walled submersible pump containment sump | Automatic flow restrictor (MLLD) | Automatic flow restrictor (MLLD) |  | SENSOR TO ATG | Annual line testing | Annual line testing |  | UST Currently In Use: 3; UST Temp Close: 0; AST Currently In Use: 0; AST Temp Closed: 0 | 3 | 0 | 0 | 11379-079-017352 | SIBLEY OIL COMPANY
45202 | Currently in Use |  | 1994-06-15 |  | Petroleum | Unleaded gasoline | Unleaded gasoline | Retail | Single Wall | Single Wall | Coated & cathodic protection (sti-P3) |  | Double Wall |  |  | Catchment Basin | Flow Rest 90% Full | Automatic shutoff device At 95% full |  |  | Continuous Automatic Tank Gauge | Single walled submersible pump containment sump | Automatic flow restrictor (MLLD) | Automatic flow restrictor (MLLD) |  | SENSOR TO ATG | Annual line testing | Annual line testing |  | UST Currently In Use: 3; UST Temp Close: 0; AST Currently In Use: 0; AST Temp Closed: 0 | 3 | 0 | 0 | 11379-079-017352 | SIBLEY OIL COMPANY
45204 | Currently in Use |  | 1994-06-15 |  | Petroleum | Premium gasoline | Premium gasoline | Retail | Single Wall | Single Wall | Coated & cathodic protection (sti-P3) |  | Fiberglass reinforced plastic |  |  | Catchment Basin | Flow Rest 90% Full | Automatic shutoff device At 95% full |  |  | Continuous Automatic Tank Gauge | Single walled submersible pump containment sump | Automatic flow restrictor (MLLD) | Automatic flow restrictor (MLLD) |  | SENSOR TO ATG | Annual line testing | Annual line testing |  | UST Currently In Use: 3; UST Temp Close: 0; AST Currently In Use: 0; AST Temp Closed: 0 | 3 | 0 | 0 | 11379-079-017352 | SIBLEY OIL COMPANY
45206 | Currently in Use |  | 1994-09-02 |  | Petroleum | Unleaded gasoline | Unleaded gasoline | Retail | MANIFOLDED | Single Wall | Coated & cathodic protection (sti-P3) |  | Double Wall |  |  | Catchment Basin | Automatic shutoff device At 95% full | Automatic shutoff device At 95% full |  |  | Continuous Automatic Tank Gauge |  | MASTER | Automatic shutoff device (AELLD) |  |  | MASTER | Other |  | UST Currently In Use: 3; UST Temp Close: 0; AST Currently In Use: 1; AST Temp Closed: 0 | 3 | 0 | 0 | 23552-127-017353 | ASHOKKUMAR PATEL
45207 | Currently in Use |  | 1994-09-02 |  | Petroleum | Ethanol free gasoline | Ethanol free gasoline | Retail | Steel | Single Wall | Coated & cathodic protection (sti-P3) |  | Flexible |  |  | Catchment Basin | Automatic shutoff device At 95% full | Automatic shutoff device At 95% full |  |  | Continuous Automatic Tank Gauge |  | Automatic shutoff device (AELLD) | Automatic shutoff device (AELLD) | [5 empty] | UST Currently In Use: 3; UST Temp Close: 0; AST Currently In Use: 1; AST Temp Closed: 0 | 3 | 0 | 0 | 23552-127-017353 | ASHOKKUMAR PATEL
45208 | Currently in Use |  | 1990-01-20 |  | Petroleum | Unleaded gasoline | Unleaded gasoline | Retail | Single Wall | Single Wall | Coated & cathodic protection (sti-P3) |  | Fiberglass reinforced plastic |  |  | Catchment Basin | Flow Rest 90% Full | Flow Rest 90% Full |  |  | Continuous Automatic Tank Gauge | Direct Bury submersible pump | [7 empty] | UST Currently In Use: 3; UST Temp Close: 0; AST Currently In Use: 0; AST Temp Closed: 0 | 3 | 0 | 2 | 22047-103-014563 | CECILIA MICHELLE CAHILL
45209 | Currently in Use |  | 1990-01-20 |  | Petroleum | Unleaded gasoline | Unleaded gasoline | Retail | Single Wall | Single Wall | Coated & cathodic protection (sti-P3) |  | Fiberglass reinforced plastic |  |  | Catchment Basin | Automatic shutoff device At 95% full | Automatic shutoff device At 95% full |  |  | Continuous Automatic Tank Gauge | Direct Bury submersible pump | [7 empty] | UST Currently In Use: 3; UST Temp Close: 0; AST Currently In Use: 0; AST Temp Closed: 0 | 3 | 0 | 2 | 22047-103-014563 | CECILIA MICHELLE CAHILL
45210 | Currently in Use |  | 1990-01-20 |  | Petroleum | On road diesel | On road diesel | Retail | Steel | Single Wall | Coated & cathodic protection (sti-P3) |  | Fiberglass reinforced plastic |  |  | Catchment Basin | Automatic shutoff device At 95% full | Automatic shutoff device At 95% full |  |  | Continuous Automatic Tank Gauge | Direct Bury submersible pump | [7 empty] | UST Currently In Use: 3; UST Temp Close: 0; AST Currently In Use: 0; AST Temp Closed: 0 | 3 | 0 | 2 | 22047-103-014563 | CECILIA MICHELLE CAHILL
45211 | Permanently Closed | 1998-11-26 | 1968-01-01 | 1999-12-11 | Petroleum | On road diesel | On road diesel | Bulk facility | Steel | Steel |  | Painted or None | Steel |  | 1901-01-01 | [14 empty] | UST Currently In Use: 1; UST Temp Close: 0; AST Currently In Use: 1; AST Temp Closed: 0 | 1 | 0 | 1 | 23434-109-017354 | TROY HOSPITAL HEALTH CARE AUTHORITY
45214 | Currently in Use |  | 1988-01-01 |  | Petroleum | On road diesel | On road diesel | Bulk facility | Fiberglass reinforced plastic | Fiberglass reinforced plastic |  |  | Steel |  | 1901-01-01 | Catchment Basin | Flow Rest 90% Full | Flow Rest 90% Full | [11 empty] | UST Currently In Use: 1; UST Temp Close: 0; AST Currently In Use: 1; AST Temp Closed: 0 | 1 | 0 | 1 | 23434-109-017354 | TROY HOSPITAL HEALTH CARE AUTHORITY
45215 | Temporary Closed | 2009-01-01 | 1980-06-30 |  | Petroleum | Unleaded gasoline | Unleaded gasoline | Retail | Steel | Steel | Field installed cathodic protection |  | Steel |  | 1901-01-01 | Catchment Basin | Automatic shutoff device At 95% full | Automatic shutoff device At 95% full |  |  | Statistical Inventory Reconciliation (SIR) | [8 empty] | UST Currently In Use: 0; UST Temp Close: 3; AST Currently In Use: 0; AST Temp Closed: 0 | 0 | 3 | 0 | 20638-097-017355 | THOMAS E MYERS JR
45216 | Temporary Closed | 2013-10-07 | 1980-06-30 |  | Petroleum | Unleaded gasoline | Unleaded gasoline | Retail | Steel | Steel | Field installed cathodic protection |  | Steel |  | 1901-01-01 | Catchment Basin | Automatic shutoff device At 95% full | Automatic shutoff device At 95% full |  |  | Statistical Inventory Reconciliation (SIR) | [8 empty] | UST Currently In Use: 0; UST Temp Close: 3; AST Currently In Use: 0; AST Temp Closed: 0 | 0 | 3 | 0 | 20638-097-017355 | THOMAS E MYERS JR
45217 | Temporary Closed | 2013-10-07 | 1980-06-30 |  | Petroleum | Premium gasoline | Premium gasoline | Retail | Steel | Steel | Field installed cathodic protection |  | Steel |  | 1901-01-01 | Catchment Basin | Automatic shutoff device At 95% full | Automatic shutoff device At 95% full |  |  | Statistical Inventory Reconciliation (SIR) | [8 empty] | UST Currently In Use: 0; UST Temp Close: 3; AST Currently In Use: 0; AST Temp Closed: 0 | 0 | 3 | 0 | 20638-097-017355 | THOMAS E MYERS JR
45218 | Currently in Use |  | 1994-11-01 |  | Petroleum | Unleaded gasoline | Unleaded gasoline | Retail | Fiberglass reinforced plastic | Fiberglass reinforced plastic |  |  | Fiberglass reinforced plastic |  | 1901-01-01 | Catchment Basin | Automatic shutoff device At 95% full | Automatic shutoff device At 95% full |  |  | Statistical Inventory Reconciliation (SIR) |  | Automatic flow restrictor (MLLD) | Automatic flow restrictor (MLLD) |  |  | Statistical inventory reconciliation (SIR) | Statistical inventory reconciliation (SIR) |  | UST Currently In Use: 3; UST Temp Close: 0; AST Currently In Use: 0; AST Temp Closed: 0 | 3 | 0 | 0 | 14410-003-017356 | MCDONALD OIL COMPANY
45219 | Currently in Use |  | 1994-11-01 |  | Petroleum | Premium gasoline | Premium gasoline | Retail | Fiberglass reinforced plastic | Fiberglass reinforced plastic |  |  | Fiberglass reinforced plastic |  | 1901-01-01 | Catchment Basin | Automatic shutoff device At 95% full | Automatic shutoff device At 95% full |  |  | Statistical Inventory Reconciliation (SIR) |  | Containment Sump | Automatic flow restrictor (MLLD) |  |  | Statistical inventory reconciliation (SIR) | Statistical inventory reconciliation (SIR) |  | UST Currently In Use: 3; UST Temp Close: 0; AST Currently In Use: 0; AST Temp Closed: 0 | 3 | 0 | 0 | 14410-003-017356 | MCDONALD OIL COMPANY
45220 | Currently in Use |  | 1994-11-01 |  | Petroleum | On road diesel | On road diesel | Retail | Fiberglass reinforced plastic | Fiberglass reinforced plastic |  |  | Fiberglass reinforced plastic |  | 1901-01-01 | Catchment Basin | Automatic shutoff device At 95% full | Automatic shutoff device At 95% full |  |  | Statistical Inventory Reconciliation (SIR) |  | Containment Sump | Automatic flow restrictor (MLLD) |  |  | Statistical inventory reconciliation (SIR) | Statistical inventory reconciliation (SIR) |  | UST Currently In Use: 3; UST Temp Close: 0; AST Currently In Use: 0; AST Temp Closed: 0 | 3 | 0 | 0 | 14410-003-017356 | MCDONALD OIL COMPANY
45221 | Temporary Closed | 2018-01-01 | 1989-01-01 |  | Petroleum | Unleaded gasoline | Unleaded gasoline | Local Government | Steel | Steel | Coated & cathodic protection (sti-P3) |  | Fiberglass reinforced plastic |  |  | Catchment Basin | Automatic shutoff device At 95% full | Automatic shutoff device At 95% full |  |  | Statistical Inventory Reconciliation (SIR) | [8 empty] | UST Currently In Use: 1; UST Temp Close: 1; AST Currently In Use: 1; AST Temp Closed: 0 | 1 | 1 | 1 | 11156-031-001426 | COFFEE COUNTY BOARD OF EDUCATION
45222 | Currently in Use |  | 1994-06-02 |  | Petroleum | On road diesel | On road diesel | Industrial | Fiberglass coated steel | Fiberglass coated steel |  |  | Flexible | ENVIRON | 1901-01-01 | Catchment Basin | Flow Rest 90% Full | Audible high level alarm At 90% full |  |  | Automatic Tank Gauge |  | Automatic flow restrictor (MLLD) | Automatic flow restrictor (MLLD) | Interstitial Monitoring within Secondary Containment |  | Annual line testing | Annual line testing |  | UST Currently In Use: 1; UST Temp Close: 0; AST Currently In Use: 0; AST Temp Closed: 0 | 1 | 0 | 2 | 12532-101-017357 | INTERSTATE NATIONAL LEASE INC
45225 | Permanently Closed | 2002-06-30 | 1994-06-02 | 2002-06-30 | Petroleum | Virgin oil | Virgin oil | Industrial | Fiberglass coated steel | Fiberglass coated steel |  |  | Fiberglass reinforced plastic |  | 1901-01-01 | Catchment Basin | Flow Rest 90% Full | Flow Rest 90% Full | [8 empty] | Annual line testing | Annual line testing |  | UST Currently In Use: 1; UST Temp Close: 0; AST Currently In Use: 0; AST Temp Closed: 0 | 1 | 0 | 2 | 12532-101-017357 | INTERSTATE NATIONAL LEASE INC
45228 | Permanently Closed | 2002-06-30 | 1994-06-02 | 2002-06-30 | Petroleum | Used oil | Used oil | Industrial | Fiberglass coated steel | Fiberglass coated steel |  |  | Fiberglass reinforced plastic |  | 1901-01-01 | Catchment Basin | Audible high level alarm At 90% full | Audible high level alarm At 90% full | [8 empty] | Annual line testing | Annual line testing |  | UST Currently In Use: 1; UST Temp Close: 0; AST Currently In Use: 0; AST Temp Closed: 0 | 1 | 0 | 2 | 12532-101-017357 | INTERSTATE NATIONAL LEASE INC
45229 | Permanently Closed | 1998-11-01 | 1986-11-13 | 2000-04-27 | Petroleum | Unleaded gasoline | Unleaded gasoline | Bulk facility | Fiberglass reinforced plastic | Fiberglass reinforced plastic |  |  | Steel |  | 1901-01-01 | [11 empty] | Annual line testing | Annual line testing |  | UST Currently In Use: 0; UST Temp Close: 0; AST Currently In Use: 1; AST Temp Closed: 0 | 0 | 0 | 1 | 17198-073-016224 | CITY OF GARDENDALE
45230 | Permanently Closed | 2010-04-01 | 1994-11-22 | 2011-03-02 | Petroleum | On road diesel | On road diesel | Retail | Single Wall | Single Wall | Coated & cathodic protection (sti-P3) |  | Fiberglass reinforced plastic |  |  | Catchment Basin | Flow Rest 90% Full | Flow Rest 90% Full |  |  | Statistical Inventory Reconciliation (SIR) | [8 empty] | UST Currently In Use: 0; UST Temp Close: 0; AST Currently In Use: 1; AST Temp Closed: 0 | 0 | 0 | 4 | 17853-071-006181 | BASS KWIK STOP
45231 | Permanently Closed | 2010-04-01 | 1994-11-22 | 2011-03-02 | Petroleum | Unleaded gasoline | Unleaded gasoline | Retail | Steel | Single Wall | Coated & cathodic protection (sti-P3) |  | Single Wall |  |  | Catchment Basin | Flow Rest 90% Full | Flow Rest 90% Full |  |  | Statistical Inventory Reconciliation (SIR) | [8 empty] | UST Currently In Use: 0; UST Temp Close: 0; AST Currently In Use: 1; AST Temp Closed: 0 | 0 | 0 | 4 | 17853-071-006181 | BASS KWIK STOP
45233 | Currently in Use |  | 1993-08-25 |  | Petroleum | Used oil | Used oil | Industrial | Steel | Double Wall | Coated & cathodic protection (sti-P3) |  | Fiberglass reinforced plastic |  |  | Catchment Basin | Audible high level alarm At 90% full | Audible high level alarm At 90% full | Interstitial Monitoring within Secondary Containment |  | Automatic Tank Gauge | [8 empty] | UST Currently In Use: 1; UST Temp Close: 3; AST Currently In Use: 1; AST Temp Closed: 0 | 1 | 3 | 3 | 15746-123-011668 | CITY OF ALEXANDER CITY
45234 | Currently in Use |  | 1994-08-02 |  | Petroleum | Unleaded gasoline | Unleaded gasoline | Retail | Fiberglass reinforced plastic | Fiberglass reinforced plastic |  |  | Flexible | APT | 1901-01-01 | Catchment Basin | Automatic shutoff device At 95% full | Automatic shutoff device At 95% full |  |  | Automatic Tank Gauge | Single walled submersible pump containment sump | Automatic flow restrictor (MLLD) | Automatic flow restrictor (MLLD) | Interstitial Monitoring within Secondary Containment | SENSOR TO ATG | Continuous alarm system | Annual line testing |  | UST Currently In Use: 4; UST Temp Close: 0; AST Currently In Use: 0; AST Temp Closed: 0 | 4 | 0 | 0 | 23079-089-017360 | PAKHE, INC.
45235 | Currently in Use |  | 1994-08-02 |  | Petroleum | Premium gasoline | Premium gasoline | Retail | Fiberglass reinforced plastic | Fiberglass reinforced plastic |  |  | Flexible | APT | 1901-01-01 | Catchment Basin | Automatic shutoff device At 95% full | Automatic shutoff device At 95% full |  |  | Automatic Tank Gauge | Single walled submersible pump containment sump | Automatic flow restrictor (MLLD) | Automatic flow restrictor (MLLD) | Interstitial Monitoring within Secondary Containment | SENSOR TO ATG | Annual line testing | Annual line testing |  | UST Currently In Use: 4; UST Temp Close: 0; AST Currently In Use: 0; AST Temp Closed: 0 | 4 | 0 | 0 | 23079-089-017360 | PAKHE, INC.
45236 | Currently in Use |  | 1994-08-02 |  | Petroleum | Premium gasoline | Premium gasoline | Retail | Fiberglass reinforced plastic | Fiberglass reinforced plastic |  |  | Single Wall | APT | 1901-01-01 | Catchment Basin | Automatic shutoff device At 95% full | Automatic shutoff device At 95% full |  |  | Automatic Tank Gauge | Single walled submersible pump containment sump | Automatic flow restrictor (MLLD) | Automatic flow restrictor (MLLD) | Interstitial Monitoring within Secondary Containment | SENSOR TO ATG | Annual line testing | Annual line testing |  | UST Currently In Use: 4; UST Temp Close: 0; AST Currently In Use: 0; AST Temp Closed: 0 | 4 | 0 | 0 | 23079-089-017360 | PAKHE, INC.
45237 | Currently in Use |  | 1994-08-02 |  | Petroleum | On road diesel | On road diesel | Retail | Fiberglass reinforced plastic | Fiberglass reinforced plastic |  |  | Flexible | APT | 1901-01-01 | Catchment Basin | Automatic shutoff device At 95% full | Automatic shutoff device At 95% full |  |  | Automatic Tank Gauge | Single walled submersible pump containment sump | Containment Sump | Automatic flow restrictor (MLLD) | Interstitial Monitoring within Secondary Containment | SENSOR TO ATG | Annual line testing | Annual line testing |  | UST Currently In Use: 4; UST Temp Close: 0; AST Currently In Use: 0; AST Temp Closed: 0 | 4 | 0 | 0 | 23079-089-017360 | PAKHE, INC.
45238 | Permanently Closed | 1997-12-31 | 1969-01-01 | 1998-02-12 | Petroleum | Unleaded gasoline | Unleaded gasoline | Industrial | Steel | Steel |  | Painted or None | Steel |  | 1901-01-01 | [11 empty] | Annual line testing | Annual line testing |  | UST Currently In Use: 0; UST Temp Close: 0; AST Currently In Use: 0; AST Temp Closed: 0 | 0 | 0 | 1 | 19771-073-017361 | MATTHEWS ELECTRIC SUPPLY CO INC
45239 | Currently in Use |  | 1993-07-01 |  | Petroleum | Unleaded gasoline | Unleaded gasoline | Retail | Steel | Single Wall | Coated & cathodic protection (sti-P3) |  | Double Wall |  |  | Catchment Basin | Flow Rest 90% Full | Flow Rest 90% Full |  |  | Continuous Automatic Tank Gauge |  | Automatic flow restrictor (MLLD) | Automatic flow restrictor (MLLD) |  |  | Annual line testing | Annual line testing |  | UST Currently In Use: 3; UST Temp Close: 0; AST Currently In Use: 0; AST Temp Closed: 0 | 3 | 0 | 0 | 25556-073-017362 | N SALEH LLC
45240 | Currently in Use |  | 1993-07-01 |  | Petroleum | Mid-grade gasoline | Mid-grade gasoline | Retail | Single Wall | Single Wall | Coated & cathodic protection (sti-P3) |  | Fiberglass reinforced plastic |  |  | Catchment Basin | Flow Rest 90% Full | Flow Rest 90% Full |  |  | Continuous Automatic Tank Gauge |  | Automatic flow restrictor (MLLD) | Automatic flow restrictor (MLLD) |  |  | Annual line testing | Annual line testing |  | UST Currently In Use: 3; UST Temp Close: 0; AST Currently In Use: 0; AST Temp Closed: 0 | 3 | 0 | 0 | 25556-073-017362 | N SALEH LLC
45241 | Currently in Use |  | 1993-07-01 |  | Petroleum | Premium gasoline | Premium gasoline | Retail | Steel | Single Wall | Coated & cathodic protection (sti-P3) |  | OLD TYPE |  |  | Catchment Basin | Flow Rest 90% Full | Flow Rest 90% Full |  |  | Continuous Automatic Tank Gauge |  | Automatic flow restrictor (MLLD) | Automatic flow restrictor (MLLD) |  |  | Annual line testing | Annual line testing |  | UST Currently In Use: 3; UST Temp Close: 0; AST Currently In Use: 0; AST Temp Closed: 0 | 3 | 0 | 0 | 25556-073-017362 | N SALEH LLC
45242 | Currently in Use |  | 1994-08-15 |  | Petroleum | Unleaded gasoline | Unleaded gasoline | Retail | Steel | Steel | Coated & cathodic protection (sti-P3) |  | Flexible |  |  | Catchment Basin | Flow Rest 90% Full | Flow Rest 90% Full |  |  | Continuous Automatic Tank Gauge |  | Containment Sump | Automatic flow restrictor (MLLD) |  |  | Annual line testing | Annual line testing |  | UST Currently In Use: 2; UST Temp Close: 0; AST Currently In Use: 0; AST Temp Closed: 0 | 2 | 0 | 0 | 14681-047-017369 | STERLING OIL COMPANY, INC.
45243 | Currently in Use |  | 1994-08-15 |  | Petroleum | Mid-grade gasoline | Mid-grade gasoline | Retail | Steel | Steel | Coated & cathodic protection (sti-P3) |  | ENVIROFLEX |  |  | Catchment Basin | Flow Rest 90% Full | Flow Rest 90% Full |  |  | Continuous Automatic Tank Gauge |  | Containment Sump | Automatic flow restrictor (MLLD) |  |  | Annual line testing | Annual line testing |  | UST Currently In Use: 2; UST Temp Close: 0; AST Currently In Use: 0; AST Temp Closed: 0 | 2 | 0 | 0 | 14681-047-017369 | STERLING OIL COMPANY, INC.
45244 | Currently in Use |  | 1994-11-03 |  | Petroleum | Unleaded gasoline | Unleaded gasoline | Retail | Steel | Steel | Coated & cathodic protection (sti-P3) |  | Fiberglass reinforced plastic |  |  | Catchment Basin | Audible high level alarm At 90% full | Audible high level alarm At 90% full | Interstitial Monitoring within Secondary Containment |  | Continuous Automatic Tank Gauge |  | Containment Sump | Automatic flow restrictor (MLLD) | Interstitial Monitoring within Secondary Containment |  |  |  |  | UST Currently In Use: 3; UST Temp Close: 0; AST Currently In Use: 0; AST Temp Closed: 0 | 3 | 0 | 0 | 21777-081-017370 | FRED COPELAND, JR.
45245 | Currently in Use |  | 1994-11-03 |  | Petroleum | Mid-grade gasoline | Mid-grade gasoline | Retail | Steel | Steel | Coated & cathodic protection (sti-P3) |  | Fiberglass reinforced plastic |  |  | Catchment Basin | Flow Rest 90% Full | Audible high level alarm At 90% full | Interstitial Monitoring within Secondary Containment |  | Continuous Automatic Tank Gauge |  | Automatic flow restrictor (MLLD) | Automatic flow restrictor (MLLD) | Interstitial Monitoring within Secondary Containment |  |  |  |  | UST Currently In Use: 3; UST Temp Close: 0; AST Currently In Use: 0; AST Temp Closed: 0 | 3 | 0 | 0 | 21777-081-017370 | FRED COPELAND, JR.
45246 | Currently in Use |  | 1994-11-03 |  | Petroleum | Premium gasoline | Premium gasoline | Retail | Steel | Steel | Coated & cathodic protection (sti-P3) |  | Fiberglass reinforced plastic |  |  | Catchment Basin | Audible high level alarm At 90% full | Audible high level alarm At 90% full |  |  | Continuous Automatic Tank Gauge |  | Automatic flow restrictor (MLLD) | Automatic flow restrictor (MLLD) | Interstitial Monitoring within Secondary Containment |  |  |  |  | UST Currently In Use: 3; UST Temp Close: 0; AST Currently In Use: 0; AST Temp Closed: 0 | 3 | 0 | 0 | 21777-081-017370 | FRED COPELAND, JR.
45247 | Currently in Use |  | 1994-09-12 |  | Petroleum | Unleaded gasoline | Unleaded gasoline | Retail | Steel | Single Wall | Interior lined (not allowed as a standalone method of corrosion protection) |  | Fiberglass reinforced plastic |  |  | Catchment Basin | Automatic shutoff device At 95% full | Automatic shutoff device At 95% full |  |  | Continuous Automatic Tank Gauge | Single walled submersible pump containment sump | Automatic shutoff device (AELLD) | Automatic shutoff device (AELLD) | [5 empty] | UST Currently In Use: 3; UST Temp Close: 0; AST Currently In Use: 0; AST Temp Closed: 0 | 3 | 0 | 0 | 19779-127-017371 | MITCHELL OR CAROLYN PATTON
45248 | Currently in Use |  | 1994-09-12 |  | Petroleum | On road diesel | On road diesel | Retail | Single Wall | Single Wall | Interior lined (not allowed as a standalone method of corrosion protection) |  | Double Wall |  |  | Catchment Basin | Automatic shutoff device At 95% full | Automatic shutoff device At 95% full |  |  | Continuous Automatic Tank Gauge | Single walled submersible pump containment sump | Automatic shutoff device (AELLD) | Automatic shutoff device (AELLD) | [5 empty] | UST Currently In Use: 3; UST Temp Close: 0; AST Currently In Use: 0; AST Temp Closed: 0 | 3 | 0 | 0 | 19779-127-017371 | MITCHELL OR CAROLYN PATTON
45249 | Currently in Use |  | 1994-09-12 |  | Petroleum | Other, OFF-ROAD | Other | Retail | Steel | Single Wall | Interior lined (not allowed as a standalone method of corrosion protection) |  | Double Wall |  |  | Catchment Basin | Automatic shutoff device At 95% full | Automatic shutoff device At 95% full |  |  | Continuous Automatic Tank Gauge | Single walled submersible pump containment sump | Automatic shutoff device (AELLD) | Automatic shutoff device (AELLD) | [5 empty] | UST Currently In Use: 3; UST Temp Close: 0; AST Currently In Use: 0; AST Temp Closed: 0 | 3 | 0 | 0 | 19779-127-017371 | MITCHELL OR CAROLYN PATTON
45250 | Permanently Closed | 2018-12-07 | 1994-06-15 | 2020-04-09 | Petroleum | Unleaded gasoline | Unleaded gasoline | Retail | Steel | Steel | Coated & cathodic protection (sti-P3) |  | Flexible |  |  | Catchment Basin | Flow Rest 90% Full | Flow Rest 90% Full |  |  | Statistical Inventory Reconciliation (SIR) |  | Containment Sump | Automatic flow restrictor (MLLD) |  |  | Statistical inventory reconciliation (SIR) | Statistical inventory reconciliation (SIR) |  | UST Currently In Use: 0; UST Temp Close: 0; AST Currently In Use: 0; AST Temp Closed: 0 | 0 | 0 | 6 | 24757-097-008191 | HIMALAYAN CONVENIENCE STORES
45251 | Permanently Closed | 2020-04-09 | 1994-06-15 | 2020-04-09 | Petroleum | Mid-grade gasoline | Mid-grade gasoline | Retail | Steel | Steel | Coated & cathodic protection (sti-P3) |  | Flexible |  |  | Catchment Basin | Flow Rest 90% Full | Flow Rest 90% Full |  |  | Statistical Inventory Reconciliation (SIR) |  | Containment Sump | Automatic flow restrictor (MLLD) |  |  | Statistical inventory reconciliation (SIR) | Statistical inventory reconciliation (SIR) |  | UST Currently In Use: 0; UST Temp Close: 0; AST Currently In Use: 0; AST Temp Closed: 0 | 0 | 0 | 6 | 24757-097-008191 | HIMALAYAN CONVENIENCE STORES
45252 | Permanently Closed | 2020-04-09 | 1994-06-15 | 2020-04-09 | Petroleum | Unleaded gasoline | Unleaded gasoline | Retail | Steel | Steel | Coated & cathodic protection (sti-P3) |  | Flexible |  |  | Catchment Basin | Flow Rest 90% Full | Flow Rest 90% Full |  |  | Statistical Inventory Reconciliation (SIR) |  | Automatic flow restrictor (MLLD) | Automatic flow restrictor (MLLD) |  |  | Statistical inventory reconciliation (SIR) | Statistical inventory reconciliation (SIR) |  | UST Currently In Use: 0; UST Temp Close: 0; AST Currently In Use: 0; AST Temp Closed: 0 | 0 | 0 | 6 | 24757-097-008191 | HIMALAYAN CONVENIENCE STORES
45253 | Currently in Use |  | 1994-05-01 |  | Petroleum | Unleaded gasoline | Unleaded gasoline | Retail | Double Wall | Double Wall |  |  | Fiberglass reinforced plastic |  | 1901-01-01 | Catchment Basin | Flow Rest 90% Full | Flow Rest 90% Full |  |  | Continuous Automatic Tank Gauge | Single walled submersible pump containment sump | Automatic flow restrictor (MLLD) | Automatic flow restrictor (MLLD) |  |  | Annual line testing | Annual line testing |  | UST Currently In Use: 2; UST Temp Close: 0; AST Currently In Use: 0; AST Temp Closed: 0 | 2 | 0 | 3 | 21233-077-000458 | MAPCO EXPRESS, INC.
45254 | Currently in Use |  | 1994-05-01 |  | Petroleum | Premium gasoline | Premium gasoline | Retail | DBLWALL | Double Wall |  |  | Fiberglass reinforced plastic |  | 1901-01-01 | Catchment Basin | Flow Rest 90% Full | Flow Rest 90% Full |  |  | Continuous Automatic Tank Gauge | Single walled submersible pump containment sump | Containment Sump | Automatic flow restrictor (MLLD) |  |  | Annual line testing | Annual line testing |  | UST Currently In Use: 2; UST Temp Close: 0; AST Currently In Use: 0; AST Temp Closed: 0 | 2 | 0 | 3 | 21233-077-000458 | MAPCO EXPRESS, INC.
45255 | Permanently Closed | 1998-04-01 | 1994-08-15 | 1998-05-01 | Petroleum | Unleaded gasoline | Unleaded gasoline | Retail | Steel | Steel | Coated & cathodic protection (sti-P3) |  | Fiberglass reinforced plastic |  | 1901-01-01 | Catchment Basin | Automatic shutoff device At 95% full | Automatic shutoff device At 95% full | [11 empty] | UST Currently In Use: 0; UST Temp Close: 0; AST Currently In Use: 0; AST Temp Closed: 0 | 0 | 0 | 4 | 15532-127-013472 | JASPER OIL INC
45257 | Permanently Closed | 1995-12-01 | 1994-07-15 | 2017-01-28 | Petroleum | Unleaded gasoline | Unleaded gasoline | Local Government | Steel | Steel | Coated & cathodic protection (sti-P3) |  | Fiberglass reinforced plastic |  |  | Catchment Basin | Flow Rest 90% Full | Flow Rest 90% Full |  |  | Automatic Tank Gauge | [5 empty] | Annual line testing | Annual line testing |  | UST Currently In Use: 0; UST Temp Close: 0; AST Currently In Use: 0; AST Temp Closed: 0 | 0 | 0 | 5 | 24810-087-014575 | TOWN OF SHORTER
45264 | Permanently Closed | 1995-12-01 | 1994-07-15 | 2017-01-28 | Petroleum | On road diesel | On road diesel | Local Government | Steel | Steel | Coated & cathodic protection (sti-P3) |  | Fiberglass reinforced plastic |  |  | Catchment Basin | Flow Rest 90% Full | Flow Rest 90% Full |  |  | Automatic Tank Gauge | [5 empty] | Annual line testing | Annual line testing |  | UST Currently In Use: 0; UST Temp Close: 0; AST Currently In Use: 0; AST Temp Closed: 0 | 0 | 0 | 5 | 24810-087-014575 | TOWN OF SHORTER
45265 | Currently in Use |  | 1994-11-01 |  | Petroleum | Unleaded gasoline | Unleaded gasoline | Retail | Single Wall | Single Wall | Coated & cathodic protection (sti-P3) |  | Steel |  |  | Catchment Basin | Automatic shutoff device At 95% full | Automatic shutoff device At 95% full |  |  | Continuous Automatic Tank Gauge |  | Automatic shutoff device (AELLD) | Automatic shutoff device (AELLD) | [5 empty] | UST Currently In Use: 2; UST Temp Close: 0; AST Currently In Use: 0; AST Temp Closed: 0 | 2 | 0 | 0 | 15420-115-017372 | MAPCO EXPRESS, INC.
45266 | Currently in Use |  | 1994-11-01 |  | Petroleum | Premium gasoline | Premium gasoline | Retail | Steel | Single Wall | Coated & cathodic protection (sti-P3) |  | Double Wall |  |  | Catchment Basin | Automatic shutoff device At 95% full | Automatic shutoff device At 95% full |  |  | Continuous Automatic Tank Gauge |  | Automatic shutoff device (AELLD) | Automatic shutoff device (AELLD) | [5 empty] | UST Currently In Use: 2; UST Temp Close: 0; AST Currently In Use: 0; AST Temp Closed: 0 | 2 | 0 | 0 | 15420-115-017372 | MAPCO EXPRESS, INC.
45267 | Permanently Closed | 1998-02-19 | 1994-06-20 | 1998-02-19 | Petroleum | Unleaded gasoline | Unleaded gasoline | Retail | Fiberglass coated steel | Fiberglass coated steel |  |  | Fiberglass reinforced plastic |  | 1901-01-01 | Catchment Basin | Automatic shutoff device At 95% full | Automatic shutoff device At 95% full | [11 empty] | UST Currently In Use: 0; UST Temp Close: 0; AST Currently In Use: 0; AST Temp Closed: 0 | 0 | 0 | 3 | 14434-025-008887 | SLAYTON OIL CO
45268 | Currently in Use |  | 1994-12-01 |  | Petroleum | Unleaded gasoline | Unleaded gasoline | Retail | Steel | Double Wall | Coated & cathodic protection (sti-P3) |  | Flexible |  | 1901-01-01 | Catchment Basin | Automatic shutoff device At 95% full | Automatic shutoff device At 95% full | Interstitial Monitoring within Secondary Containment |  | Continuous Automatic Tank Gauge |  | Automatic flow restrictor (MLLD) | Automatic flow restrictor (MLLD) |  |  | Annual line testing | Annual line testing |  | UST Currently In Use: 4; UST Temp Close: 0; AST Currently In Use: 0; AST Temp Closed: 0 | 4 | 0 | 4 | 11453-025-008195 | DIAMOND GASOLINE STATIONS, INC.
45269 | Currently in Use |  | 1994-12-01 |  | Petroleum | Unleaded gasoline | Unleaded gasoline | Retail | Double Wall | Double Wall | Coated & cathodic protection (sti-P3) |  | Flexible |  | 1901-01-01 | Catchment Basin | Automatic shutoff device At 95% full | Automatic shutoff device At 95% full | Interstitial Monitoring within Secondary Containment |  | Continuous Automatic Tank Gauge |  | Containment Sump | Automatic flow restrictor (MLLD) |  |  | Annual line testing | Annual line testing |  | UST Currently In Use: 4; UST Temp Close: 0; AST Currently In Use: 0; AST Temp Closed: 0 | 4 | 0 | 4 | 11453-025-008195 | DIAMOND GASOLINE STATIONS, INC.
45270 | Currently in Use |  | 1994-12-01 |  | Petroleum | Premium gasoline | Premium gasoline | Retail | Double Wall | Double Wall | Coated & cathodic protection (sti-P3) |  | Flexible |  | 1901-01-01 | Catchment Basin | Automatic shutoff device At 95% full | Automatic shutoff device At 95% full | Interstitial Monitoring within Secondary Containment |  | Continuous Automatic Tank Gauge |  | Automatic flow restrictor (MLLD) | Automatic flow restrictor (MLLD) |  |  | Annual line testing | Annual line testing |  | UST Currently In Use: 4; UST Temp Close: 0; AST Currently In Use: 0; AST Temp Closed: 0 | 4 | 0 | 4 | 11453-025-008195 | DIAMOND GASOLINE STATIONS, INC.
45271 | Currently in Use |  | 1994-12-01 |  | Petroleum | On road diesel | On road diesel | Retail | Steel | Double Wall | Coated & cathodic protection (sti-P3) |  | Flexible |  | 1901-01-01 | Catchment Basin | Automatic shutoff device At 95% full | Automatic shutoff device At 95% full | Interstitial Monitoring within Secondary Containment |  | Continuous Automatic Tank Gauge |  | Automatic flow restrictor (MLLD) | Automatic flow restrictor (MLLD) |  |  | Annual line testing | Annual line testing |  | UST Currently In Use: 4; UST Temp Close: 0; AST Currently In Use: 0; AST Temp Closed: 0 | 4 | 0 | 4 | 11453-025-008195 | DIAMOND GASOLINE STATIONS, INC.
45272 | Currently in Use |  | 1994-12-29 |  | Petroleum | Unleaded gasoline | Unleaded gasoline | Retail | Steel | Steel | Coated & cathodic protection (sti-P3) |  | Fiberglass reinforced plastic |  |  | Catchment Basin | Automatic shutoff device At 95% full | Automatic shutoff device At 95% full |  |  | Continuous Automatic Tank Gauge |  | Automatic flow restrictor (MLLD) | Automatic flow restrictor (MLLD) |  |  | Annual line testing | Annual line testing |  | UST Currently In Use: 4; UST Temp Close: 0; AST Currently In Use: 0; AST Temp Closed: 0 | 4 | 0 | 0 | 19783-097-017373 | OPIE SULLIVAN
45273 | Currently in Use |  | 1994-12-29 |  | Petroleum | Premium gasoline | Premium gasoline | Retail | Steel | Steel | Coated & cathodic protection (sti-P3) |  | Fiberglass reinforced plastic |  |  | Catchment Basin | Automatic shutoff device At 95% full | Automatic shutoff device At 95% full |  |  | Continuous Automatic Tank Gauge |  | Automatic flow restrictor (MLLD) | Automatic flow restrictor (MLLD) |  |  | Annual line testing | Annual line testing |  | UST Currently In Use: 4; UST Temp Close: 0; AST Currently In Use: 0; AST Temp Closed: 0 | 4 | 0 | 0 | 19783-097-017373 | OPIE SULLIVAN
45274 | Currently in Use |  | 1994-12-29 |  | Petroleum | On road diesel | On road diesel | Retail | Steel | Steel | Coated & cathodic protection (sti-P3) |  | Fiberglass reinforced plastic |  |  | Catchment Basin | Automatic shutoff device At 95% full | Automatic shutoff device At 95% full |  |  | Continuous Automatic Tank Gauge |  | Automatic flow restrictor (MLLD) | Automatic flow restrictor (MLLD) |  |  | Annual line testing | Annual line testing |  | UST Currently In Use: 4; UST Temp Close: 0; AST Currently In Use: 0; AST Temp Closed: 0 | 4 | 0 | 0 | 19783-097-017373 | OPIE SULLIVAN
45275 | Currently in Use |  | 1994-12-29 |  | Petroleum | On road diesel | On road diesel | Retail | Steel | Steel | Coated & cathodic protection (sti-P3) |  | Fiberglass reinforced plastic |  |  | Catchment Basin | Automatic shutoff device At 95% full | Automatic shutoff device At 95% full |  |  | Continuous Automatic Tank Gauge |  | Automatic flow restrictor (MLLD) | Automatic flow restrictor (MLLD) |  |  | Annual line testing | Annual line testing |  | UST Currently In Use: 4; UST Temp Close: 0; AST Currently In Use: 0; AST Temp Closed: 0 | 4 | 0 | 0 | 19783-097-017373 | OPIE SULLIVAN
45276 | Currently in Use |  | 1994-11-14 |  | Petroleum | Unleaded gasoline | Unleaded gasoline | Retail | Steel | Steel | Coated & cathodic protection (sti-P3) |  | Fiberglass reinforced plastic |  |  | Catchment Basin | Flow Rest 90% Full | Flow Rest 90% Full | Interstitial Monitoring within Secondary Containment |  | Continuous Automatic Tank Gauge |  | Automatic shutoff device (AELLD) | Automatic shutoff device (AELLD) | [5 empty] | UST Currently In Use: 1; UST Temp Close: 0; AST Currently In Use: 0; AST Temp Closed: 0 | 1 | 0 | 2 | 11372-123-010138 | HILL TOP GROCERY
45277 | Currently in Use |  | 1994-12-21 |  | Petroleum | On road diesel | On road diesel | Retail | Single Wall | Single Wall | Coated & cathodic protection (sti-P3) |  | Fiberglass reinforced plastic |  |  | Catchment Basin | Flow Rest 90% Full | Flow Rest 90% Full |  |  | Statistical Inventory Reconciliation (SIR) | Single walled submersible pump containment sump | Automatic flow restrictor (MLLD) | Automatic flow restrictor (MLLD) |  |  | Statistical inventory reconciliation (SIR) | Statistical inventory reconciliation (SIR) |  | UST Currently In Use: 4; UST Temp Close: 0; AST Currently In Use: 0; AST Temp Closed: 0 | 4 | 0 | 0 | 13284-093-013763 | H.L. MARTIN DISTRIBUTING CO.
45278 | Currently in Use |  | 1994-12-15 |  | Petroleum | Unleaded gasoline | Unleaded gasoline | Retail | 8U,4P | Single Wall | Coated & cathodic protection (sti-P3) |  | Fiberglass reinforced plastic |  | 1901-01-01 | Catchment Basin | Flow Rest 90% Full | Flow Rest 90% Full |  |  | Statistical Inventory Reconciliation (SIR) |  | Automatic shutoff device (AELLD) | Automatic shutoff device (AELLD) |  |  | Statistical inventory reconciliation (SIR) | Statistical inventory reconciliation (SIR) |  | UST Currently In Use: 3; UST Temp Close: 0; AST Currently In Use: 0; AST Temp Closed: 0 | 3 | 0 | 0 | 25449-095-017374 | LIBERTY OIL CO
45279 | Currently in Use |  | 1994-12-15 |  | Petroleum | On road diesel | On road diesel | Retail | Steel | Single Wall | Coated & cathodic protection (sti-P3) |  | Double Wall |  | 1901-01-01 | Catchment Basin | Flow Rest 90% Full | Flow Rest 90% Full |  |  | Statistical Inventory Reconciliation (SIR) |  | Automatic shutoff device (AELLD) | Automatic shutoff device (AELLD) |  |  | Statistical inventory reconciliation (SIR) | Statistical inventory reconciliation (SIR) |  | UST Currently In Use: 3; UST Temp Close: 0; AST Currently In Use: 0; AST Temp Closed: 0 | 3 | 0 | 0 | 25449-095-017374 | LIBERTY OIL CO
45280 | Currently in Use |  | 1994-12-15 |  | Petroleum | On road diesel | On road diesel | Retail | Single Wall | Single Wall | Coated & cathodic protection (sti-P3) |  | Fiberglass reinforced plastic |  | 1901-01-01 | Catchment Basin | Flow Rest 90% Full | Flow Rest 90% Full |  |  | Statistical Inventory Reconciliation (SIR) |  | Automatic shutoff device (AELLD) | Automatic shutoff device (AELLD) |  |  | Statistical inventory reconciliation (SIR) | Statistical inventory reconciliation (SIR) |  | UST Currently In Use: 3; UST Temp Close: 0; AST Currently In Use: 0; AST Temp Closed: 0 | 3 | 0 | 0 | 25449-095-017374 | LIBERTY OIL CO
45282 | Permanently Closed | 1999-02-08 | 1987-01-01 | 1999-02-11 | Petroleum | Unleaded gasoline | Unleaded gasoline | Retail | Steel | Steel |  | Painted or None | Steel |  | 1901-01-01 | [5 empty] | Manual Tank Gauging (only tanks 1000 gal. or less and 48” or 64” in diameter) | [8 empty] | UST Currently In Use: 0; UST Temp Close: 0; AST Currently In Use: 0; AST Temp Closed: 0 | 0 | 0 | 2 | 19787-097-017375 | OTIS FRAZIER JR
45283 | Permanently Closed | 1999-02-08 | 1987-01-01 | 1999-02-11 | Petroleum | Unleaded gasoline | Unleaded gasoline | Retail | Steel | Steel |  | Painted or None | Steel |  | 1901-01-01 | [5 empty] | Manual Tank Gauging (only tanks 1000 gal. or less and 48” or 64” in diameter) | [8 empty] | UST Currently In Use: 0; UST Temp Close: 0; AST Currently In Use: 0; AST Temp Closed: 0 | 0 | 0 | 2 | 19787-097-017375 | OTIS FRAZIER JR
45284 | Temporary Closed | 2018-05-01 | 1989-04-01 |  | Petroleum | Other, OFF ROAD | Other | Retail | Steel | Steel | Coated & cathodic protection (sti-P3) |  | Steel |  |  | Catchment Basin | Automatic shutoff device At 95% full | Automatic shutoff device At 95% full |  |  | Continuous Automatic Tank Gauge | [8 empty] | UST Currently In Use: 3; UST Temp Close: 1; AST Currently In Use: 0; AST Temp Closed: 0 | 3 | 1 | 0 | 14477-069-001142 | SOUTHEASTERN OIL CO INC
45285 | Temporary Closed | 2011-09-15 | 1985-08-05 |  | Petroleum | Unleaded gasoline | Unleaded gasoline | Retail | Steel | Steel | Field installed cathodic protection |  | Flexible | APT |  | Catchment Basin | Automatic shutoff device At 95% full | Automatic shutoff device At 95% full |  |  | Automatic Tank Gauge |  | Containment Sump | Containment Sump | Interstitial Monitoring within Secondary Containment |  | Continuous alarm system | Continuous alarm system |  | UST Currently In Use: 0; UST Temp Close: 4; AST Currently In Use: 0; AST Temp Closed: 0 | 0 | 4 | 0 | 21365-125-017377 | NORTH RIVER ENTERPRISES INC
45286 | Temporary Closed | 2011-09-15 | 1985-08-05 |  | Petroleum | Unleaded gasoline | Unleaded gasoline | Retail | Steel | Steel | Coated & cathodic protection (sti-P3) |  | Flexible | APT |  | Catchment Basin | Automatic shutoff device At 95% full | Automatic shutoff device At 95% full |  |  | Automatic Tank Gauge |  | Containment Sump | Containment Sump |  |  | Other | Other |  | UST Currently In Use: 0; UST Temp Close: 4; AST Currently In Use: 0; AST Temp Closed: 0 | 0 | 4 | 0 | 21365-125-017377 | NORTH RIVER ENTERPRISES INC
45287 | Temporary Closed | 2011-09-15 | 1985-08-05 |  | Petroleum | Premium gasoline | Premium gasoline | Retail | Steel | Steel | Coated & cathodic protection (sti-P3) |  | Flexible | APT |  | Catchment Basin | Automatic shutoff device At 95% full | Automatic shutoff device At 95% full |  |  | Automatic Tank Gauge |  | Containment Sump | Containment Sump | Interstitial Monitoring within Secondary Containment |  | Continuous alarm system | Continuous alarm system |  | UST Currently In Use: 0; UST Temp Close: 4; AST Currently In Use: 0; AST Temp Closed: 0 | 0 | 4 | 0 | 21365-125-017377 | NORTH RIVER ENTERPRISES INC
45288 | Temporary Closed | 2011-09-15 | 1985-08-05 |  | Petroleum | On road diesel | On road diesel | Retail | Steel | Steel | Field installed cathodic protection |  | Flexible | APT |  | Catchment Basin | Automatic shutoff device At 95% full | Automatic shutoff device At 95% full |  |  | Automatic Tank Gauge |  |  |  | Interstitial Monitoring within Secondary Containment |  | Continuous alarm system | Continuous alarm system |  | UST Currently In Use: 0; UST Temp Close: 4; AST Currently In Use: 0; AST Temp Closed: 0 | 0 | 4 | 0 | 21365-125-017377 | NORTH RIVER ENTERPRISES INC
45289 | Temporary Closed | 1999-03-17 | 1980-05-01 |  | Petroleum | Unleaded gasoline | Unleaded gasoline | Retail | Steel | Steel | Coated & cathodic protection (sti-P3) |  | Steel |  | 1901-01-01 | Catchment Basin | Automatic shutoff device At 95% full | Automatic shutoff device At 95% full | [8 empty] | Annual line testing | Annual line testing |  | UST Currently In Use: 0; UST Temp Close: 3; AST Currently In Use: 0; AST Temp Closed: 0 | 0 | 3 | 0 | 20046-125-017379 | WILLIAM SMITH
45290 | Temporary Closed | 1999-03-17 | 1980-05-01 |  | Petroleum | Unleaded gasoline | Unleaded gasoline | Retail | Steel | Steel | Coated & cathodic protection (sti-P3) |  | Steel |  | 1901-01-01 | Catchment Basin | Automatic shutoff device At 95% full | Automatic shutoff device At 95% full | [8 empty] | Annual line testing | Annual line testing |  | UST Currently In Use: 0; UST Temp Close: 3; AST Currently In Use: 0; AST Temp Closed: 0 | 0 | 3 | 0 | 20046-125-017379 | WILLIAM SMITH
45291 | Temporary Closed | 1995-12-01 | 1980-05-01 |  | Petroleum | Used oil | Used oil | Bulk facility | Steel | Steel | Coated & cathodic protection (sti-P3) |  | Steel |  | 1901-01-01 |  | Automatic shutoff device At 95% full | Automatic shutoff device At 95% full | [11 empty] | UST Currently In Use: 0; UST Temp Close: 3; AST Currently In Use: 0; AST Temp Closed: 0 | 0 | 3 | 0 | 20046-125-017379 | WILLIAM SMITH
45293 | Permanently Closed | 2008-04-30 | 1994-11-10 | 2008-04-30 | Petroleum | Unleaded gasoline | Unleaded gasoline | Retail | Steel | Steel | Coated & cathodic protection (sti-P3) |  | Flexible |  | 1901-01-01 | Catchment Basin | Flow Rest 90% Full | Flow Rest 90% Full |  |  | Continuous Automatic Tank Gauge |  |  |  | Interstitial Monitoring within Secondary Containment |  | Annual line testing | Annual line testing |  | UST Currently In Use: 0; UST Temp Close: 0; AST Currently In Use: 0; AST Temp Closed: 0 | 0 | 0 | 5 | 10303-125-017283 | ARMSTRONG OIL CO INC
45294 | Permanently Closed | 2008-04-30 | 1994-11-10 | 2008-04-30 | Petroleum | Mid-grade gasoline | Mid-grade gasoline | Retail | Steel | Steel | Coated & cathodic protection (sti-P3) |  | DBLWALL |  | 1901-01-01 | Catchment Basin | Flow Rest 90% Full | Flow Rest 90% Full |  |  | Continuous Automatic Tank Gauge |  |  |  | Interstitial Monitoring within Secondary Containment |  | Annual line testing | Annual line testing |  | UST Currently In Use: 0; UST Temp Close: 0; AST Currently In Use: 0; AST Temp Closed: 0 | 0 | 0 | 5 | 10303-125-017283 | ARMSTRONG OIL CO INC
45295 | Permanently Closed | 2008-04-30 | 1994-11-10 | 2008-04-30 | Petroleum | Premium gasoline | Premium gasoline | Retail | Steel | Steel | Coated & cathodic protection (sti-P3) |  | Flexible |  | 1901-01-01 | Catchment Basin | Flow Rest 90% Full | Flow Rest 90% Full |  |  | Continuous Automatic Tank Gauge |  |  |  | Interstitial Monitoring within Secondary Containment |  | Annual line testing | Annual line testing |  | UST Currently In Use: 0; UST Temp Close: 0; AST Currently In Use: 0; AST Temp Closed: 0 | 0 | 0 | 5 | 10303-125-017283 | ARMSTRONG OIL CO INC
45296 | Currently in Use |  | 1994-11-16 |  | Petroleum | Unleaded gasoline | Unleaded gasoline | Retail | Fiberglass reinforced plastic | Fiberglass reinforced plastic |  |  | Flexible |  | 1901-01-01 | Catchment Basin | Flow Rest 90% Full | Flow Rest 90% Full | Interstitial Monitoring within Secondary Containment |  | Automatic Tank Gauge |  | Automatic flow restrictor (MLLD) | Automatic flow restrictor (MLLD) | Interstitial Monitoring within Secondary Containment |  | Annual line testing | Annual line testing |  | UST Currently In Use: 2; UST Temp Close: 0; AST Currently In Use: 0; AST Temp Closed: 0 | 2 | 0 | 0 | 19791-007-017380 | JIM'S AUTO SERVICE
45297 | Currently in Use |  | 1994-11-16 |  | Petroleum | Unleaded gasoline | Unleaded gasoline | Retail | Fiberglass reinforced plastic | Fiberglass reinforced plastic |  |  | Flexible |  | 1901-01-01 | Catchment Basin | Flow Rest 90% Full | Flow Rest 90% Full | Interstitial Monitoring within Secondary Containment |  | Automatic Tank Gauge |  | Automatic flow restrictor (MLLD) | Automatic flow restrictor (MLLD) | Interstitial Monitoring within Secondary Containment |  | Annual line testing | Annual line testing |  | UST Currently In Use: 2; UST Temp Close: 0; AST Currently In Use: 0; AST Temp Closed: 0 | 2 | 0 | 0 | 19791-007-017380 | JIM'S AUTO SERVICE
45298 | Permanently Closed | 1999-03-25 | 1988-05-01 | 1998-12-10 | Petroleum | Unleaded gasoline | Unleaded gasoline | Industrial | Steel | Steel |  | Painted or None | Steel |  | 1901-01-01 | [14 empty] | UST Currently In Use: 0; UST Temp Close: 0; AST Currently In Use: 0; AST Temp Closed: 0 | 0 | 0 | 3 | 19794-025-017382 | T J POPE TRUCKING INC
45300 | Permanently Closed | 1999-03-25 | 1988-05-01 | 1998-12-10 | Petroleum | On road diesel | On road diesel | Industrial | Steel | Steel |  | Painted or None | Steel |  | 1901-01-01 | [14 empty] | UST Currently In Use: 0; UST Temp Close: 0; AST Currently In Use: 0; AST Temp Closed: 0 | 0 | 0 | 3 | 19794-025-017382 | T J POPE TRUCKING INC
45301 | Permanently Closed | 1999-03-25 | 1988-05-01 | 1998-12-10 | Petroleum | On road diesel | On road diesel | Industrial | Steel | Steel |  | Painted or None | Steel |  | 1901-01-01 | [14 empty] | UST Currently In Use: 0; UST Temp Close: 0; AST Currently In Use: 0; AST Temp Closed: 0 | 0 | 0 | 3 | 19794-025-017382 | T J POPE TRUCKING INC
45302 | Currently in Use |  | 1994-10-12 |  | Petroleum | Unleaded gasoline | Unleaded gasoline | Retail | Steel | Steel | Coated & cathodic protection (sti-P3) |  | Fiberglass reinforced plastic |  |  | Catchment Basin | Flow Rest 90% Full | Flow Rest 90% Full |  |  | Continuous Automatic Tank Gauge |  | Automatic flow restrictor (MLLD) | Automatic flow restrictor (MLLD) |  |  | Annual line testing | Annual line testing |  | UST Currently In Use: 3; UST Temp Close: 0; AST Currently In Use: 0; AST Temp Closed: 0 | 3 | 0 | 0 | 11101-097-017383 | CLARK OIL COMPANY, INC.
45303 | Currently in Use |  | 1994-10-12 |  | Petroleum | Mid-grade gasoline | Mid-grade gasoline | Retail | Steel | Steel | Coated & cathodic protection (sti-P3) |  | Fiberglass reinforced plastic |  |  | Catchment Basin | Flow Rest 90% Full | Flow Rest 90% Full |  |  | Continuous Automatic Tank Gauge |  | Automatic flow restrictor (MLLD) | Automatic flow restrictor (MLLD) |  |  | Annual line testing | Annual line testing |  | UST Currently In Use: 3; UST Temp Close: 0; AST Currently In Use: 0; AST Temp Closed: 0 | 3 | 0 | 0 | 11101-097-017383 | CLARK OIL COMPANY, INC.
45304 | Currently in Use |  | 1994-10-12 |  | Petroleum | Premium gasoline | Premium gasoline | Retail | Steel | Steel | Coated & cathodic protection (sti-P3) |  | Fiberglass reinforced plastic |  |  | Catchment Basin | Flow Rest 90% Full | Flow Rest 90% Full |  |  | Continuous Automatic Tank Gauge |  | Automatic flow restrictor (MLLD) | Automatic flow restrictor (MLLD) |  |  | Annual line testing | Annual line testing |  | UST Currently In Use: 3; UST Temp Close: 0; AST Currently In Use: 0; AST Temp Closed: 0 | 3 | 0 | 0 | 11101-097-017383 | CLARK OIL COMPANY, INC.
45305 | Temporary Closed | 2005-08-01 | 1994-12-14 |  | Petroleum | Unleaded gasoline | Unleaded gasoline | Retail | Steel | Steel | Coated & cathodic protection (sti-P3) |  | Fiberglass reinforced plastic |  |  | Catchment Basin | Flow Rest 90% Full | Flow Rest 90% Full |  |  | Statistical Inventory Reconciliation (SIR) |  | Automatic flow restrictor (MLLD) | Automatic flow restrictor (MLLD) |  |  | Statistical inventory reconciliation (SIR) | Statistical inventory reconciliation (SIR) |  | UST Currently In Use: 0; UST Temp Close: 1; AST Currently In Use: 0; AST Temp Closed: 0 | 0 | 1 | 2 | 24069-089-008130 | SYBIL G. COLE
45306 | Currently in Use |  | 1994-06-20 |  | Petroleum | Unleaded gasoline | Unleaded gasoline | Retail | Steel | Steel | Coated & cathodic protection (sti-P3) |  | Double Wall |  | 2020-01-01 | Catchment Basin | Automatic shutoff device At 95% full | Automatic shutoff device At 95% full |  |  | Automatic Tank Gauge |  | Automatic flow restrictor (MLLD) | Automatic flow restrictor (MLLD) | Interstitial Monitoring within Secondary Containment |  |  |  |  | UST Currently In Use: 3; UST Temp Close: 0; AST Currently In Use: 0; AST Temp Closed: 0 | 3 | 0 | 0 | 25068-083-017384 | OMNAMH4U, INC.
45307 | Currently in Use |  | 1994-06-20 |  | Petroleum | Mid-grade gasoline | Mid-grade gasoline | Retail | Steel | Steel | Coated & cathodic protection (sti-P3) |  | Fiberglass reinforced plastic |  | 2020-01-01 | Catchment Basin | Flow Rest 90% Full | Automatic shutoff device At 95% full |  |  | Automatic Tank Gauge |  | Automatic flow restrictor (MLLD) | Automatic flow restrictor (MLLD) | Interstitial Monitoring within Secondary Containment |  |  |  |  | UST Currently In Use: 3; UST Temp Close: 0; AST Currently In Use: 0; AST Temp Closed: 0 | 3 | 0 | 0 | 25068-083-017384 | OMNAMH4U, INC.
45308 | Currently in Use |  | 1994-06-20 |  | Petroleum | On road diesel | On road diesel | Retail | Steel | Steel | Coated & cathodic protection (sti-P3) |  | Double Wall |  | 2020-01-01 | Catchment Basin | Flow Rest 90% Full | Automatic shutoff device At 95% full |  |  | Automatic Tank Gauge |  | Automatic flow restrictor (MLLD) | Automatic flow restrictor (MLLD) | Interstitial Monitoring within Secondary Containment |  |  |  |  | UST Currently In Use: 3; UST Temp Close: 0; AST Currently In Use: 0; AST Temp Closed: 0 | 3 | 0 | 0 | 25068-083-017384 | OMNAMH4U, INC.
45309 | Cannot Locate or abandoned |  | 1987-01-01 |  | Petroleum | Unleaded gasoline | Unleaded gasoline | Retail | Steel | Steel |  | Painted or None | Steel |  | 1901-01-01 | Catchment Basin | [13 empty] | UST Currently In Use: 0; UST Temp Close: 0; AST Currently In Use: 0; AST Temp Closed: 0 | 0 | 0 | 0 | 19020-031-000502 | LARRY CAULEY
45312 | Cannot Locate or abandoned |  | 1987-01-01 |  | Petroleum | Unleaded gasoline | Unleaded gasoline | Retail | Steel | Steel |  | Painted or None | Steel |  | 1901-01-01 | Catchment Basin | [13 empty] | UST Currently In Use: 0; UST Temp Close: 0; AST Currently In Use: 0; AST Temp Closed: 0 | 0 | 0 | 0 | 19020-031-000502 | LARRY CAULEY
45313 | Permanently Closed | 1995-06-25 | 1981-01-01 | 1995-06-27 | Petroleum | Unleaded gasoline | Unleaded gasoline | Retail | Steel | Steel |  | Painted or None | Steel |  | 1901-01-01 | [14 empty] | UST Currently In Use: 4; UST Temp Close: 0; AST Currently In Use: 0; AST Temp Closed: 0 | 4 | 0 | 6 | 25784-069-005757 | SANDERI KRUPA
45314 | Permanently Closed | 1995-06-25 | 1981-01-01 | 1995-06-27 | Petroleum | Unleaded gasoline | Unleaded gasoline | Retail | Steel | Steel |  | Painted or None | Steel |  | 1901-01-01 | Catchment Basin | [13 empty] | UST Currently In Use: 4; UST Temp Close: 0; AST Currently In Use: 0; AST Temp Closed: 0 | 4 | 0 | 6 | 25784-069-005757 | SANDERI KRUPA
45315 | Currently in Use |  | 1995-01-05 |  | Petroleum | Unleaded gasoline | Unleaded gasoline | Retail | Fiberglass reinforced plastic | Fiberglass reinforced plastic |  |  | Fiberglass reinforced plastic |  | 1901-01-01 | Catchment Basin | Automatic shutoff device At 95% full | Automatic shutoff device At 95% full |  |  | Statistical Inventory Reconciliation (SIR) |  | Automatic flow restrictor (MLLD) | Automatic flow restrictor (MLLD) |  |  | Statistical inventory reconciliation (SIR) | Statistical inventory reconciliation (SIR) |  | UST Currently In Use: 3; UST Temp Close: 0; AST Currently In Use: 0; AST Temp Closed: 0 | 3 | 0 | 0 | 14410-003-017385 | MCDONALD OIL COMPANY
45316 | Currently in Use |  | 1995-01-05 |  | Petroleum | Premium gasoline | Premium gasoline | Retail | Fiberglass reinforced plastic | Fiberglass reinforced plastic |  |  | Fiberglass reinforced plastic |  | 1901-01-01 | Catchment Basin | Automatic shutoff device At 95% full | Automatic shutoff device At 95% full |  |  | Statistical Inventory Reconciliation (SIR) |  | Containment Sump | Automatic flow restrictor (MLLD) |  |  | Statistical inventory reconciliation (SIR) | Statistical inventory reconciliation (SIR) |  | UST Currently In Use: 3; UST Temp Close: 0; AST Currently In Use: 0; AST Temp Closed: 0 | 3 | 0 | 0 | 14410-003-017385 | MCDONALD OIL COMPANY
45317 | Currently in Use |  | 1995-01-05 |  | Petroleum | On road diesel | On road diesel | Retail | Fiberglass reinforced plastic | Fiberglass reinforced plastic |  |  | Fiberglass reinforced plastic |  | 1901-01-01 | Catchment Basin | Automatic shutoff device At 95% full | Automatic shutoff device At 95% full |  |  | Statistical Inventory Reconciliation (SIR) |  | Automatic flow restrictor (MLLD) | Automatic flow restrictor (MLLD) |  |  | Statistical inventory reconciliation (SIR) | Statistical inventory reconciliation (SIR) |  | UST Currently In Use: 3; UST Temp Close: 0; AST Currently In Use: 0; AST Temp Closed: 0 | 3 | 0 | 0 | 14410-003-017385 | MCDONALD OIL COMPANY
45318 | Currently in Use |  | 1992-11-01 |  | Petroleum | Unleaded gasoline | Unleaded gasoline | Retail | Fiberglass reinforced plastic | Fiberglass reinforced plastic |  |  | Fiberglass reinforced plastic |  | 1901-01-01 | Catchment Basin | Automatic shutoff device At 95% full | Automatic shutoff device At 95% full |  |  | Continuous Automatic Tank Gauge |  | Automatic shutoff device (AELLD) | Automatic shutoff device (AELLD) | [5 empty] | UST Currently In Use: 3; UST Temp Close: 0; AST Currently In Use: 0; AST Temp Closed: 0 | 3 | 0 | 0 | 13526-073-017387 | MOORE OIL COMPANY, INC.
45319 | Currently in Use |  | 1992-11-01 |  | Petroleum | Premium gasoline | Premium gasoline | Retail | Fiberglass reinforced plastic | Fiberglass reinforced plastic |  |  | Fiberglass reinforced plastic |  | 1901-01-01 | Catchment Basin | Automatic shutoff device At 95% full | Automatic shutoff device At 95% full |  |  | Continuous Automatic Tank Gauge |  | Automatic shutoff device (AELLD) | Automatic shutoff device (AELLD) | [5 empty] | UST Currently In Use: 3; UST Temp Close: 0; AST Currently In Use: 0; AST Temp Closed: 0 | 3 | 0 | 0 | 13526-073-017387 | MOORE OIL COMPANY, INC.
45320 | Currently in Use |  | 1992-11-01 |  | Petroleum | Unleaded gasoline | Unleaded gasoline | Retail | Fiberglass reinforced plastic | Fiberglass reinforced plastic |  |  | Fiberglass reinforced plastic |  | 1901-01-01 | Catchment Basin | Automatic shutoff device At 95% full | Automatic shutoff device At 95% full |  |  | Continuous Automatic Tank Gauge |  | Automatic shutoff device (AELLD) | Automatic shutoff device (AELLD) | [5 empty] | UST Currently In Use: 3; UST Temp Close: 0; AST Currently In Use: 0; AST Temp Closed: 0 | 3 | 0 | 0 | 13526-073-017387 | MOORE OIL COMPANY, INC.
45321 | Currently in Use |  | 1995-06-01 |  | Petroleum | Unleaded gasoline | Unleaded gasoline | Retail | Steel | Steel | Field installed cathodic protection |  | Fiberglass reinforced plastic |  | 1901-01-01 | Catchment Basin | Automatic shutoff device At 95% full | Automatic shutoff device At 95% full |  |  | Continuous Automatic Tank Gauge |  | Automatic shutoff device (AELLD) | Automatic shutoff device (AELLD) | [5 empty] | UST Currently In Use: 4; UST Temp Close: 0; AST Currently In Use: 0; AST Temp Closed: 0 | 4 | 0 | 0 | 13526-073-017388 | MOORE OIL COMPANY, INC.
45322 | Currently in Use |  | 1995-06-01 |  | Petroleum | Unleaded gasoline | Unleaded gasoline | Retail | Steel | Steel | Field installed cathodic protection |  | Fiberglass reinforced plastic |  | 1901-01-01 | Catchment Basin | Automatic shutoff device At 95% full | Automatic shutoff device At 95% full |  |  | Continuous Automatic Tank Gauge |  | Automatic shutoff device (AELLD) | Automatic shutoff device (AELLD) | [5 empty] | UST Currently In Use: 4; UST Temp Close: 0; AST Currently In Use: 0; AST Temp Closed: 0 | 4 | 0 | 0 | 13526-073-017388 | MOORE OIL COMPANY, INC.
45323 | Currently in Use |  | 1995-06-01 |  | Petroleum | Premium gasoline | Premium gasoline | Retail | Steel | Steel | Coated & cathodic protection (sti-P3) |  | Fiberglass reinforced plastic |  | 1901-01-01 | Catchment Basin | Automatic shutoff device At 95% full | Automatic shutoff device At 95% full |  |  | Continuous Automatic Tank Gauge |  | Automatic shutoff device (AELLD) | Automatic shutoff device (AELLD) | [5 empty] | UST Currently In Use: 4; UST Temp Close: 0; AST Currently In Use: 0; AST Temp Closed: 0 | 4 | 0 | 0 | 13526-073-017388 | MOORE OIL COMPANY, INC.
45324 | Currently in Use |  | 1995-06-01 |  | Petroleum | On road diesel | On road diesel | Retail | Steel | Steel | Coated & cathodic protection (sti-P3) |  | Fiberglass reinforced plastic |  | 1901-01-01 | Catchment Basin | Automatic shutoff device At 95% full | Automatic shutoff device At 95% full |  |  | Continuous Automatic Tank Gauge |  | Automatic shutoff device (AELLD) | Automatic shutoff device (AELLD) | [5 empty] | UST Currently In Use: 4; UST Temp Close: 0; AST Currently In Use: 0; AST Temp Closed: 0 | 4 | 0 | 0 | 13526-073-017388 | MOORE OIL COMPANY, INC.
45325 | Permanently Closed | 1999-09-22 | 1985-07-01 | 1999-09-22 | Petroleum | Unleaded gasoline | Unleaded gasoline | Retail | Steel | Steel | Field installed cathodic protection |  | Fiberglass reinforced plastic |  | 1901-01-01 | Catchment Basin | Flow Rest 90% Full | Flow Rest 90% Full |  |  | Continuous Automatic Tank Gauge |  | Automatic shutoff device (AELLD) | Automatic shutoff device (AELLD) |  |  | Annual line testing | Annual line testing |  | UST Currently In Use: 3; UST Temp Close: 0; AST Currently In Use: 0; AST Temp Closed: 0 | 3 | 0 | 3 | 13526-073-017389 | MOORE OIL COMPANY, INC.
45326 | Permanently Closed | 1999-09-22 | 1985-07-01 | 1999-09-22 | Petroleum | Mid-grade gasoline | Mid-grade gasoline | Retail | Steel | Steel | Field installed cathodic protection |  | Fiberglass reinforced plastic |  | 1901-01-01 | Catchment Basin | Flow Rest 90% Full | Flow Rest 90% Full |  |  | Continuous Automatic Tank Gauge |  | Automatic shutoff device (AELLD) | Automatic shutoff device (AELLD) |  |  | Annual line testing | Annual line testing |  | UST Currently In Use: 3; UST Temp Close: 0; AST Currently In Use: 0; AST Temp Closed: 0 | 3 | 0 | 3 | 13526-073-017389 | MOORE OIL COMPANY, INC.
45327 | Permanently Closed | 1999-09-22 | 1985-07-01 | 1999-09-22 | Petroleum | Premium gasoline | Premium gasoline | Retail | Steel | Steel | Field installed cathodic protection |  | Fiberglass reinforced plastic |  | 1901-01-01 | Catchment Basin | Flow Rest 90% Full | Flow Rest 90% Full |  |  | Continuous Automatic Tank Gauge |  | Automatic shutoff device (AELLD) | Automatic shutoff device (AELLD) |  |  | Annual line testing | Annual line testing |  | UST Currently In Use: 3; UST Temp Close: 0; AST Currently In Use: 0; AST Temp Closed: 0 | 3 | 0 | 3 | 13526-073-017389 | MOORE OIL COMPANY, INC.
45328 | Currently in Use |  | 1988-08-01 |  | Petroleum | Unleaded gasoline | Unleaded gasoline | Retail | Steel | Single Wall | Coated & cathodic protection (sti-P3) |  | Double Wall |  |  | Catchment Basin | Automatic shutoff device At 95% full | Automatic shutoff device At 95% full |  |  | Continuous Automatic Tank Gauge |  | Automatic shutoff device (AELLD) | Automatic shutoff device (AELLD) | [5 empty] | UST Currently In Use: 3; UST Temp Close: 0; AST Currently In Use: 0; AST Temp Closed: 0 | 3 | 0 | 0 | 13526-115-017390 | MOORE OIL COMPANY, INC.
45329 | Currently in Use |  | 1988-08-01 |  | Petroleum | Unleaded gasoline | Unleaded gasoline | Retail | Steel | Double Wall | Coated & cathodic protection (sti-P3) |  | Fiberglass reinforced plastic |  |  | Catchment Basin | Automatic shutoff device At 95% full | Automatic shutoff device At 95% full |  |  | Continuous Automatic Tank Gauge |  | Containment Sump | Automatic shutoff device (AELLD) | [5 empty] | UST Currently In Use: 3; UST Temp Close: 0; AST Currently In Use: 0; AST Temp Closed: 0 | 3 | 0 | 0 | 13526-115-017390 | MOORE OIL COMPANY, INC.
45330 | Currently in Use |  | 1988-08-01 |  | Petroleum | Premium gasoline | Premium gasoline | Retail | Double Wall | Double Wall | Coated & cathodic protection (sti-P3) |  | Fiberglass reinforced plastic |  |  | Catchment Basin | Automatic shutoff device At 95% full | Automatic shutoff device At 95% full |  |  | Continuous Automatic Tank Gauge |  | Automatic shutoff device (AELLD) | Automatic shutoff device (AELLD) | [5 empty] | UST Currently In Use: 3; UST Temp Close: 0; AST Currently In Use: 0; AST Temp Closed: 0 | 3 | 0 | 0 | 13526-115-017390 | MOORE OIL COMPANY, INC.
45331 | Permanently Closed | 2021-07-15 | 1995-10-15 | 2021-07-27 | Petroleum | Unleaded gasoline | Unleaded gasoline | Industrial | Double Wall | Double Wall |  |  | Double Wall | OPW | 2015-07-23 | Catchment Basin | Flow Rest 90% Full | Flow Rest 90% Full | Interstitial Monitoring within Secondary Containment | SENSOR TO ATG |  |  | Containment Sump | Automatic flow restrictor (MLLD) | Interstitial Monitoring within Secondary Containment | SENSOR TO ATG | Continuous alarm system | Continuous alarm system |  | UST Currently In Use: 0; UST Temp Close: 0; AST Currently In Use: 0; AST Temp Closed: 0 | 0 | 0 | 2 | 10836-073-008363 | CAR AND TRUCK RENTALS INC
45332 | Permanently Closed | 2016-11-29 | 1994-12-16 | 2016-11-29 | Petroleum | On road diesel | On road diesel | Local government | Single Wall | Single Wall | Coated & cathodic protection (sti-P3) |  | Single Wall |  |  | Catchment Basin | Automatic shutoff device At 95% full | Automatic shutoff device At 95% full |  |  | Continuous Automatic Tank Gauge | [8 empty] | UST Currently In Use: 0; UST Temp Close: 0; AST Currently In Use: 2; AST Temp Closed: 0 | 0 | 0 | 4 | 11062-015-009165 | CITY OF OXFORD
45333 | Permanently Closed | 2016-11-29 | 1994-12-16 | 2016-11-29 | Petroleum | Unleaded gasoline | Unleaded gasoline | Local government | Single Wall | Single Wall | Coated & cathodic protection (sti-P3) |  | Single Wall |  |  | Catchment Basin | Automatic shutoff device At 95% full | Automatic shutoff device At 95% full |  |  | Continuous Automatic Tank Gauge | [8 empty] | UST Currently In Use: 0; UST Temp Close: 0; AST Currently In Use: 2; AST Temp Closed: 0 | 0 | 0 | 4 | 11062-015-009165 | CITY OF OXFORD
45334 | Currently in Use |  | 1994-11-04 |  | Petroleum | On road diesel | On road diesel | Bulk facility | Steel | Steel | Coated & cathodic protection (sti-P3) |  | Fiberglass reinforced plastic |  |  | Catchment Basin | Flow Rest 90% Full | Flow Rest 90% Full |  |  | Continuous Automatic Tank Gauge |  | Automatic flow restrictor (MLLD) | Automatic flow restrictor (MLLD) |  |  | Annual line testing | Annual line testing |  | UST Currently In Use: 4; UST Temp Close: 0; AST Currently In Use: 2; AST Temp Closed: 0 | 4 | 0 | 7 | 12554-041-008156 | J BRYCE SMITH OIL CO INC
45335 | Permanently Closed | 2003-08-12 | 1984-01-01 | 2003-08-12 | Petroleum | Unleaded gasoline | Unleaded gasoline | Retail | Steel | Steel | Field installed cathodic protection | Painted or None | Steel |  | 1901-01-01 | Catchment Basin | Automatic shutoff device At 95% full | Automatic shutoff device At 95% full | [11 empty] | UST Currently In Use: 0; UST Temp Close: 0; AST Currently In Use: 0; AST Temp Closed: 0 | 0 | 0 | 4 | 19801-117-017391 | WEE CORPORATION
45336 | Currently in Use |  | 1994-11-23 |  | Petroleum | Unleaded gasoline | Unleaded gasoline | Retail | Steel | Double Wall | Coated & cathodic protection (sti-P3) |  | Double Wall |  |  | Catchment Basin | Flow Rest 90% Full | Flow Rest 90% Full |  |  | Continuous Automatic Tank Gauge |  | Automatic shutoff device (AELLD) | Automatic shutoff device (AELLD) |  |  | Automatic electronic line leak detector (AELLD) | Automatic electronic line leak detector (AELLD) | Pressurized Piping | UST Currently In Use: 2; UST Temp Close: 0; AST Currently In Use: 0; AST Temp Closed: 0 | 2 | 0 | 0 | 13343-125-017392 | MCCULLOUGH OIL COMPANY, INC.
45337 | Currently in Use |  | 1994-11-23 |  | Petroleum | Premium gasoline | Premium gasoline | Retail | Double Wall | Double Wall | Coated & cathodic protection (sti-P3) |  | Double Wall |  |  | Catchment Basin | Flow Rest 90% Full | Flow Rest 90% Full |  |  | Continuous Automatic Tank Gauge |  | Automatic shutoff device (AELLD) | Automatic shutoff device (AELLD) |  |  | Automatic electronic line leak detector (AELLD) | Automatic electronic line leak detector (AELLD) | Pressurized Piping | UST Currently In Use: 2; UST Temp Close: 0; AST Currently In Use: 0; AST Temp Closed: 0 | 2 | 0 | 0 | 13343-125-017392 | MCCULLOUGH OIL COMPANY, INC.
45338 | Currently in Use |  | 1994-07-21 |  | Petroleum | On road diesel | On road diesel | Emergency power generator | Fiberglass reinforced plastic | Double Wall |  |  | Double Wall |  | 1901-01-01 | Catchment Basin | Audible high level alarm At 90% full | Audible high level alarm At 90% full | Interstitial Monitoring within Secondary Containment |  | Automatic Tank Gauge | [8 empty] | UST Currently In Use: 1; UST Temp Close: 0; AST Currently In Use: 0; AST Temp Closed: 0 | 1 | 0 | 0 | 19802-117-017393 | REGIONS BANK
45339 | Permanently Closed | 2003-08-12 | 1984-01-01 | 2003-08-12 | Petroleum | Unleaded gasoline | Unleaded gasoline | Retail | Steel | Steel | Field installed cathodic protection | Painted or None | Steel |  | 1901-01-01 | Catchment Basin | Automatic shutoff device At 95% full | Automatic shutoff device At 95% full | [11 empty] | UST Currently In Use: 0; UST Temp Close: 0; AST Currently In Use: 0; AST Temp Closed: 0 | 0 | 0 | 4 | 19801-117-017391 | WEE CORPORATION
45340 | Permanently Closed | 2003-08-12 | 1984-01-01 | 2003-08-12 | Petroleum | Premium gasoline | Premium gasoline | Retail | Steel | Steel | Field installed cathodic protection | Painted or None | Steel |  | 1901-01-01 | Catchment Basin | Automatic shutoff device At 95% full | Automatic shutoff device At 95% full | [8 empty] | Annual line testing | Annual line testing |  | UST Currently In Use: 0; UST Temp Close: 0; AST Currently In Use: 0; AST Temp Closed: 0 | 0 | 0 | 4 | 19801-117-017391 | WEE CORPORATION
45341 | Permanently Closed | 1998-12-22 | 1984-01-01 | 2000-01-19 | Petroleum | On road diesel | On road diesel | Retail | Steel | Steel |  | Painted or None | Steel |  | 1901-01-01 | [11 empty] | Annual line testing | Annual line testing |  | UST Currently In Use: 0; UST Temp Close: 0; AST Currently In Use: 0; AST Temp Closed: 0 | 0 | 0 | 4 | 19801-117-017391 | WEE CORPORATION
45342 | Currently in Use |  | 1988-10-01 |  | Petroleum | Unleaded gasoline | Unleaded gasoline | Retail | Steel | Steel | Field installed cathodic protection |  | Fiberglass reinforced plastic |  |  | Catchment Basin | Flow Rest 90% Full | Automatic shutoff device At 95% full |  |  | Continuous Automatic Tank Gauge |  | Automatic shutoff device (AELLD) | Automatic shutoff device (AELLD) | [5 empty] | UST Currently In Use: 8; UST Temp Close: 0; AST Currently In Use: 0; AST Temp Closed: 0 | 8 | 0 | 0 | 19804-073-017395 | BAMA PETROLEUM INC
45343 | Currently in Use |  | 1988-10-01 |  | Petroleum | Premium gasoline | Premium gasoline | Retail | Steel | Steel | Field installed cathodic protection |  | Fiberglass reinforced plastic |  |  | Catchment Basin | Automatic shutoff device At 95% full | Automatic shutoff device At 95% full |  |  | Continuous Automatic Tank Gauge |  | Automatic shutoff device (AELLD) | Automatic shutoff device (AELLD) | [5 empty] | UST Currently In Use: 8; UST Temp Close: 0; AST Currently In Use: 0; AST Temp Closed: 0 | 8 | 0 | 0 | 19804-073-017395 | BAMA PETROLEUM INC
45344 | Currently in Use |  | 1988-10-01 |  | Petroleum | Unleaded gasoline | Unleaded gasoline | Retail | Single Wall | Single Wall | Coated & cathodic protection (sti-P3) |  | Fiberglass reinforced plastic |  |  | Catchment Basin | Automatic shutoff device At 95% full | Automatic shutoff device At 95% full |  |  | Continuous Automatic Tank Gauge |  | Automatic shutoff device (AELLD) | Automatic shutoff device (AELLD) | [5 empty] | UST Currently In Use: 8; UST Temp Close: 0; AST Currently In Use: 0; AST Temp Closed: 0 | 8 | 0 | 0 | 19804-073-017395 | BAMA PETROLEUM INC
45345 | Currently in Use |  | 1988-10-01 |  | Petroleum | On road diesel | On road diesel | Retail | Single Wall | Single Wall | Field installed cathodic protection |  | Single Wall |  |  | Catchment Basin | Flow Rest 90% Full | Automatic shutoff device At 95% full |  |  | Continuous Automatic Tank Gauge |  | Automatic shutoff device (AELLD) | Automatic shutoff device (AELLD) | [5 empty] | UST Currently In Use: 8; UST Temp Close: 0; AST Currently In Use: 0; AST Temp Closed: 0 | 8 | 0 | 0 | 19804-073-017395 | BAMA PETROLEUM INC
45346 | Currently in Use |  | 1988-01-01 |  | Petroleum | Unleaded gasoline | Unleaded gasoline | Retail | Fiberglass reinforced plastic | Fiberglass reinforced plastic |  |  | Fiberglass reinforced plastic |  | 1901-01-01 | Catchment Basin | Automatic shutoff device At 95% full | Automatic shutoff device At 95% full |  |  | Automatic Tank Gauge |  | Automatic flow restrictor (MLLD) | Automatic flow restrictor (MLLD) |  |  | Annual line testing | Annual line testing |  | UST Currently In Use: 3; UST Temp Close: 0; AST Currently In Use: 0; AST Temp Closed: 0 | 3 | 0 | 5 | 17448-073-005295 | B DONALD COMPTON
45347 | Currently in Use |  | 1988-01-01 |  | Petroleum | Unleaded gasoline | Unleaded gasoline | Retail | Fiberglass reinforced plastic | Fiberglass reinforced plastic |  |  | Fiberglass reinforced plastic |  | 1901-01-01 | Catchment Basin | Automatic shutoff device At 95% full | Automatic shutoff device At 95% full |  |  | Automatic Tank Gauge |  | Automatic flow restrictor (MLLD) | Automatic flow restrictor (MLLD) |  |  | Annual line testing | Annual line testing |  | UST Currently In Use: 3; UST Temp Close: 0; AST Currently In Use: 0; AST Temp Closed: 0 | 3 | 0 | 5 | 17448-073-005295 | B DONALD COMPTON
45348 | Currently in Use |  | 1988-01-01 |  | Petroleum | Premium gasoline | Premium gasoline | Retail | Fiberglass reinforced plastic | Fiberglass reinforced plastic |  |  | Fiberglass reinforced plastic |  | 1901-01-01 | Catchment Basin | Automatic shutoff device At 95% full | Automatic shutoff device At 95% full |  |  | Automatic Tank Gauge |  | Automatic flow restrictor (MLLD) | Automatic flow restrictor (MLLD) |  |  | Annual line testing | Annual line testing |  | UST Currently In Use: 3; UST Temp Close: 0; AST Currently In Use: 0; AST Temp Closed: 0 | 3 | 0 | 5 | 17448-073-005295 | B DONALD COMPTON
45349 | Permanently Closed | 2013-06-11 | 1994-12-29 | 2014-03-26 | Petroleum | Unleaded gasoline | Unleaded gasoline | Retail | Steel | Steel | Coated & cathodic protection (sti-P3) |  | Fiberglass reinforced plastic |  | 1901-01-01 | Catchment Basin | Flow Rest 90% Full | Flow Rest 90% Full |  |  | Continuous Automatic Tank Gauge | [5 empty] | Annual line testing | Annual line testing |  | UST Currently In Use: 0; UST Temp Close: 0; AST Currently In Use: 0; AST Temp Closed: 0 | 0 | 0 | 6 | 14327-081-006295 | SAXON OIL CO INC
45350 | Permanently Closed | 2013-06-11 | 1994-12-29 | 2014-03-26 | Petroleum | Premium gasoline | Premium gasoline | Retail | Steel | Steel | Coated & cathodic protection (sti-P3) |  | Fiberglass reinforced plastic |  | 1901-01-01 | Catchment Basin | Flow Rest 90% Full | Flow Rest 90% Full |  |  | Automatic Tank Gauge | [5 empty] | Continuous alarm system | Annual line testing |  | UST Currently In Use: 0; UST Temp Close: 0; AST Currently In Use: 0; AST Temp Closed: 0 | 0 | 0 | 6 | 14327-081-006295 | SAXON OIL CO INC
45351 | Currently in Use |  | 1989-01-01 |  | Petroleum | Unleaded gasoline | Unleaded gasoline | Retail | Steel | Steel | Coated & cathodic protection (sti-P3) |  | Fiberglass reinforced plastic |  |  | Catchment Basin | Automatic shutoff device At 95% full | Automatic shutoff device At 95% full |  |  | Continuous Automatic Tank Gauge |  | Automatic flow restrictor (MLLD) | Automatic flow restrictor (MLLD) |  |  | Annual line testing | Annual line testing |  | UST Currently In Use: 4; UST Temp Close: 0; AST Currently In Use: 0; AST Temp Closed: 0 | 4 | 0 | 3 | 26039-081-006294 | MBM 03 LLC
45352 | Currently in Use |  | 1989-05-01 |  | Petroleum | Mid-grade gasoline | Mid-grade gasoline | Retail | Steel | Steel | Coated & cathodic protection (sti-P3) |  | Fiberglass reinforced plastic |  |  | Catchment Basin | Automatic shutoff device At 95% full | Automatic shutoff device At 95% full |  |  | Continuous Automatic Tank Gauge |  | Automatic flow restrictor (MLLD) | Automatic flow restrictor (MLLD) |  |  | Annual line testing | Annual line testing |  | UST Currently In Use: 4; UST Temp Close: 0; AST Currently In Use: 0; AST Temp Closed: 0 | 4 | 0 | 3 | 26039-081-006294 | MBM 03 LLC
45353 | Currently in Use |  | 1989-05-01 |  | Petroleum | Premium gasoline | Premium gasoline | Retail | Steel | Steel | Coated & cathodic protection (sti-P3) |  | Fiberglass reinforced plastic |  |  | Catchment Basin | Automatic shutoff device At 95% full | Automatic shutoff device At 95% full |  |  | Continuous Automatic Tank Gauge |  | Automatic flow restrictor (MLLD) | Automatic flow restrictor (MLLD) |  |  | Annual line testing | Annual line testing |  | UST Currently In Use: 4; UST Temp Close: 0; AST Currently In Use: 0; AST Temp Closed: 0 | 4 | 0 | 3 | 26039-081-006294 | MBM 03 LLC
45354 | Currently in Use |  | 1989-01-01 |  | Petroleum | On road diesel | On road diesel | Retail | Steel | Steel | Coated & cathodic protection (sti-P3) |  | Fiberglass reinforced plastic |  |  | Catchment Basin | Flow Rest 90% Full | Flow Rest 90% Full |  |  | Continuous Automatic Tank Gauge |  | Automatic flow restrictor (MLLD) | Automatic flow restrictor (MLLD) |  |  | Annual line testing | Annual line testing |  | UST Currently In Use: 4; UST Temp Close: 0; AST Currently In Use: 0; AST Temp Closed: 0 | 4 | 0 | 3 | 26039-081-006294 | MBM 03 LLC
45355 | Currently in Use |  | 1995-02-08 |  | Petroleum | Unleaded gasoline | Unleaded gasoline | Bulk facility | Steel | Steel | Coated & cathodic protection (sti-P3) |  | Fiberglass reinforced plastic |  |  | Catchment Basin | Audible high level alarm At 90% full | Audible high level alarm At 90% full | Interstitial Monitoring within Secondary Containment | OTHER | Automatic Tank Gauge | [8 empty] | UST Currently In Use: 1; UST Temp Close: 0; AST Currently In Use: 0; AST Temp Closed: 0 | 1 | 0 | 0 | 19805-001-017396 | PRATTVILLE WATER WORKS BOARD
45356 | Permanently Closed | 2003-02-15 | 1994-03-29 | 2004-07-08 | Petroleum | Used oil | Used oil | Industrial | Fiberglass reinforced plastic | Fiberglass reinforced plastic |  |  | Fiberglass reinforced plastic |  | 1901-01-01 | Catchment Basin | EXEMPT | Other | Interstitial Monitoring within Secondary Containment | [10 empty] | UST Currently In Use: 0; UST Temp Close: 0; AST Currently In Use: 0; AST Temp Closed: 0 | 0 | 0 | 6 | 21271-015-015815 | CALHOUN CO MCCLELLAN DEVLP AUTHORITY
45357 | Cannot Locate or abandoned | 2000-02-15 | 1994-05-10 |  | Petroleum | On road diesel | On road diesel | Industrial | Double Wall | Double Wall |  |  | Fiberglass reinforced plastic |  | 1901-01-01 | Catchment Basin | Flow Rest 90% Full | Flow Rest 90% Full | Interstitial Monitoring within Secondary Containment |  | Automatic Tank Gauge | [8 empty] | UST Currently In Use: 0; UST Temp Close: 0; AST Currently In Use: 0; AST Temp Closed: 0 | 0 | 0 | 1 | 21271-015-015818 | CALHOUN CO MCCLELLAN DEVLP AUTHORITY
45358 | Permanently Closed | 2000-02-15 | 1994-05-09 | 2003-03-29 | Petroleum | Used oil | Used oil | Industrial | Fiberglass reinforced plastic | Fiberglass reinforced plastic |  |  | Fiberglass reinforced plastic |  | 1901-01-01 | Catchment Basin | Flow Rest 90% Full | Flow Rest 90% Full | Interstitial Monitoring within Secondary Containment | [10 empty] | UST Currently In Use: 0; UST Temp Close: 0; AST Currently In Use: 0; AST Temp Closed: 0 | 0 | 0 | 3 | 11953-015-015822 | US ARMY GARRISON/TRANSITION FORCE
45359 | Permanently Closed | 2006-09-05 | 1994-01-01 | 2004-01-01 | Petroleum | Other, OIL/H20 SE | Other | Industrial | Fiberglass reinforced plastic | Fiberglass reinforced plastic |  |  | Fiberglass reinforced plastic |  | 1901-01-01 | Catchment Basin | EXEMPT | Flow Rest 90% Full | [11 empty] | UST Currently In Use: 0; UST Temp Close: 0; AST Currently In Use: 0; AST Temp Closed: 0 | 0 | 0 | 4 | 21271-015-015840 | CALHOUN CO MCCLELLAN DEVLP AUTHORITY
45360 | Permanently Closed | 2003-09-01 | 1994-01-01 | 2004-01-01 | Petroleum | Other, OIL/H20 SE | Other | Industrial | Fiberglass reinforced plastic | Fiberglass reinforced plastic |  |  | Fiberglass reinforced plastic |  | 1901-01-01 | Other | EXEMPT | Other | [11 empty] | UST Currently In Use: 0; UST Temp Close: 0; AST Currently In Use: 0; AST Temp Closed: 0 | 0 | 0 | 4 | 21271-015-015840 | CALHOUN CO MCCLELLAN DEVLP AUTHORITY
45361 | Permanently Closed | 1999-09-01 | 1994-01-01 | 2003-03-29 | Petroleum | Used oil | Used oil | State/Federal Government | Fiberglass reinforced plastic | Fiberglass reinforced plastic |  |  | Fiberglass reinforced plastic |  | 1901-01-01 | Other | Other | Other | [11 empty] | UST Currently In Use: 0; UST Temp Close: 0; AST Currently In Use: 0; AST Temp Closed: 0 | 0 | 0 | 18 | 11953-015-015840 | US ARMY GARRISON/TRANSITION FORCE
45362 | Temporary Closed | 2020-06-30 | 1995-01-24 |  | Petroleum | Unleaded gasoline | Unleaded gasoline | Retail | Steel | Steel | Coated & cathodic protection (sti-P3) |  | Fiberglass reinforced plastic |  |  | Catchment Basin | Automatic shutoff device At 95% full | Automatic shutoff device At 95% full |  |  | Automatic Tank Gauge | [8 empty] | UST Currently In Use: 0; UST Temp Close: 2; AST Currently In Use: 0; AST Temp Closed: 0 | 0 | 2 | 0 | 25787-121-017398 | ANIL DHANANI
45363 | Temporary Closed | 2020-06-30 | 1995-01-24 |  | Petroleum | Unleaded gasoline | Unleaded gasoline | Retail | Steel | Steel | Coated & cathodic protection (sti-P3) |  | Fiberglass reinforced plastic |  |  | Catchment Basin | Automatic shutoff device At 95% full | Automatic shutoff device At 95% full |  |  | Automatic Tank Gauge | [8 empty] | UST Currently In Use: 0; UST Temp Close: 2; AST Currently In Use: 0; AST Temp Closed: 0 | 0 | 2 | 0 | 25787-121-017398 | ANIL DHANANI
45364 | Permanently Closed | 2012-04-27 | 1995-01-05 | 2013-04-29 | Petroleum | Unleaded gasoline | Unleaded gasoline | Local Government | Steel | Steel | Coated & cathodic protection (sti-P3) |  | Fiberglass reinforced plastic |  |  | Catchment Basin | Flow Rest 90% Full | Flow Rest 90% Full |  |  | Automatic Tank Gauge | [5 empty] | Annual line testing | Annual line testing |  | UST Currently In Use: 0; UST Temp Close: 0; AST Currently In Use: 0; AST Temp Closed: 0 | 0 | 0 | 8 | 11085-125-009898 | CITY OF TUSCALOOSA
45366 | Permanently Closed | 2012-04-27 | 1995-01-05 | 2013-04-29 | Petroleum | Premium gasoline | Premium gasoline | Local Government | Steel | Steel | Coated & cathodic protection (sti-P3) |  | Fiberglass reinforced plastic |  |  | Catchment Basin | Flow Rest 90% Full | Flow Rest 90% Full |  |  | Automatic Tank Gauge | [5 empty] | Annual line testing | Annual line testing |  | UST Currently In Use: 0; UST Temp Close: 0; AST Currently In Use: 0; AST Temp Closed: 0 | 0 | 0 | 8 | 11085-125-009898 | CITY OF TUSCALOOSA
45367 | Permanently Closed | 2012-04-27 | 1995-01-05 | 2013-04-29 | Petroleum | On road diesel | On road diesel | Local Government | Steel | Steel | Coated & cathodic protection (sti-P3) |  | Fiberglass reinforced plastic |  |  | Catchment Basin | Flow Rest 90% Full | Flow Rest 90% Full |  |  | Automatic Tank Gauge | [8 empty] | UST Currently In Use: 0; UST Temp Close: 0; AST Currently In Use: 0; AST Temp Closed: 0 | 0 | 0 | 8 | 11085-125-009898 | CITY OF TUSCALOOSA
45368 | Currently in Use |  | 1994-11-09 |  | Petroleum | Unleaded gasoline | Unleaded gasoline | Retail | Steel | Steel | Coated & cathodic protection (sti-P3) |  | Double Wall |  | 2007-01-01 | Catchment Basin | Automatic shutoff device At 95% full | Automatic shutoff device At 95% full |  |  | Continuous Automatic Tank Gauge |  | Automatic flow restrictor (MLLD) | Automatic flow restrictor (MLLD) | Interstitial Monitoring within Secondary Containment | SENSOR TO ATG |  |  |  | UST Currently In Use: 1; UST Temp Close: 0; AST Currently In Use: 0; AST Temp Closed: 0 | 1 | 0 | 2 | 25049-029-012694 | CHEATWOOD SERVICE STATION LLC
45369 | Temporary Closed | 2018-07-29 | 1994-04-01 |  | Petroleum | On road diesel | On road diesel | Industrial | Fiberglass reinforced plastic | Fiberglass reinforced plastic |  |  | Fiberglass reinforced plastic |  | 1901-01-01 | Catchment Basin | Flow Rest 90% Full | Flow Rest 90% Full |  |  | Automatic Tank Gauge |  | Containment Sump | Automatic flow restrictor (MLLD) | Interstitial Monitoring within Secondary Containment | MANUAL/VISUAL CHECK |  |  |  | UST Currently In Use: 0; UST Temp Close: 3; AST Currently In Use: 0; AST Temp Closed: 0 | 0 | 3 | 0 | 24614-055-017400 | CELADON TRUCKING
45370 | Temporary Closed | 2018-07-28 | 1994-04-01 |  | Petroleum | On road diesel | On road diesel | Industrial | MANIFOLDED | Fiberglass reinforced plastic |  |  | Other |  | 1901-01-01 | Catchment Basin | Flow Rest 90% Full | Flow Rest 90% Full |  |  | Automatic Tank Gauge | [8 empty] | UST Currently In Use: 0; UST Temp Close: 3; AST Currently In Use: 0; AST Temp Closed: 0 | 0 | 3 | 0 | 24614-055-017400 | CELADON TRUCKING
45371 | Temporary Closed | 2018-07-28 | 1994-04-01 |  | Petroleum | On road diesel | On road diesel | Industrial | Fiberglass reinforced plastic | Fiberglass reinforced plastic |  |  | Double Wall |  | 1901-01-01 | Catchment Basin | Flow Rest 90% Full | Flow Rest 90% Full |  |  | Automatic Tank Gauge |  | Automatic flow restrictor (MLLD) | Automatic flow restrictor (MLLD) | Interstitial Monitoring within Secondary Containment | MANUAL/VISUAL CHECK |  |  |  | UST Currently In Use: 0; UST Temp Close: 3; AST Currently In Use: 0; AST Temp Closed: 0 | 0 | 3 | 0 | 24614-055-017400 | CELADON TRUCKING
45372 | Permanently Closed | 2020-04-01 | 1995-01-05 | 2021-01-18 | Petroleum | Unleaded gasoline | Unleaded gasoline | Industrial | Double Wall | Double Wall |  |  | Flexible | SA&TCI | 1901-01-01 | Catchment Basin | Flow Rest 90% Full | Flow Rest 90% Full | Interstitial Monitoring within Secondary Containment |  | Automatic Tank Gauge |  | Automatic flow restrictor (MLLD) | Automatic flow restrictor (MLLD) | Interstitial Monitoring within Secondary Containment |  | Annual line testing | Annual line testing |  | UST Currently In Use: 0; UST Temp Close: 0; AST Currently In Use: 0; AST Temp Closed: 0 | 0 | 0 | 1 | 12350-073-017401 | HERTZ CORPORATION
45373 | Currently in Use |  | 1995-02-21 |  | Petroleum | Unleaded gasoline | Unleaded gasoline | Retail | Fiberglass reinforced plastic | Fiberglass reinforced plastic |  |  | Fiberglass reinforced plastic |  | 1901-01-01 | Catchment Basin | Automatic shutoff device At 95% full | Automatic shutoff device At 95% full |  |  | Continuous Automatic Tank Gauge |  | Automatic flow restrictor (MLLD) | Automatic flow restrictor (MLLD) | Interstitial Monitoring within Secondary Containment |  | Annual line testing | Annual line testing |  | UST Currently In Use: 2; UST Temp Close: 0; AST Currently In Use: 0; AST Temp Closed: 0 | 2 | 0 | 0 | 25391-101-017402 | CONGRESSMAN 2017 INC
45376 | Currently in Use |  | 1995-02-21 |  | Petroleum | Premium gasoline | Premium gasoline | Retail | Fiberglass reinforced plastic | Fiberglass reinforced plastic |  |  | Fiberglass reinforced plastic |  | 1901-01-01 | Catchment Basin | Automatic shutoff device At 95% full | Automatic shutoff device At 95% full |  |  | Continuous Automatic Tank Gauge |  | Automatic flow restrictor (MLLD) | Automatic flow restrictor (MLLD) | Interstitial Monitoring within Secondary Containment |  | Continuous alarm system | Annual line testing |  | UST Currently In Use: 2; UST Temp Close: 0; AST Currently In Use: 0; AST Temp Closed: 0 | 2 | 0 | 0 | 25391-101-017402 | CONGRESSMAN 2017 INC
45377 | Permanently Closed | 2005-01-01 | 1994-04-15 | 2015-12-01 | Petroleum | Unleaded gasoline | Unleaded gasoline | Local government | Fiberglass reinforced plastic | Fiberglass reinforced plastic |  |  | Fiberglass reinforced plastic |  | 1901-01-01 | Catchment Basin | Automatic shutoff device At 95% full | Automatic shutoff device At 95% full |  |  | Automatic Tank Gauge | [8 empty] | UST Currently In Use: 0; UST Temp Close: 0; AST Currently In Use: 0; AST Temp Closed: 0 | 0 | 0 | 1 | 11736-055-017404 | ETOWAH COUNTY COMMISSION
45378 | Permanently Closed | 2003-12-31 | 1992-08-25 | 2004-07-21 | Petroleum | Unleaded gasoline | Unleaded gasoline | Retail | Steel | Steel | Coated & cathodic protection (sti-P3) |  | Fiberglass reinforced plastic |  | 1901-01-01 | Catchment Basin | Automatic shutoff device At 95% full | Automatic shutoff device At 95% full | [11 empty] | UST Currently In Use: 0; UST Temp Close: 0; AST Currently In Use: 0; AST Temp Closed: 0 | 0 | 0 | 3 | 16045-015-013946 | DOT WRIGHT
45379 | Permanently Closed | 2009-09-09 | 1909-09-08 23:00 | 1995-04-20 | Petroleum | On road diesel | On road diesel | Industrial | [6 empty] | 1901-01-01 | [14 empty] | UST Currently In Use: 0; UST Temp Close: 0; AST Currently In Use: 0; AST Temp Closed: 0 | 0 | 0 | 2 | 19815-033-017406 | RETREADING L C/O GOODYEAR TIRE CO
45380 | Permanently Closed | 2009-09-09 | 1909-09-08 23:00 | 1995-04-20 | Petroleum | Used oil | Used oil | Industrial | [6 empty] | 1901-01-01 | [14 empty] | UST Currently In Use: 0; UST Temp Close: 0; AST Currently In Use: 0; AST Temp Closed: 0 | 0 | 0 | 2 | 19815-033-017406 | RETREADING L C/O GOODYEAR TIRE CO
45381 | Currently in Use |  | 1995-01-23 |  | Petroleum | Unleaded gasoline | Unleaded gasoline | Industrial | Fiberglass reinforced plastic | Double Wall |  |  | Flexible |  | 1901-01-01 | Catchment Basin | Audible high level alarm At 90% full | Audible high level alarm At 90% full |  | SENSOR TO ATG | Continuous Automatic Tank Gauge | Single walled submersible pump containment sump | Automatic shutoff device (AELLD) | Automatic shutoff device (AELLD) | Interstitial Monitoring within Secondary Containment | SENSOR TO ATG |  |  |  | UST Currently In Use: 2; UST Temp Close: 0; AST Currently In Use: 0; AST Temp Closed: 0 | 2 | 0 | 4 | 10146-127-011565 | ALABAMA POWER COMPANY
45382 | Currently in Use |  | 1995-01-23 |  | Petroleum | On road diesel | On road diesel | Industrial | Fiberglass reinforced plastic | Double Wall |  |  | Flexible |  | 1901-01-01 | Catchment Basin | Flow Rest 90% Full | Audible high level alarm At 90% full |  | SENSOR TO ATG | Continuous Automatic Tank Gauge |  | Containment Sump | Automatic shutoff device (AELLD) | Interstitial Monitoring within Secondary Containment | SENSOR TO ATG |  |  |  | UST Currently In Use: 2; UST Temp Close: 0; AST Currently In Use: 0; AST Temp Closed: 0 | 2 | 0 | 4 | 10146-127-011565 | ALABAMA POWER COMPANY
45383 | Currently in Use |  | 1993-10-21 |  | Petroleum | Unleaded gasoline | Unleaded gasoline | Retail | Steel | Steel | Coated & cathodic protection (sti-P3) |  | Fiberglass reinforced plastic |  |  | Catchment Basin | Automatic shutoff device At 95% full | Automatic shutoff device At 95% full |  |  | Automatic Tank Gauge |  | Automatic flow restrictor (MLLD) | Automatic flow restrictor (MLLD) | Interstitial Monitoring within Secondary Containment | MANUAL/VISUAL CHECK |  |  |  | UST Currently In Use: 4; UST Temp Close: 0; AST Currently In Use: 0; AST Temp Closed: 0 | 4 | 0 | 0 | 20759-045-017408 | SOUTHWEST GEORGIA OIL COMPANY
45386 | Currently in Use |  | 1993-10-21 |  | Petroleum | Premium gasoline | Premium gasoline | Retail | Steel | Steel | Coated & cathodic protection (sti-P3) |  | Fiberglass reinforced plastic |  |  | Catchment Basin | Automatic shutoff device At 95% full | Automatic shutoff device At 95% full |  |  | Automatic Tank Gauge |  | Automatic flow restrictor (MLLD) | Automatic flow restrictor (MLLD) | Interstitial Monitoring within Secondary Containment | MANUAL/VISUAL CHECK |  |  |  | UST Currently In Use: 4; UST Temp Close: 0; AST Currently In Use: 0; AST Temp Closed: 0 | 4 | 0 | 0 | 20759-045-017408 | SOUTHWEST GEORGIA OIL COMPANY
45389 | Currently in Use |  | 1993-10-21 |  | Petroleum | On road diesel | On road diesel | Retail | Steel | Steel | Coated & cathodic protection (sti-P3) |  | Fiberglass reinforced plastic |  |  | Catchment Basin | Automatic shutoff device At 95% full | Automatic shutoff device At 95% full |  |  | Automatic Tank Gauge |  | Automatic flow restrictor (MLLD) | Automatic flow restrictor (MLLD) | Interstitial Monitoring within Secondary Containment | MANUAL/VISUAL CHECK |  |  |  | UST Currently In Use: 4; UST Temp Close: 0; AST Currently In Use: 0; AST Temp Closed: 0 | 4 | 0 | 0 | 20759-045-017408 | SOUTHWEST GEORGIA OIL COMPANY
45392 | Currently in Use |  | 1993-10-21 |  | Petroleum | On road diesel | On road diesel | Retail | Steel | Steel | Coated & cathodic protection (sti-P3) |  | Fiberglass reinforced plastic |  |  | Catchment Basin | Automatic shutoff device At 95% full | Automatic shutoff device At 95% full |  |  | Automatic Tank Gauge |  | Automatic flow restrictor (MLLD) | Automatic flow restrictor (MLLD) | Interstitial Monitoring within Secondary Containment | MANUAL/VISUAL CHECK |  |  |  | UST Currently In Use: 4; UST Temp Close: 0; AST Currently In Use: 0; AST Temp Closed: 0 | 4 | 0 | 0 | 20759-045-017408 | SOUTHWEST GEORGIA OIL COMPANY
45393 | Currently in Use |  | 1995-02-25 |  | Petroleum | On road diesel | On road diesel | Industrial | Double Wall | Double Wall |  |  | Double Wall |  | 1995-02-25 | Catchment Basin | Audible high level alarm At 90% full | Audible high level alarm At 90% full |  | SENSOR TO ATG | Continuous Automatic Tank Gauge |  | Containment Sump | Automatic flow restrictor (MLLD) | Interstitial Monitoring within Secondary Containment | SENSOR TO ATG | Continuous alarm system | Continuous alarm system |  | UST Currently In Use: 1; UST Temp Close: 0; AST Currently In Use: 0; AST Temp Closed: 0 | 1 | 0 | 0 | 25545-073-017409 | MESSER LLC
45394 | Permanently Closed | 2015-08-01 | 1994-12-09 | 2015-08-12 | Petroleum | Unleaded gasoline | Unleaded gasoline | Industrial | Single Wall | Single Wall | Coated & cathodic protection (sti-P3) |  | Single Wall |  |  | Catchment Basin | Automatic shutoff device At 95% full | Automatic shutoff device At 95% full |  |  | Continuous Automatic Tank Gauge | [8 empty] | UST Currently In Use: 0; UST Temp Close: 0; AST Currently In Use: 0; AST Temp Closed: 0 | 0 | 0 | 8 | 10125-073-008786 | SPIRE ALABAMA INC.
45395 | Permanently Closed | 2015-08-01 | 1994-12-09 | 2015-08-12 | Petroleum | Unleaded gasoline | Unleaded gasoline | Industrial | Single Wall | Single Wall | Coated & cathodic protection (sti-P3) |  | Single Wall |  |  | Catchment Basin | Automatic shutoff device At 95% full | Automatic shutoff device At 95% full |  |  | Continuous Automatic Tank Gauge | [8 empty] | UST Currently In Use: 0; UST Temp Close: 0; AST Currently In Use: 0; AST Temp Closed: 0 | 0 | 0 | 8 | 10125-073-008786 | SPIRE ALABAMA INC.
45396 | Temporary Closed | 2014-04-01 | 1988-01-01 |  | Petroleum | Unleaded gasoline | Unleaded gasoline | Retail | Steel | Steel | Coated & cathodic protection (sti-P3) |  | Steel |  |  | Catchment Basin | Automatic shutoff device At 95% full | Automatic shutoff device At 95% full |  |  | Statistical Inventory Reconciliation (SIR) | [8 empty] | UST Currently In Use: 0; UST Temp Close: 3; AST Currently In Use: 0; AST Temp Closed: 0 | 0 | 3 | 0 | 23197-081-017411 | JAMES T. BAILEY, SR.
45397 | Temporary Closed | 2005-03-01 | 1988-01-01 |  | Petroleum | Mid-grade gasoline | Mid-grade gasoline | Retail | Steel | Steel | Coated & cathodic protection (sti-P3) |  | Steel |  |  | Catchment Basin | Automatic shutoff device At 95% full | Automatic shutoff device At 95% full |  |  | Statistical Inventory Reconciliation (SIR) | [8 empty] | UST Currently In Use: 0; UST Temp Close: 3; AST Currently In Use: 0; AST Temp Closed: 0 | 0 | 3 | 0 | 23197-081-017411 | JAMES T. BAILEY, SR.
45398 | Temporary Closed | 2014-04-01 | 1988-01-01 |  | Petroleum | Unleaded gasoline | Unleaded gasoline | Retail | Steel | Steel | Coated & cathodic protection (sti-P3) |  | Steel |  |  | Catchment Basin | Automatic shutoff device At 95% full | Automatic shutoff device At 95% full |  |  | Statistical Inventory Reconciliation (SIR) | [8 empty] | UST Currently In Use: 0; UST Temp Close: 3; AST Currently In Use: 0; AST Temp Closed: 0 | 0 | 3 | 0 | 23197-081-017411 | JAMES T. BAILEY, SR.
45399 | Currently in Use |  | 1995-02-20 |  | Petroleum | Unleaded gasoline | Unleaded gasoline | Retail | UNLEAD #1 | Single Wall | Coated & cathodic protection (sti-P3) |  | Double Wall |  |  | Catchment Basin | Flow Rest 90% Full | Flow Rest 90% Full |  |  | Continuous Automatic Tank Gauge | Single walled submersible pump containment sump | Automatic shutoff device (AELLD) | Automatic shutoff device (AELLD) | [5 empty] | UST Currently In Use: 3; UST Temp Close: 0; AST Currently In Use: 0; AST Temp Closed: 0 | 3 | 0 | 0 | 25276-127-017412 | KHUSH PROPERTIES LLC
45400 | Currently in Use |  | 1995-02-20 |  | Petroleum | Premium gasoline | Premium gasoline | Retail | Steel | Single Wall | Coated & cathodic protection (sti-P3) |  | Fiberglass reinforced plastic |  |  | Catchment Basin | Flow Rest 90% Full | Flow Rest 90% Full |  |  | Continuous Automatic Tank Gauge | Single walled submersible pump containment sump | Automatic shutoff device (AELLD) | Automatic shutoff device (AELLD) | [5 empty] | UST Currently In Use: 3; UST Temp Close: 0; AST Currently In Use: 0; AST Temp Closed: 0 | 3 | 0 | 0 | 25276-127-017412 | KHUSH PROPERTIES LLC
45401 | Currently in Use |  | 1995-02-20 |  | Petroleum | Unleaded gasoline | Unleaded gasoline | Retail | Single Wall | Single Wall | Coated & cathodic protection (sti-P3) |  | Double Wall |  |  | Catchment Basin | Flow Rest 90% Full | Flow Rest 90% Full |  |  | Continuous Automatic Tank Gauge | Single walled submersible pump containment sump | Automatic shutoff device (AELLD) | Automatic shutoff device (AELLD) | [5 empty] | UST Currently In Use: 3; UST Temp Close: 0; AST Currently In Use: 0; AST Temp Closed: 0 | 3 | 0 | 0 | 25276-127-017412 | KHUSH PROPERTIES LLC
45402 | Permanently Closed | 1997-04-01 | 1971-01-02 | 1997-10-16 | Petroleum | Unleaded gasoline | Unleaded gasoline | Retail | Steel | Steel |  | Painted or None | Steel |  | 1901-01-01 | [14 empty] | UST Currently In Use: 0; UST Temp Close: 0; AST Currently In Use: 0; AST Temp Closed: 0 | 0 | 0 | 2 | 19824-073-017413 | SUSAN O'REILLY
45403 | Permanently Closed | 1997-04-01 | 1971-01-02 | 1997-10-16 | Petroleum | Unleaded gasoline | Unleaded gasoline | Retail | Steel | Steel |  | Painted or None | Steel |  | 1901-01-01 | [14 empty] | UST Currently In Use: 0; UST Temp Close: 0; AST Currently In Use: 0; AST Temp Closed: 0 | 0 | 0 | 2 | 19824-073-017413 | SUSAN O'REILLY
45404 | Permanently Closed | 2004-06-01 | 1989-02-21 | 2004-09-14 | Petroleum | Unleaded gasoline | Unleaded gasoline | Retail | Steel | Steel | Interior lined (not allowed as a standalone method of corrosion protection) |  | Fiberglass reinforced plastic |  | 1901-01-01 | Catchment Basin | Audible high level alarm At 90% full | Audible high level alarm At 90% full |  |  | Continuous Automatic Tank Gauge | [5 empty] | Annual line testing | Annual line testing |  | UST Currently In Use: 0; UST Temp Close: 0; AST Currently In Use: 0; AST Temp Closed: 0 | 0 | 0 | 4 | 21977-073-017414 | SOUTHMONT DEVELOPMENT CO.
45405 | Permanently Closed | 2004-06-01 | 1989-02-21 | 2004-09-14 | Petroleum | Mid-grade gasoline | Mid-grade gasoline | Retail | Steel | Steel | Interior lined (not allowed as a standalone method of corrosion protection) |  | Fiberglass reinforced plastic |  | 1901-01-01 | Catchment Basin | Flow Rest 90% Full | Audible high level alarm At 90% full |  |  | Continuous Automatic Tank Gauge | [5 empty] | Annual line testing | Annual line testing |  | UST Currently In Use: 0; UST Temp Close: 0; AST Currently In Use: 0; AST Temp Closed: 0 | 0 | 0 | 4 | 21977-073-017414 | SOUTHMONT DEVELOPMENT CO.
45406 | Permanently Closed | 2004-06-01 | 1989-02-21 | 2004-09-14 | Petroleum | Premium gasoline | Premium gasoline | Retail | Steel | Steel | Interior lined (not allowed as a standalone method of corrosion protection) |  | Fiberglass reinforced plastic |  | 1901-01-01 | Catchment Basin | Audible high level alarm At 90% full | Audible high level alarm At 90% full |  |  | Statistical Inventory Reconciliation (SIR) | [5 empty] | Statistical inventory reconciliation (SIR) | Annual line testing |  | UST Currently In Use: 0; UST Temp Close: 0; AST Currently In Use: 0; AST Temp Closed: 0 | 0 | 0 | 4 | 21977-073-017414 | SOUTHMONT DEVELOPMENT CO.
45407 | Permanently Closed | 2004-06-01 | 1989-02-21 | 2004-09-14 | Petroleum | On road diesel | On road diesel | Retail | Steel | Steel | Interior lined (not allowed as a standalone method of corrosion protection) |  | Fiberglass reinforced plastic |  | 1901-01-01 | Catchment Basin | Automatic shutoff device At 95% full | Audible high level alarm At 90% full |  |  | Statistical Inventory Reconciliation (SIR) | [5 empty] | Annual line testing | Annual line testing |  | UST Currently In Use: 0; UST Temp Close: 0; AST Currently In Use: 0; AST Temp Closed: 0 | 0 | 0 | 4 | 21977-073-017414 | SOUTHMONT DEVELOPMENT CO.
45408 | Permanently Closed | 1998-04-14 | 1901-01-01 | 1998-04-14 | Petroleum | Unleaded gasoline | Unleaded gasoline | Retail | Fiberglass coated steel | Fiberglass coated steel |  |  | Steel |  | 1901-01-01 | Catchment Basin | Flow Rest 90% Full | Flow Rest 90% Full | [8 empty] | Annual line testing | Annual line testing |  | UST Currently In Use: 1; UST Temp Close: 0; AST Currently In Use: 0; AST Temp Closed: 0 | 1 | 0 | 3 | 24060-125-017415 | HUSSAIN MEGHANI
45409 | Permanently Closed | 2009-05-29 | 1998-04-13 | 2012-10-11 | Petroleum | Unleaded gasoline | Unleaded gasoline | Retail | Steel | Steel | Field installed cathodic protection |  | Steel |  |  | Catchment Basin | Automatic shutoff device At 95% full | Automatic shutoff device At 95% full |  |  | Statistical Inventory Reconciliation (SIR) | [5 empty] | Statistical inventory reconciliation (SIR) | Statistical inventory reconciliation (SIR) |  | UST Currently In Use: 1; UST Temp Close: 0; AST Currently In Use: 0; AST Temp Closed: 0 | 1 | 0 | 3 | 24060-125-017415 | HUSSAIN MEGHANI
45410 | Currently in Use |  | 1972-01-01 |  | Petroleum | Unleaded gasoline | Unleaded gasoline | Local government | Steel | Steel | Field installed cathodic protection |  | Double Wall |  |  | Catchment Basin | Automatic shutoff device At 95% full | Automatic shutoff device At 95% full |  |  | Continuous Automatic Tank Gauge |  | Automatic flow restrictor (MLLD) | Automatic flow restrictor (MLLD) |  |  | Annual line testing | Annual line testing |  | UST Currently In Use: 2; UST Temp Close: 0; AST Currently In Use: 0; AST Temp Closed: 0 | 2 | 0 | 0 | 11063-113-017416 | CITY OF PHENIX CITY ALABAMA
45413 | Currently in Use |  | 1972-01-01 |  | Petroleum | On road diesel | On road diesel | Local government | Steel | Steel | Field installed cathodic protection |  | Fiberglass reinforced plastic |  |  | Catchment Basin | Automatic shutoff device At 95% full | Automatic shutoff device At 95% full |  |  | Continuous Automatic Tank Gauge |  | Automatic flow restrictor (MLLD) | Automatic flow restrictor (MLLD) |  |  | Annual line testing | Annual line testing |  | UST Currently In Use: 2; UST Temp Close: 0; AST Currently In Use: 0; AST Temp Closed: 0 | 2 | 0 | 0 | 11063-113-017416 | CITY OF PHENIX CITY ALABAMA
45415 | Currently in Use |  | 1994-07-01 |  | Petroleum | Unleaded gasoline | Unleaded gasoline | Retail | Steel | Steel | Coated & cathodic protection (sti-P3) |  | Fiberglass reinforced plastic |  |  | Catchment Basin | Flow Rest 90% Full | Flow Rest 90% Full |  |  | Statistical Inventory Reconciliation (SIR) | [8 empty] | UST Currently In Use: 1; UST Temp Close: 0; AST Currently In Use: 0; AST Temp Closed: 0 | 1 | 0 | 2 | 24030-123-005576 | SALMA AKTER
45416 | Currently in Use |  | 1995-03-01 |  | Petroleum | Unleaded gasoline | Unleaded gasoline | Retail | Fiberglass coated steel | Fiberglass coated steel |  |  | Flexible |  | 1901-01-01 | Catchment Basin | Automatic shutoff device At 95% full | Automatic shutoff device At 95% full |  |  | Continuous Automatic Tank Gauge |  | Automatic shutoff device (AELLD) | Automatic shutoff device (AELLD) | Interstitial Monitoring within Secondary Containment |  | Continuous alarm system | Continuous alarm system |  | UST Currently In Use: 2; UST Temp Close: 0; AST Currently In Use: 0; AST Temp Closed: 0 | 2 | 0 | 8 | 13364-109-009835 | MCKENZIE OIL COMPANY, INC.
45417 | Currently in Use |  | 1995-03-01 |  | Petroleum | Unleaded gasoline | Unleaded gasoline | Retail | Fiberglass coated steel | Fiberglass coated steel |  |  | Double Wall |  | 1901-01-01 | Catchment Basin | Automatic shutoff device At 95% full | Automatic shutoff device At 95% full |  |  | Continuous Automatic Tank Gauge |  | Automatic shutoff device (AELLD) | Automatic shutoff device (AELLD) | Interstitial Monitoring within Secondary Containment |  | Continuous alarm system | Continuous alarm system |  | UST Currently In Use: 2; UST Temp Close: 0; AST Currently In Use: 0; AST Temp Closed: 0 | 2 | 0 | 8 | 13364-109-009835 | MCKENZIE OIL COMPANY, INC.
45418 | Permanently Closed | 1998-10-26 | 1911-01-01 | 1998-10-26 | Petroleum | Unleaded gasoline | Unleaded gasoline | Retail | Steel | Steel |  | Painted or None | Steel |  | 1901-01-01 | [11 empty] | Annual line testing | Annual line testing |  | UST Currently In Use: 2; UST Temp Close: 0; AST Currently In Use: 0; AST Temp Closed: 0 | 2 | 0 | 3 | 24420-117-003503 | SPRING CREEK PROPERTIES LLC
45419 | Permanently Closed | 2016-12-20 | 1995-02-13 | 2016-12-20 | Petroleum | On road diesel | On road diesel | Emergency Power Generator | Fiberglass reinforced plastic | Fiberglass reinforced plastic |  |  | Fiberglass reinforced plastic |  | 1901-01-01 | Catchment Basin | Flow Rest 90% Full | Audible high level alarm At 90% full |  | PIT LINER | Automatic Tank Gauge |  | Containment Sump | Containment Sump | [5 empty] | UST Currently In Use: 0; UST Temp Close: 0; AST Currently In Use: 0; AST Temp Closed: 0 | 0 | 0 | 1 | 15048-101-017417 | U S AIR FORCE
45420 | Permanently Closed | 2010-04-02 | 1995-02-01 | 2011-06-03 | Petroleum | On road diesel | On road diesel | Emergency Power Generator | Fiberglass reinforced plastic | Fiberglass reinforced plastic |  |  | Fiberglass reinforced plastic |  | 1901-01-01 | Catchment Basin | Flow Rest 90% Full | Audible high level alarm At 90% full |  | PIT LINER | Automatic Tank Gauge | [8 empty] | UST Currently In Use: 0; UST Temp Close: 0; AST Currently In Use: 0; AST Temp Closed: 0 | 0 | 0 | 1 | 15048-101-017418 | U S AIR FORCE
45421 | Permanently Closed | 2014-01-01 | 1994-09-09 | 2014-08-25 | Petroleum | Used oil | Used oil | State/federal government | Fiberglass reinforced plastic | Fiberglass reinforced plastic |  |  | Fiberglass reinforced plastic |  | 1901-01-01 | Catchment Basin | Audible high level alarm At 90% full | Audible high level alarm At 90% full |  | PIT LINER | Automatic Tank Gauge |  | Containment Sump | Containment Sump | [5 empty] | UST Currently In Use: 0; UST Temp Close: 0; AST Currently In Use: 0; AST Temp Closed: 0 | 0 | 0 | 1 | 15048-101-017419 | U S AIR FORCE
45422 | Permanently Closed | 2007-01-11 | 1995-02-13 | 2007-01-11 | Petroleum | Used oil | Used oil | Bulk facility | Fiberglass reinforced plastic | Fiberglass reinforced plastic |  |  | Fiberglass reinforced plastic |  | 1901-01-01 | Catchment Basin | Automatic shutoff device At 95% full | Audible high level alarm At 90% full |  | PIT LINER | Automatic Tank Gauge | [8 empty] | UST Currently In Use: 3; UST Temp Close: 0; AST Currently In Use: 0; AST Temp Closed: 0 | 3 | 0 | 1 | 15048-101-017420 | U S AIR FORCE
45423 | Permanently Closed | 2000-02-14 | 1995-04-13 | 2000-02-14 | Petroleum | On road diesel | On road diesel | Emergency Power Generator | Fiberglass reinforced plastic | Fiberglass reinforced plastic |  |  | Fiberglass reinforced plastic |  | 1901-01-01 | Catchment Basin | Flow Rest 90% Full | Audible high level alarm At 90% full |  | PIT LINER | Automatic Tank Gauge | [8 empty] | UST Currently In Use: 0; UST Temp Close: 0; AST Currently In Use: 0; AST Temp Closed: 0 | 0 | 0 | 1 | 15048-101-017421 | U S AIR FORCE
45424 | Currently in Use |  | 1995-01-19 |  | Petroleum | On road diesel | On road diesel | State/Federal Government | Fiberglass reinforced plastic | Fiberglass reinforced plastic |  |  | Fiberglass reinforced plastic |  | 1901-01-01 | Catchment Basin | Audible high level alarm At 90% full | Audible high level alarm At 90% full | Interstitial Monitoring within Secondary Containment | SENSOR TO ATG | Automatic Tank Gauge |  | Containment Sump | Containment Sump |  | SENSOR TO ATG | Continuous alarm system | Continuous alarm system |  | UST Currently In Use: 1; UST Temp Close: 0; AST Currently In Use: 0; AST Temp Closed: 0 | 1 | 0 | 0 | 15048-101-017422 | U S AIR FORCE
45425 | Permanently Closed | 1996-03-01 | 1995-12-16 | 1996-03-14 | Petroleum | On road diesel | On road diesel | Bulk facility | Fiberglass reinforced plastic | Fiberglass reinforced plastic |  |  | Fiberglass reinforced plastic |  | 1901-01-01 | Catchment Basin | Automatic shutoff device At 95% full | Audible high level alarm At 90% full |  | PIT LINER | Automatic Tank Gauge | [8 empty] | UST Currently In Use: 0; UST Temp Close: 0; AST Currently In Use: 0; AST Temp Closed: 0 | 0 | 0 | 1 | 15048-101-017423 | U S AIR FORCE
45431 | Currently in Use |  | 1995-02-01 |  | Petroleum | Mid-grade gasoline | Mid-grade gasoline | Retail | Steel | Steel | Coated & cathodic protection (sti-P3) |  | Flexible |  |  | Catchment Basin | Automatic shutoff device At 95% full | Automatic shutoff device At 95% full |  |  | Continuous Automatic Tank Gauge | [8 empty] | UST Currently In Use: 3; UST Temp Close: 0; AST Currently In Use: 0; AST Temp Closed: 0 | 3 | 0 | 0 | 13929-003-015598 | PRINCE OIL COMPANY, INC.
45432 | Currently in Use |  | 1995-03-22 |  | Petroleum | Unleaded gasoline | Unleaded gasoline | Retail | Steel | Steel | Coated & cathodic protection (sti-P3) |  | Fiberglass reinforced plastic |  |  | Catchment Basin | Flow Rest 90% Full | Flow Rest 90% Full |  |  | Automatic Tank Gauge |  | Automatic shutoff device (AELLD) | Automatic shutoff device (AELLD) | [5 empty] | UST Currently In Use: 3; UST Temp Close: 0; AST Currently In Use: 0; AST Temp Closed: 0 | 3 | 0 | 5 | 23306-097-006050 | NILPRAKASH INC DBA SO BAMA BAIT/TACK
45433 | Currently in Use |  | 1995-03-22 |  | Petroleum | Premium gasoline | Premium gasoline | Retail | Steel | Steel | Coated & cathodic protection (sti-P3) |  | Fiberglass reinforced plastic |  |  | Catchment Basin | Flow Rest 90% Full | Flow Rest 90% Full |  |  | Automatic Tank Gauge |  | Automatic shutoff device (AELLD) | Automatic shutoff device (AELLD) | [5 empty] | UST Currently In Use: 3; UST Temp Close: 0; AST Currently In Use: 0; AST Temp Closed: 0 | 3 | 0 | 5 | 23306-097-006050 | NILPRAKASH INC DBA SO BAMA BAIT/TACK
45434 | Currently in Use |  | 1995-03-22 |  | Petroleum | On road diesel | On road diesel | Retail | Steel | Steel | Coated & cathodic protection (sti-P3) |  | Fiberglass reinforced plastic |  |  | Catchment Basin | Flow Rest 90% Full | Flow Rest 90% Full |  |  | Automatic Tank Gauge |  | Automatic shutoff device (AELLD) | Automatic shutoff device (AELLD) | [5 empty] | UST Currently In Use: 3; UST Temp Close: 0; AST Currently In Use: 0; AST Temp Closed: 0 | 3 | 0 | 5 | 23306-097-006050 | NILPRAKASH INC DBA SO BAMA BAIT/TACK
45435 | Currently in Use |  | 1995-03-01 |  | Petroleum | Unleaded gasoline | Unleaded gasoline | Retail | Steel | Steel | Coated & cathodic protection (sti-P3) |  | Fiberglass reinforced plastic |  | 1901-01-01 | Catchment Basin | Automatic shutoff device At 95% full | Automatic shutoff device At 95% full |  |  | Automatic Tank Gauge |  | Automatic flow restrictor (MLLD) | Automatic flow restrictor (MLLD) |  |  | Annual line testing | Annual line testing |  | UST Currently In Use: 3; UST Temp Close: 0; AST Currently In Use: 0; AST Temp Closed: 0 | 3 | 0 | 0 | 24972-089-017428 | GANESH PROPERTY, INC.
45436 | Currently in Use |  | 1995-03-01 |  | Petroleum | Premium gasoline | Premium gasoline | Retail | Steel | Steel | Coated & cathodic protection (sti-P3) |  | Fiberglass reinforced plastic |  | 1901-01-01 | Catchment Basin | Flow Rest 90% Full | Automatic shutoff device At 95% full |  |  | Automatic Tank Gauge |  | Automatic flow restrictor (MLLD) | Automatic flow restrictor (MLLD) |  |  | Annual line testing | Annual line testing |  | UST Currently In Use: 3; UST Temp Close: 0; AST Currently In Use: 0; AST Temp Closed: 0 | 3 | 0 | 0 | 24972-089-017428 | GANESH PROPERTY, INC.
45437 | Currently in Use |  | 1995-03-01 |  | Petroleum | Premium gasoline | Premium gasoline | Retail | Steel | Steel | Coated & cathodic protection (sti-P3) |  | Fiberglass reinforced plastic |  | 1901-01-01 | Catchment Basin | Flow Rest 90% Full | Flow Rest 90% Full |  |  | Automatic Tank Gauge | [8 empty] | UST Currently In Use: 3; UST Temp Close: 0; AST Currently In Use: 0; AST Temp Closed: 0 | 3 | 0 | 0 | 24972-089-017428 | GANESH PROPERTY, INC.
45438 | Permanently Closed | 2010-09-21 | 1994-07-22 | 2010-09-21 | Petroleum | Unleaded gasoline | Unleaded gasoline | Retail | Steel | Steel | Coated & cathodic protection (sti-P3) |  | Fiberglass reinforced plastic |  |  | Catchment Basin | Flow Rest 90% Full | Flow Rest 90% Full |  |  | Continuous Automatic Tank Gauge |  | Automatic shutoff device (AELLD) | Automatic shutoff device (AELLD) | [5 empty] | UST Currently In Use: 0; UST Temp Close: 0; AST Currently In Use: 0; AST Temp Closed: 0 | 0 | 0 | 1 | 12300-043-017349 | HAYS AND SON OIL COMPANY, INC.
45439 | Currently in Use |  | 1995-02-01 |  | Petroleum | Premium gasoline | Premium gasoline | Retail | Steel | Steel | Coated & cathodic protection (sti-P3) |  | ENVIROFLEX |  |  | Catchment Basin | Flow Rest 90% Full | Flow Rest 90% Full |  |  | Automatic Tank Gauge |  | Containment Sump | Automatic flow restrictor (MLLD) |  |  | Annual line testing | Annual line testing |  | UST Currently In Use: 2; UST Temp Close: 0; AST Currently In Use: 0; AST Temp Closed: 0 | 2 | 0 | 9 | 13319-013-001962 | MAX OIL COMPANY, INC.
45440 | Currently in Use |  | 1995-02-01 |  | Petroleum | Unleaded gasoline | Unleaded gasoline | Retail | Steel | Steel | Coated & cathodic protection (sti-P3) |  | Flexible |  |  | Catchment Basin | Flow Rest 90% Full | Flow Rest 90% Full |  |  | Automatic Tank Gauge |  | Automatic flow restrictor (MLLD) | Automatic flow restrictor (MLLD) |  |  | Annual line testing | Annual line testing |  | UST Currently In Use: 2; UST Temp Close: 0; AST Currently In Use: 0; AST Temp Closed: 0 | 2 | 0 | 9 | 13319-013-001962 | MAX OIL COMPANY, INC.
45441 | Permanently Closed | 2013-09-01 | 1988-04-12 | 2016-03-11 | Petroleum | Unleaded gasoline | Unleaded gasoline | Industrial | Steel | Steel | Coated & cathodic protection (sti-P3) |  | Steel |  |  | Catchment Basin | Flow Rest 90% Full | Flow Rest 90% Full |  |  | Statistical Inventory Reconciliation (SIR) | [8 empty] | UST Currently In Use: 0; UST Temp Close: 0; AST Currently In Use: 0; AST Temp Closed: 0 | 0 | 0 | 2 | 11563-125-001730 | DRUID CITY PEST CONTROL INC
45442 | Permanently Closed | 1997-01-01 | 1965-11-01 | 1998-08-05 | Petroleum | Unleaded gasoline | Unleaded gasoline | Industrial |  |  |  |  | Steel |  | 1901-01-01 | [14 empty] | UST Currently In Use: 0; UST Temp Close: 0; AST Currently In Use: 0; AST Temp Closed: 0 | 0 | 0 | 1 | 14587-033-017429 | AL ST MILITARY DEPT - CFMO ENV. OFF.
45443 | Currently in Use |  | 1901-01-01 |  | Petroleum | Unleaded gasoline | Unleaded gasoline | Retail | Steel | Steel | Coated & cathodic protection (sti-P3) |  | Fiberglass reinforced plastic |  |  | Catchment Basin | Flow Rest 90% Full | Flow Rest 90% Full |  |  | Continuous Automatic Tank Gauge |  | Automatic flow restrictor (MLLD) | Automatic flow restrictor (MLLD) |  |  | Annual line testing | Annual line testing |  | UST Currently In Use: 2; UST Temp Close: 0; AST Currently In Use: 0; AST Temp Closed: 0 | 2 | 0 | 0 | 23864-125-017430 | ONE ARYA INC
45445 | Currently in Use |  | 1901-01-01 |  | Petroleum | Premium gasoline | Premium gasoline | Retail | Steel | Steel | Coated & cathodic protection (sti-P3) |  | Fiberglass reinforced plastic |  |  | Catchment Basin | Flow Rest 90% Full | Flow Rest 90% Full |  |  | Continuous Automatic Tank Gauge |  | Automatic flow restrictor (MLLD) | Automatic flow restrictor (MLLD) |  |  | Annual line testing | Annual line testing |  | UST Currently In Use: 2; UST Temp Close: 0; AST Currently In Use: 0; AST Temp Closed: 0 | 2 | 0 | 0 | 23864-125-017430 | ONE ARYA INC
45446 | Temporary Closed | 2018-07-17 | 1994-02-12 |  | Petroleum | Unleaded gasoline | Unleaded gasoline | Retail | Steel | Single Wall | Field installed cathodic protection |  | Single Wall |  |  | Catchment Basin | Automatic shutoff device At 95% full | Automatic shutoff device At 95% full |  |  | Statistical Inventory Reconciliation (SIR) | [8 empty] | UST Currently In Use: 0; UST Temp Close: 2; AST Currently In Use: 0; AST Temp Closed: 0 | 0 | 2 | 0 | 22193-095-003809 | RANDALL DOVE
45447 | Permanently Closed | 1999-11-11 | 1974-01-01 | 1999-11-11 | Petroleum | On road diesel | On road diesel | Emergency power generator | Steel | Steel |  | Painted or None | Steel |  | 1901-01-01 | [5 empty] | Manual Tank Gauging (only tanks 1000 gal. or less and 48” or 64” in diameter) | [5 empty] | Annual line testing | Annual line testing |  | UST Currently In Use: 0; UST Temp Close: 0; AST Currently In Use: 1; AST Temp Closed: 0 | 0 | 0 | 1 | 19831-103-017431 | COMMUNITY HEALTH SYSTEMS PARKWAY MED
45448 | Permanently Closed | 2010-10-01 | 1997-01-01 | 2011-06-28 | Petroleum | Aviation fuel (JP-4; etc.) | Aviation fuel (JP-4; etc.) | Retail | Steel | Single Wall | Field installed cathodic protection |  | Steel |  | 1901-01-01 | Catchment Basin | Automatic shutoff device At 95% full | Automatic shutoff device At 95% full |  |  | Continuous Automatic Tank Gauge | [5 empty] | Annual line testing | Annual line testing |  | UST Currently In Use: 0; UST Temp Close: 0; AST Currently In Use: 0; AST Temp Closed: 0 | 0 | 0 | 2 | 19832-127-017432 | WALKER COUNTY COMMISSION
45449 | Permanently Closed | 2010-10-01 | 1997-01-01 | 2011-06-28 | Petroleum | Aviation fuel (JP-4; etc.) | Aviation fuel (JP-4; etc.) | Retail | Single Wall | Single Wall | Interior lined (not allowed as a standalone method of corrosion protection) |  | Single Wall |  | 1901-01-01 | Catchment Basin | Automatic shutoff device At 95% full | Automatic shutoff device At 95% full |  |  | Continuous Automatic Tank Gauge | [5 empty] | Annual line testing | Annual line testing |  | UST Currently In Use: 0; UST Temp Close: 0; AST Currently In Use: 0; AST Temp Closed: 0 | 0 | 0 | 2 | 19832-127-017432 | WALKER COUNTY COMMISSION
45450 | Currently in Use |  | 1995-02-13 |  | Petroleum | Unleaded gasoline | Unleaded gasoline | Retail | Single Wall | Single Wall | Coated & cathodic protection (sti-P3) |  | Double Wall |  |  | Catchment Basin | Flow Rest 90% Full | Flow Rest 90% Full |  |  | Automatic Tank Gauge | Single walled submersible pump containment sump | Containment Sump | Automatic flow restrictor (MLLD) |  |  | Annual line testing | Annual line testing |  | UST Currently In Use: 4; UST Temp Close: 0; AST Currently In Use: 1; AST Temp Closed: 0 | 4 | 0 | 0 | 24596-127-017433 | HOLDEN ENERGY LLC
45451 | Currently in Use |  | 1995-02-13 |  | Petroleum | Premium gasoline | Premium gasoline | Retail | Single Wall | Single Wall | Coated & cathodic protection (sti-P3) |  | Fiberglass reinforced plastic |  |  | Catchment Basin | Flow Rest 90% Full | Flow Rest 90% Full |  |  | Automatic Tank Gauge | Single walled submersible pump containment sump | Containment Sump | Automatic flow restrictor (MLLD) |  |  | Annual line testing | Annual line testing |  | UST Currently In Use: 4; UST Temp Close: 0; AST Currently In Use: 1; AST Temp Closed: 0 | 4 | 0 | 0 | 24596-127-017433 | HOLDEN ENERGY LLC
45452 | Currently in Use |  | 1995-02-13 |  | Petroleum | Unleaded gasoline | Unleaded gasoline | Retail | Steel | Single Wall | Coated & cathodic protection (sti-P3) |  | Double Wall |  |  | Catchment Basin | Flow Rest 90% Full | Flow Rest 90% Full |  |  | Automatic Tank Gauge | Single walled submersible pump containment sump | Containment Sump | Automatic flow restrictor (MLLD) |  |  | Annual line testing | Annual line testing |  | UST Currently In Use: 4; UST Temp Close: 0; AST Currently In Use: 1; AST Temp Closed: 0 | 4 | 0 | 0 | 24596-127-017433 | HOLDEN ENERGY LLC
45453 | Currently in Use |  | 1995-02-13 |  | Petroleum | On road diesel | On road diesel | Retail | Single Wall | Single Wall | Coated & cathodic protection (sti-P3) |  | Double Wall |  |  | Catchment Basin | Flow Rest 90% Full | Flow Rest 90% Full |  |  | Automatic Tank Gauge | Single walled submersible pump containment sump | Containment Sump | Automatic flow restrictor (MLLD) |  |  | Annual line testing | Annual line testing |  | UST Currently In Use: 4; UST Temp Close: 0; AST Currently In Use: 1; AST Temp Closed: 0 | 4 | 0 | 0 | 24596-127-017433 | HOLDEN ENERGY LLC
45454 | Permanently Closed | 1998-08-01 | 1988-11-21 | 1998-09-03 | Petroleum | Kerosene | Kerosene | Retail | Steel | Steel | Coated & cathodic protection (sti-P3) |  | Steel |  | 1901-01-01 | [14 empty] | UST Currently In Use: 0; UST Temp Close: 0; AST Currently In Use: 0; AST Temp Closed: 0 | 0 | 0 | 2 | 19833-089-017434 | LEWTER HARDWARE CO INC
45455 | Permanently Closed | 1998-08-01 | 1988-11-21 | 1998-09-03 | Petroleum | Unleaded gasoline | Unleaded gasoline | Retail | Steel | Steel | Coated & cathodic protection (sti-P3) |  | Steel |  | 1901-01-01 | [14 empty] | UST Currently In Use: 0; UST Temp Close: 0; AST Currently In Use: 0; AST Temp Closed: 0 | 0 | 0 | 2 | 19833-089-017434 | LEWTER HARDWARE CO INC
45456 | Temporary Closed | 2012-09-01 | 1994-10-01 |  | Petroleum | Unleaded gasoline | Unleaded gasoline | Retail | Steel | Single Wall | Coated & cathodic protection (sti-P3) |  | Fiberglass reinforced plastic |  |  | Catchment Basin | Flow Rest 90% Full | Flow Rest 90% Full |  |  | Continuous Automatic Tank Gauge | [8 empty] | UST Currently In Use: 0; UST Temp Close: 4; AST Currently In Use: 0; AST Temp Closed: 0 | 0 | 4 | 0 | 19835-103-017435 | BOBBY ABERCROMBIE
45457 | Temporary Closed | 2014-01-01 | 1994-10-01 |  | Petroleum | Unleaded gasoline | Unleaded gasoline | Retail | Single Wall | Single Wall | Coated & cathodic protection (sti-P3) |  | Fiberglass reinforced plastic |  |  | Catchment Basin | Flow Rest 90% Full | Flow Rest 90% Full |  |  | Continuous Automatic Tank Gauge | [8 empty] | UST Currently In Use: 0; UST Temp Close: 4; AST Currently In Use: 0; AST Temp Closed: 0 | 0 | 4 | 0 | 19835-103-017435 | BOBBY ABERCROMBIE
45458 | Temporary Closed | 2013-09-01 | 1994-10-01 |  | Petroleum | Premium gasoline | Premium gasoline | Retail | Steel | Single Wall | Coated & cathodic protection (sti-P3) |  | Fiberglass reinforced plastic |  |  | Catchment Basin | Flow Rest 90% Full | Flow Rest 90% Full |  |  | Continuous Automatic Tank Gauge | [8 empty] | UST Currently In Use: 0; UST Temp Close: 4; AST Currently In Use: 0; AST Temp Closed: 0 | 0 | 4 | 0 | 19835-103-017435 | BOBBY ABERCROMBIE
45459 | Temporary Closed | 2008-01-14 | 1994-10-01 |  | Petroleum | Kerosene | Kerosene | Retail | Steel | Single Wall | Coated & cathodic protection (sti-P3) |  | Fiberglass reinforced plastic |  |  | Catchment Basin | Flow Rest 90% Full | Flow Rest 90% Full |  |  | Automatic Tank Gauge | [8 empty] | UST Currently In Use: 0; UST Temp Close: 4; AST Currently In Use: 0; AST Temp Closed: 0 | 0 | 4 | 0 | 19835-103-017435 | BOBBY ABERCROMBIE
45460 | Temporary Closed | 2015-04-02 | 1995-03-20 |  | Petroleum | Used oil | Used oil | Retail | Steel | Steel | Coated & cathodic protection (sti-P3) |  | Fiberglass reinforced plastic |  |  | Other | Flow Rest 90% Full | Flow Rest 90% Full |  |  | Manual Tank Gauging (only tanks 1000 gal. or less and 48” or 64” in diameter) | [8 empty] | UST Currently In Use: 0; UST Temp Close: 1; AST Currently In Use: 0; AST Temp Closed: 0 | 0 | 1 | 5 | 25308-073-014513 | IBRAHIM SABBAH
45461 | Permanently Closed | 1998-02-01 | 1989-02-17 | 1998-02-13 | Petroleum | Unleaded gasoline | Unleaded gasoline | Retail | Steel | Steel | Coated & cathodic protection (sti-P3) |  | Fiberglass reinforced plastic |  | 1901-01-01 | Catchment Basin | Automatic shutoff device At 95% full | Automatic shutoff device At 95% full | [8 empty] | Annual line testing | Annual line testing |  | UST Currently In Use: 2; UST Temp Close: 0; AST Currently In Use: 0; AST Temp Closed: 0 | 2 | 0 | 3 | 24109-073-017437 | A&D REAL ESTATE INC.
45462 | Permanently Closed | 1998-02-01 | 1989-02-17 | 1998-02-13 | Petroleum | Unleaded gasoline | Unleaded gasoline | Retail | Steel | Steel | Coated & cathodic protection (sti-P3) |  | Fiberglass reinforced plastic |  | 1901-01-01 | Catchment Basin | Automatic shutoff device At 95% full | Automatic shutoff device At 95% full | [8 empty] | Annual line testing | Annual line testing |  | UST Currently In Use: 2; UST Temp Close: 0; AST Currently In Use: 0; AST Temp Closed: 0 | 2 | 0 | 3 | 24109-073-017437 | A&D REAL ESTATE INC.
45463 | Permanently Closed | 1998-02-01 | 1989-02-17 | 1998-02-13 | Petroleum | Unleaded gasoline | Unleaded gasoline | Retail | Steel | Steel | Coated & cathodic protection (sti-P3) |  | Fiberglass reinforced plastic |  | 1901-01-01 | Catchment Basin | Automatic shutoff device At 95% full | Automatic shutoff device At 95% full | [8 empty] | Annual line testing | Annual line testing |  | UST Currently In Use: 2; UST Temp Close: 0; AST Currently In Use: 0; AST Temp Closed: 0 | 2 | 0 | 3 | 24109-073-017437 | A&D REAL ESTATE INC.
45464 | Temporary Closed | 1996-10-01 | 1901-01-01 |  | Petroleum | Unleaded gasoline | Unleaded gasoline | Retail | Steel | Steel |  |  |  |  | 1901-01-01 | [14 empty] | UST Currently In Use: 0; UST Temp Close: 3; AST Currently In Use: 0; AST Temp Closed: 0 | 0 | 3 | 0 | 19839-073-017438 | NORMA WALK
45465 | Temporary Closed | 1996-10-01 | 1901-01-01 |  | Petroleum | Unleaded gasoline | Unleaded gasoline | Retail | Steel | Steel |  |  |  |  | 1901-01-01 | [14 empty] | UST Currently In Use: 0; UST Temp Close: 3; AST Currently In Use: 0; AST Temp Closed: 0 | 0 | 3 | 0 | 19839-073-017438 | NORMA WALK
45466 | Temporary Closed | 1996-10-01 | 1901-01-01 |  | Petroleum | Unleaded gasoline | Unleaded gasoline | Retail | Steel | Steel |  |  |  |  | 1901-01-01 | [14 empty] | UST Currently In Use: 0; UST Temp Close: 3; AST Currently In Use: 0; AST Temp Closed: 0 | 0 | 3 | 0 | 19839-073-017438 | NORMA WALK
45467 | Currently in Use |  | 1995-02-28 |  | Petroleum | On road diesel | On road diesel | Industrial | Fiberglass reinforced plastic | Double Wall |  |  | Fiberglass reinforced plastic |  | 1901-01-01 | Catchment Basin | Automatic shutoff device At 95% full | Automatic shutoff device At 95% full | Interstitial Monitoring within Secondary Containment | SENSOR TO ATG |  |  | Containment Sump | Automatic flow restrictor (MLLD) |  | SENSOR TO ATG | Continuous alarm system | Annual line testing |  | UST Currently In Use: 1; UST Temp Close: 0; AST Currently In Use: 2; AST Temp Closed: 0 | 1 | 0 | 7 | 14262-073-001867 | Ryder System Inc.
45468 | Currently in Use |  | 1994-10-05 |  | Petroleum | Unleaded gasoline | Unleaded gasoline | Retail | Steel | Steel | Coated & cathodic protection (sti-P3) |  | Fiberglass reinforced plastic |  | 1901-01-01 | Catchment Basin | Flow Rest 90% Full | Automatic shutoff device At 95% full |  |  | Continuous Automatic Tank Gauge |  | Automatic flow restrictor (MLLD) | Automatic flow restrictor (MLLD) | Interstitial Monitoring within Secondary Containment | MANUAL/VISUAL CHECK | Annual line testing | Annual line testing | Pressurized Piping | UST Currently In Use: 3; UST Temp Close: 0; AST Currently In Use: 0; AST Temp Closed: 0 | 3 | 0 | 0 | 25091-117-017439 | KHAIRUNNISA SHERALI
45469 | Currently in Use |  | 1994-10-05 |  | Petroleum | Premium gasoline | Premium gasoline | Retail | Steel | Steel | Coated & cathodic protection (sti-P3) |  | Fiberglass reinforced plastic |  | 1901-01-01 | Catchment Basin | Flow Rest 90% Full | Automatic shutoff device At 95% full |  |  | Continuous Automatic Tank Gauge |  | Containment Sump | Automatic flow restrictor (MLLD) | Interstitial Monitoring within Secondary Containment | MANUAL/VISUAL CHECK | Annual line testing | Annual line testing | Pressurized Piping | UST Currently In Use: 3; UST Temp Close: 0; AST Currently In Use: 0; AST Temp Closed: 0 | 3 | 0 | 0 | 25091-117-017439 | KHAIRUNNISA SHERALI
45471 | Currently in Use |  | 1994-10-05 |  | Petroleum | On road diesel | On road diesel | Retail | Steel | Steel | Coated & cathodic protection (sti-P3) |  | Fiberglass reinforced plastic |  | 1901-01-01 | Catchment Basin | Flow Rest 90% Full | Automatic shutoff device At 95% full |  |  | Continuous Automatic Tank Gauge |  | Containment Sump | Automatic flow restrictor (MLLD) | Interstitial Monitoring within Secondary Containment | MANUAL/VISUAL CHECK | Annual line testing | Annual line testing | Pressurized Piping | UST Currently In Use: 3; UST Temp Close: 0; AST Currently In Use: 0; AST Temp Closed: 0 | 3 | 0 | 0 | 25091-117-017439 | KHAIRUNNISA SHERALI
45472 | Currently in Use |  | 1995-01-06 |  | Petroleum | Premium gasoline | Premium gasoline | Retail | Steel | Steel | Coated & cathodic protection (sti-P3) |  | Flexible | APT |  | Catchment Basin | Flow Rest 90% Full | Flow Rest 90% Full |  |  | Continuous Automatic Tank Gauge |  | Containment Sump | Automatic flow restrictor (MLLD) |  |  | Annual line testing | Annual line testing |  | UST Currently In Use: 4; UST Temp Close: 0; AST Currently In Use: 0; AST Temp Closed: 0 | 4 | 0 | 7 | 25643-121-005840 | CENTRAL ALABAMA COMMERCIAL PROP. LLC
45473 | Currently in Use |  | 1995-01-06 |  | Petroleum | Mid-grade gasoline | Mid-grade gasoline | Retail | Steel | Steel | Coated & cathodic protection (sti-P3) |  | Double Wall | APT |  | Catchment Basin | Flow Rest 90% Full | Flow Rest 90% Full |  |  | Continuous Automatic Tank Gauge |  | Automatic flow restrictor (MLLD) | Automatic flow restrictor (MLLD) |  |  | Annual line testing | Annual line testing |  | UST Currently In Use: 4; UST Temp Close: 0; AST Currently In Use: 0; AST Temp Closed: 0 | 4 | 0 | 7 | 25643-121-005840 | CENTRAL ALABAMA COMMERCIAL PROP. LLC
45474 | Currently in Use |  | 1995-01-06 |  | Petroleum | Unleaded gasoline | Unleaded gasoline | Retail | Steel | Steel | Coated & cathodic protection (sti-P3) |  | Double Wall | APT |  | Catchment Basin | Flow Rest 90% Full | Flow Rest 90% Full |  |  | Continuous Automatic Tank Gauge |  | Automatic flow restrictor (MLLD) | Automatic flow restrictor (MLLD) |  |  | Annual line testing | Annual line testing |  | UST Currently In Use: 4; UST Temp Close: 0; AST Currently In Use: 0; AST Temp Closed: 0 | 4 | 0 | 7 | 25643-121-005840 | CENTRAL ALABAMA COMMERCIAL PROP. LLC
45475 | Currently in Use |  | 1995-01-06 |  | Petroleum | On road diesel | On road diesel | Retail | Steel | Steel | Coated & cathodic protection (sti-P3) |  | Double Wall | APT |  | Catchment Basin | Flow Rest 90% Full | Flow Rest 90% Full |  |  | Continuous Automatic Tank Gauge |  | Automatic flow restrictor (MLLD) | Automatic flow restrictor (MLLD) |  |  | Annual line testing | Annual line testing |  | UST Currently In Use: 4; UST Temp Close: 0; AST Currently In Use: 0; AST Temp Closed: 0 | 4 | 0 | 7 | 25643-121-005840 | CENTRAL ALABAMA COMMERCIAL PROP. LLC
45476 | Permanently Closed | 1988-12-22 | 1953-01-01 | 2011-09-29 | Petroleum | Used oil | Used oil | Retail | Steel | Steel |  | Painted or None | Steel |  | 1901-01-01 | [14 empty] | UST Currently In Use: 0; UST Temp Close: 0; AST Currently In Use: 0; AST Temp Closed: 0 | 0 | 0 | 4 | 11094-073-010327 | CLARENCE CHAPIN
45477 | Permanently Closed | 2004-07-04 | 1994-07-01 | 2004-12-16 | Petroleum | Unleaded gasoline | Unleaded gasoline | Retail | Fiberglass reinforced plastic | Fiberglass reinforced plastic |  |  | Fiberglass reinforced plastic |  | 1901-01-01 | Catchment Basin | Automatic shutoff device At 95% full | Automatic shutoff device At 95% full | [8 empty] | Statistical inventory reconciliation (SIR) | Statistical inventory reconciliation (SIR) |  | UST Currently In Use: 0; UST Temp Close: 0; AST Currently In Use: 0; AST Temp Closed: 0 | 0 | 0 | 3 | 10208-015-017441 | JOHN T. DAVIS OIL CO INC
45478 | Permanently Closed | 2004-07-04 | 1994-07-01 | 2004-12-16 | Petroleum | Mid-grade gasoline | Mid-grade gasoline | Retail | Fiberglass reinforced plastic | Fiberglass reinforced plastic |  |  | COATED |  | 1901-01-01 | Catchment Basin | Flow Rest 90% Full | Automatic shutoff device At 95% full | [8 empty] | Statistical inventory reconciliation (SIR) | Statistical inventory reconciliation (SIR) |  | UST Currently In Use: 0; UST Temp Close: 0; AST Currently In Use: 0; AST Temp Closed: 0 | 0 | 0 | 3 | 10208-015-017441 | JOHN T. DAVIS OIL CO INC
45479 | Permanently Closed | 2004-07-04 | 1994-07-01 | 2004-12-16 | Petroleum | Premium gasoline | Premium gasoline | Retail | Fiberglass reinforced plastic | Fiberglass reinforced plastic |  |  | Fiberglass reinforced plastic |  | 1901-01-01 | Catchment Basin | Automatic shutoff device At 95% full | Automatic shutoff device At 95% full | [8 empty] | Statistical inventory reconciliation (SIR) | Statistical inventory reconciliation (SIR) |  | UST Currently In Use: 0; UST Temp Close: 0; AST Currently In Use: 0; AST Temp Closed: 0 | 0 | 0 | 3 | 10208-015-017441 | JOHN T. DAVIS OIL CO INC
45481 | Currently in Use |  | 1994-12-01 |  | Petroleum | Unleaded gasoline | Unleaded gasoline | Retail | Steel | Single Wall | Coated & cathodic protection (sti-P3) |  | Double Wall | ENVIRON |  | Catchment Basin | Automatic shutoff device At 95% full | Automatic shutoff device At 95% full |  |  | Continuous Automatic Tank Gauge | Single walled submersible pump containment sump | Containment Sump | Automatic flow restrictor (MLLD) |  |  | Statistical inventory reconciliation (SIR) | Statistical inventory reconciliation (SIR) |  | UST Currently In Use: 3; UST Temp Close: 0; AST Currently In Use: 0; AST Temp Closed: 0 | 3 | 0 | 3 | 15201-071-003852 | VULCAN OIL COMPANY INC.
45482 | Currently in Use |  | 1994-12-01 |  | Petroleum | On road diesel | On road diesel | Retail | Single Wall | Single Wall | Coated & cathodic protection (sti-P3) |  | Double Wall | ENVIRON |  | Catchment Basin | Automatic shutoff device At 95% full | Automatic shutoff device At 95% full |  |  | Continuous Automatic Tank Gauge | Single walled submersible pump containment sump | Containment Sump | Automatic flow restrictor (MLLD) |  |  | Annual line testing | Annual line testing |  | UST Currently In Use: 3; UST Temp Close: 0; AST Currently In Use: 0; AST Temp Closed: 0 | 3 | 0 | 3 | 15201-071-003852 | VULCAN OIL COMPANY INC.
45483 | Currently in Use |  | 1994-12-01 |  | Petroleum | Premium gasoline | Premium gasoline | Retail | Steel | Single Wall | Coated & cathodic protection (sti-P3) |  | Flexible | ENVIRON |  | Catchment Basin | Automatic shutoff device At 95% full | Automatic shutoff device At 95% full |  |  | Continuous Automatic Tank Gauge | Single walled submersible pump containment sump | Containment Sump | Automatic flow restrictor (MLLD) |  |  | Annual line testing | Annual line testing |  | UST Currently In Use: 3; UST Temp Close: 0; AST Currently In Use: 0; AST Temp Closed: 0 | 3 | 0 | 3 | 15201-071-003852 | VULCAN OIL COMPANY INC.
45484 | Permanently Closed | 2013-01-15 | 1995-02-20 |  | Petroleum | Unleaded gasoline | Unleaded gasoline | Retail | Steel | Steel | Coated & cathodic protection (sti-P3) |  | Fiberglass reinforced plastic |  |  | Catchment Basin | Flow Rest 90% Full | Flow Rest 90% Full | Interstitial Monitoring within Secondary Containment |  |  |  | Containment Sump | Containment Sump | Interstitial Monitoring within Secondary Containment |  | Annual line testing | Annual line testing |  | UST Currently In Use: 0; UST Temp Close: 0; AST Currently In Use: 0; AST Temp Closed: 0 | 0 | 0 | 2 | 13929-003-017442 | PRINCE OIL COMPANY, INC.
45485 | Permanently Closed | 2013-01-15 | 1995-02-20 |  | Petroleum | Premium gasoline | Premium gasoline | Retail | Steel | Steel | Coated & cathodic protection (sti-P3) |  | Fiberglass reinforced plastic |  |  | Catchment Basin | Flow Rest 90% Full | Flow Rest 90% Full | Interstitial Monitoring within Secondary Containment |  |  |  | Containment Sump | Containment Sump | Interstitial Monitoring within Secondary Containment |  | Continuous alarm system | Annual line testing |  | UST Currently In Use: 0; UST Temp Close: 0; AST Currently In Use: 0; AST Temp Closed: 0 | 0 | 0 | 2 | 13929-003-017442 | PRINCE OIL COMPANY, INC.
45486 | Currently in Use |  | 1995-03-15 |  | Petroleum | Other, 100% | Other | Retail | Fiberglass coated steel | Fiberglass coated steel |  |  | Flexible | APT | 2009-04-14 | Catchment Basin | Flow Rest 90% Full | Flow Rest 90% Full |  |  | Continuous Automatic Tank Gauge |  | Automatic flow restrictor (MLLD) | Automatic flow restrictor (MLLD) | Interstitial Monitoring within Secondary Containment | SENSOR TO ATG | Continuous alarm system | Continuous alarm system |  | UST Currently In Use: 3; UST Temp Close: 0; AST Currently In Use: 0; AST Temp Closed: 0 | 3 | 0 | 0 | 23429-055-017443 | MUSA PROPERTIES, LLC
45487 | Currently in Use |  | 1995-03-15 |  | Petroleum | Unleaded gasoline | Unleaded gasoline | Retail | Fiberglass coated steel | Fiberglass coated steel |  |  | Double Wall | APT | 2009-04-14 | Catchment Basin | Automatic shutoff device At 95% full | Automatic shutoff device At 95% full |  |  | Continuous Automatic Tank Gauge |  | Containment Sump | Automatic flow restrictor (MLLD) | Interstitial Monitoring within Secondary Containment | SENSOR TO ATG | Continuous alarm system | Continuous alarm system |  | UST Currently In Use: 3; UST Temp Close: 0; AST Currently In Use: 0; AST Temp Closed: 0 | 3 | 0 | 0 | 23429-055-017443 | MUSA PROPERTIES, LLC
45488 | Currently in Use |  | 1995-03-15 |  | Petroleum | On road diesel | On road diesel | Retail | Fiberglass coated steel | Fiberglass coated steel |  |  | Double Wall | APT | 2009-04-14 | Catchment Basin | Automatic shutoff device At 95% full | Automatic shutoff device At 95% full |  |  | Continuous Automatic Tank Gauge |  | Containment Sump | Automatic flow restrictor (MLLD) | Interstitial Monitoring within Secondary Containment | SENSOR TO ATG | Continuous alarm system | Continuous alarm system |  | UST Currently In Use: 3; UST Temp Close: 0; AST Currently In Use: 0; AST Temp Closed: 0 | 3 | 0 | 0 | 23429-055-017443 | MUSA PROPERTIES, LLC
45489 | Permanently Closed | 2005-04-14 | 1995-04-18 | 2006-01-06 | Petroleum | Unleaded gasoline | Unleaded gasoline | State/Federal Government | Fiberglass reinforced plastic | Fiberglass reinforced plastic |  |  | Fiberglass reinforced plastic |  | 1901-01-01 | Catchment Basin | Audible high level alarm At 90% full | Audible high level alarm At 90% full |  | PIT LINER | Automatic Tank Gauge |  |  |  | Interstitial Monitoring within Secondary Containment |  |  |  |  | UST Currently In Use: 0; UST Temp Close: 0; AST Currently In Use: 0; AST Temp Closed: 0 | 0 | 0 | 3 | 15048-101-017625 | U S AIR FORCE
45492 | Permanently Closed | 2005-04-14 | 1995-04-18 | 2006-01-06 | Petroleum | Unleaded gasoline | Unleaded gasoline | Retail | Fiberglass reinforced plastic | Fiberglass reinforced plastic |  |  | Fiberglass reinforced plastic |  | 1901-01-01 | Catchment Basin | Automatic shutoff device At 95% full | Audible high level alarm At 90% full |  | PIT LINER | Automatic Tank Gauge |  |  |  | Interstitial Monitoring within Secondary Containment |  |  |  |  | UST Currently In Use: 0; UST Temp Close: 0; AST Currently In Use: 0; AST Temp Closed: 0 | 0 | 0 | 3 | 15048-101-017625 | U S AIR FORCE
45495 | Permanently Closed | 2005-04-14 | 1995-04-18 | 2006-01-06 | Petroleum | Unleaded gasoline | Unleaded gasoline | Retail | Fiberglass reinforced plastic | Fiberglass reinforced plastic |  |  | Fiberglass reinforced plastic |  | 1901-01-01 | Catchment Basin | Flow Rest 90% Full | Audible high level alarm At 90% full |  | PIT LINER | Automatic Tank Gauge |  |  |  | Interstitial Monitoring within Secondary Containment |  |  |  |  | UST Currently In Use: 0; UST Temp Close: 0; AST Currently In Use: 0; AST Temp Closed: 0 | 0 | 0 | 3 | 15048-101-017625 | U S AIR FORCE
45496 | Currently in Use |  | 1995-03-20 |  | Petroleum | Unleaded gasoline | Unleaded gasoline | Retail | Fiberglass reinforced plastic | Fiberglass reinforced plastic |  |  | Fiberglass reinforced plastic |  |  | Catchment Basin | Flow Rest 90% Full | Flow Rest 90% Full |  |  | Continuous Automatic Tank Gauge | Single walled submersible pump containment sump | Automatic shutoff device (AELLD) | Automatic shutoff device (AELLD) | [5 empty] | UST Currently In Use: 3; UST Temp Close: 0; AST Currently In Use: 0; AST Temp Closed: 0 | 3 | 0 | 0 | 24883-059-017444 | O'NEAL PAGE ESTATES
45497 | Currently in Use |  | 1995-04-17 |  | Petroleum | Unleaded gasoline | Unleaded gasoline | Retail | Steel | Steel | Coated & cathodic protection (sti-P3) |  | Double Wall |  |  | Catchment Basin | Automatic shutoff device At 95% full | Automatic shutoff device At 95% full |  |  | Automatic Tank Gauge | Single walled submersible pump containment sump | Containment Sump | Automatic flow restrictor (MLLD) |  |  | Annual line testing | Annual line testing |  | UST Currently In Use: 3; UST Temp Close: 0; AST Currently In Use: 0; AST Temp Closed: 0 | 3 | 0 | 0 | 24722-049-017445 | UMIYA KRUPA INC
45498 | Currently in Use |  | 1995-04-17 |  | Petroleum | Premium gasoline | Premium gasoline | Retail | Steel | Steel | Coated & cathodic protection (sti-P3) |  | Flexible |  |  | Catchment Basin | Automatic shutoff device At 95% full | Automatic shutoff device At 95% full |  |  | Automatic Tank Gauge | Single walled submersible pump containment sump | Containment Sump | Automatic flow restrictor (MLLD) |  |  | Annual line testing | Annual line testing |  | UST Currently In Use: 3; UST Temp Close: 0; AST Currently In Use: 0; AST Temp Closed: 0 | 3 | 0 | 0 | 24722-049-017445 | UMIYA KRUPA INC
45499 | Currently in Use |  | 1995-04-17 |  | Petroleum | On road diesel | On road diesel | Retail | Steel | Steel | Coated & cathodic protection (sti-P3) |  | Flexible |  |  | Catchment Basin | Flow Rest 90% Full | Automatic shutoff device At 95% full |  |  | Automatic Tank Gauge | [8 empty] | UST Currently In Use: 3; UST Temp Close: 0; AST Currently In Use: 0; AST Temp Closed: 0 | 3 | 0 | 0 | 24722-049-017445 | UMIYA KRUPA INC
45500 | Currently in Use |  | 1995-03-20 |  | Petroleum | Premium gasoline | Premium gasoline | Retail | Fiberglass reinforced plastic | Fiberglass reinforced plastic |  |  | Double Wall |  |  | Catchment Basin | Flow Rest 90% Full | Flow Rest 90% Full |  |  | Continuous Automatic Tank Gauge | Single walled submersible pump containment sump | Automatic shutoff device (AELLD) | Automatic shutoff device (AELLD) | [5 empty] | UST Currently In Use: 3; UST Temp Close: 0; AST Currently In Use: 0; AST Temp Closed: 0 | 3 | 0 | 0 | 24883-059-017444 | O'NEAL PAGE ESTATES
45501 | Currently in Use |  | 1995-03-20 |  | Petroleum | On road diesel | On road diesel | Retail | Single Wall | Fiberglass reinforced plastic |  |  | Fiberglass reinforced plastic |  |  | Catchment Basin | Flow Rest 90% Full | Flow Rest 90% Full |  |  | Continuous Automatic Tank Gauge | Single walled submersible pump containment sump | Automatic shutoff device (AELLD) | Automatic shutoff device (AELLD) | [5 empty] | UST Currently In Use: 3; UST Temp Close: 0; AST Currently In Use: 0; AST Temp Closed: 0 | 3 | 0 | 0 | 24883-059-017444 | O'NEAL PAGE ESTATES
45502 | Currently in Use |  | 1995-04-19 |  | Petroleum | Unleaded gasoline | Unleaded gasoline | Retail | Single Wall | Single Wall | Coated & cathodic protection (sti-P3) |  | Double Wall |  |  | Catchment Basin | Flow Rest 90% Full | Automatic shutoff device At 95% full |  |  | Automatic Tank Gauge |  | Automatic flow restrictor (MLLD) | Automatic flow restrictor (MLLD) |  |  | Annual line testing | Annual line testing |  | UST Currently In Use: 3; UST Temp Close: 0; AST Currently In Use: 1; AST Temp Closed: 0 | 3 | 0 | 0 | 23416-095-017447 | SUPERIOR TRANSPORT, INC
45503 | Currently in Use |  | 1995-04-19 |  | Petroleum | Unleaded gasoline | Unleaded gasoline | Retail | Steel | Single Wall | Coated & cathodic protection (sti-P3) |  | Flexible |  |  | Catchment Basin | Automatic shutoff device At 95% full | Automatic shutoff device At 95% full |  |  | Automatic Tank Gauge |  | Automatic flow restrictor (MLLD) | Automatic flow restrictor (MLLD) |  |  | Annual line testing | Annual line testing |  | UST Currently In Use: 3; UST Temp Close: 0; AST Currently In Use: 1; AST Temp Closed: 0 | 3 | 0 | 0 | 23416-095-017447 | SUPERIOR TRANSPORT, INC
45504 | Permanently Closed | 1996-06-01 | 1976-01-01 | 1996-08-02 | Petroleum | On road diesel | On road diesel | Emergency Power Generator | Steel | Steel |  | Painted or None | Steel |  | 1901-01-01 | [5 empty] | Manual Tank Gauging (only tanks 1000 gal. or less and 48” or 64” in diameter) | [8 empty] | UST Currently In Use: 0; UST Temp Close: 0; AST Currently In Use: 0; AST Temp Closed: 0 | 0 | 0 | 1 | 19851-069-017448 | WESLEY MANOR METHODIST HOME
45505 | Temporary Closed | 1998-10-01 | 1995-03-17 |  | Petroleum | Unleaded gasoline | Unleaded gasoline | Industrial | Fiberglass reinforced plastic | Fiberglass reinforced plastic |  |  | Flexible |  | 1901-01-01 | Catchment Basin | Automatic shutoff device At 95% full | Automatic shutoff device At 95% full | Interstitial Monitoring within Secondary Containment | [10 empty] | UST Currently In Use: 0; UST Temp Close: 1; AST Currently In Use: 0; AST Temp Closed: 0 | 0 | 1 | 2 | 22837-073-010994 | P&S TRANSPORTATION INC
45506 | Permanently Closed | 1996-01-01 | 1901-01-01 | 1997-07-08 | Petroleum | Unleaded gasoline | Unleaded gasoline |  | Steel | Steel |  |  |  |  | 1901-01-01 | [14 empty] | UST Currently In Use: 0; UST Temp Close: 0; AST Currently In Use: 0; AST Temp Closed: 0 | 0 | 0 | 1 | 19854-077-017450 | UNDERWOOD-PETERSVILLE VOLUNTEER FD
45507 | Temporary Closed | 2004-03-04 | 1995-01-13 |  | Petroleum | Mid-grade gasoline | Mid-grade gasoline | Retail | Single Wall | Single Wall | Coated & cathodic protection (sti-P3) |  | Single Wall |  | 1901-01-01 | Catchment Basin | Automatic shutoff device At 95% full | Automatic shutoff device At 95% full |  |  | Automatic Tank Gauge | [8 empty] | UST Currently In Use: 0; UST Temp Close: 3; AST Currently In Use: 2; AST Temp Closed: 0 | 0 | 3 | 0 | 21211-127-013234 | D D MORGAN OIL
45508 | Temporary Closed | 2004-03-04 | 1995-01-13 |  | Petroleum | Unleaded gasoline | Unleaded gasoline | Retail | Steel | Single Wall | Coated & cathodic protection (sti-P3) |  | Fiberglass reinforced plastic |  | 1901-01-01 | Catchment Basin | Automatic shutoff device At 95% full | Automatic shutoff device At 95% full |  |  | Automatic Tank Gauge | [8 empty] | UST Currently In Use: 0; UST Temp Close: 3; AST Currently In Use: 2; AST Temp Closed: 0 | 0 | 3 | 0 | 21211-127-013234 | D D MORGAN OIL
45509 | Temporary Closed | 2004-03-04 | 1993-01-13 |  | Petroleum | Premium gasoline | Premium gasoline | Retail | Steel | Single Wall | Coated & cathodic protection (sti-P3) |  | Fiberglass reinforced plastic |  | 1901-01-01 | Catchment Basin | Automatic shutoff device At 95% full | Automatic shutoff device At 95% full |  |  | Automatic Tank Gauge | [8 empty] | UST Currently In Use: 0; UST Temp Close: 3; AST Currently In Use: 2; AST Temp Closed: 0 | 0 | 3 | 0 | 21211-127-013234 | D D MORGAN OIL
45510 | Currently in Use |  | 1994-04-01 |  | Petroleum | Unleaded gasoline | Unleaded gasoline | Retail | Steel | Single Wall | Coated & cathodic protection (sti-P3) |  | Fiberglass reinforced plastic |  | 1901-01-01 | Catchment Basin | Flow Rest 90% Full | Flow Rest 90% Full |  |  | Continuous Automatic Tank Gauge |  | Automatic flow restrictor (MLLD) | Automatic flow restrictor (MLLD) |  |  | Annual line testing | Annual line testing |  | UST Currently In Use: 3; UST Temp Close: 0; AST Currently In Use: 0; AST Temp Closed: 0 | 3 | 0 | 0 | 23236-073-000589 | EMPIRE FOOD MART LLC
45511 | Currently in Use |  | 1994-04-01 |  | Petroleum | Premium gasoline | Premium gasoline | Retail | Single Wall | Single Wall | Coated & cathodic protection (sti-P3) |  | Fiberglass reinforced plastic |  | 1901-01-01 | Catchment Basin | Flow Rest 90% Full | Flow Rest 90% Full |  |  | Continuous Automatic Tank Gauge |  | Automatic flow restrictor (MLLD) | Automatic flow restrictor (MLLD) |  |  | Annual line testing | Annual line testing |  | UST Currently In Use: 3; UST Temp Close: 0; AST Currently In Use: 0; AST Temp Closed: 0 | 3 | 0 | 0 | 23236-073-000589 | EMPIRE FOOD MART LLC
45512 | Currently in Use |  | 1994-04-01 |  | Petroleum | On road diesel | On road diesel | Retail | Single Wall | Single Wall | Coated & cathodic protection (sti-P3) |  | Fiberglass reinforced plastic |  | 1901-01-01 | Catchment Basin | Automatic shutoff device At 95% full | Automatic shutoff device At 95% full |  |  | Continuous Automatic Tank Gauge | [8 empty] | UST Currently In Use: 3; UST Temp Close: 0; AST Currently In Use: 0; AST Temp Closed: 0 | 3 | 0 | 0 | 23236-073-000589 | EMPIRE FOOD MART LLC
45514 | Permanently Closed | 2022-02-20 | 1995-03-10 | 2022-02-28 | Petroleum | Unleaded gasoline | Unleaded gasoline | Retail | Steel | Double Wall | Coated & cathodic protection (sti-P3) |  | Fiberglass reinforced plastic |  |  | Catchment Basin | Flow Rest 90% Full | Flow Rest 90% Full | Interstitial Monitoring within Secondary Containment | SENSOR TO ATG | Continuous Automatic Tank Gauge |  | Automatic flow restrictor (MLLD) | Automatic flow restrictor (MLLD) |  | SENSOR TO ATG | Annual line testing | Annual line testing |  | UST Currently In Use: 0; UST Temp Close: 0; AST Currently In Use: 0; AST Temp Closed: 0 | 0 | 0 | 2 | 13579-127-017451 | MURPHY OIL USA, INC.
45515 | Permanently Closed | 2022-02-20 | 1995-03-10 | 2022-02-28 | Petroleum | Premium gasoline | Premium gasoline | Retail | Double Wall | Double Wall | Coated & cathodic protection (sti-P3) |  | Double Wall |  |  | Catchment Basin | Flow Rest 90% Full | Flow Rest 90% Full | Interstitial Monitoring within Secondary Containment | SENSOR TO ATG | Continuous Automatic Tank Gauge | Single walled submersible pump containment sump | Automatic flow restrictor (MLLD) | Automatic flow restrictor (MLLD) |  | SENSOR TO ATG | Annual line testing | Annual line testing |  | UST Currently In Use: 0; UST Temp Close: 0; AST Currently In Use: 0; AST Temp Closed: 0 | 0 | 0 | 2 | 13579-127-017451 | MURPHY OIL USA, INC.
45516 | Currently in Use |  | 1995-01-25 |  | Petroleum | Unleaded gasoline | Unleaded gasoline | Retail | Steel | Steel | Coated & cathodic protection (sti-P3) |  | Fiberglass reinforced plastic |  |  | Catchment Basin | Flow Rest 90% Full | Flow Rest 90% Full |  |  | Continuous Automatic Tank Gauge |  | Automatic flow restrictor (MLLD) | Automatic flow restrictor (MLLD) | Interstitial Monitoring within Secondary Containment | MANUAL/VISUAL CHECK | Continuous alarm system | Annual line testing |  | UST Currently In Use: 2; UST Temp Close: 0; AST Currently In Use: 0; AST Temp Closed: 0 | 2 | 0 | 0 | 25752-097-017453 | TRINITY ENTERPRISE LLC
45517 | Currently in Use |  | 1995-01-25 |  | Petroleum | Premium gasoline | Premium gasoline | Retail | Steel | Steel | Coated & cathodic protection (sti-P3) |  | Fiberglass reinforced plastic |  |  | Catchment Basin | Flow Rest 90% Full | Flow Rest 90% Full |  |  | Continuous Automatic Tank Gauge |  | Containment Sump | Automatic flow restrictor (MLLD) | Interstitial Monitoring within Secondary Containment | MANUAL/VISUAL CHECK | Continuous alarm system | Annual line testing |  | UST Currently In Use: 2; UST Temp Close: 0; AST Currently In Use: 0; AST Temp Closed: 0 | 2 | 0 | 0 | 25752-097-017453 | TRINITY ENTERPRISE LLC
45518 | Currently in Use |  | 1994-09-07 |  | Petroleum | Unleaded gasoline | Unleaded gasoline | Retail | 12K-R/8K-P | Single Wall | Coated & cathodic protection (sti-P3) |  | Double Wall | ENVIRON |  | Catchment Basin | Automatic shutoff device At 95% full | Automatic shutoff device At 95% full |  |  | Automatic Tank Gauge |  | Containment Sump | Automatic flow restrictor (MLLD) |  | SENSOR TO ATG | Continuous alarm system | Annual line testing |  | UST Currently In Use: 2; UST Temp Close: 0; AST Currently In Use: 0; AST Temp Closed: 0 | 2 | 0 | 5 | 22984-111-008700 | SANDEEP KAUR SINGH
45519 | Currently in Use |  | 1994-09-07 |  | Petroleum | On road diesel | On road diesel | Retail | 12K-D/8K-O | Single Wall | Coated & cathodic protection (sti-P3) |  | Double Wall | ENVIRON |  | Catchment Basin | Automatic shutoff device At 95% full | Automatic shutoff device At 95% full |  |  | Automatic Tank Gauge |  | Automatic flow restrictor (MLLD) | Automatic flow restrictor (MLLD) |  | SENSOR TO ATG | Continuous alarm system | Annual line testing |  | UST Currently In Use: 2; UST Temp Close: 0; AST Currently In Use: 0; AST Temp Closed: 0 | 2 | 0 | 5 | 22984-111-008700 | SANDEEP KAUR SINGH
45520 | Permanently Closed | 2004-08-01 | 1995-02-07 | 2006-10-04 | Petroleum | Unleaded gasoline | Unleaded gasoline | Retail | Fiberglass reinforced plastic | Fiberglass reinforced plastic |  |  | Fiberglass reinforced plastic |  | 1901-01-01 | Catchment Basin | Automatic shutoff device At 95% full | Automatic shutoff device At 95% full |  |  | Statistical Inventory Reconciliation (SIR) | [5 empty] | Statistical inventory reconciliation (SIR) | Statistical inventory reconciliation (SIR) |  | UST Currently In Use: 0; UST Temp Close: 0; AST Currently In Use: 0; AST Temp Closed: 0 | 0 | 0 | 6 | 10975-097-000276 | CIRCLE K STORES INC ENVIRONMTAL
45521 | Permanently Closed | 2004-08-01 | 1995-02-07 | 2006-10-04 | Petroleum | Mid-grade gasoline | Mid-grade gasoline | Retail | Fiberglass reinforced plastic | Fiberglass reinforced plastic |  |  | Fiberglass reinforced plastic |  | 1901-01-01 | Catchment Basin | Automatic shutoff device At 95% full | Automatic shutoff device At 95% full |  |  | Statistical Inventory Reconciliation (SIR) | [5 empty] | Statistical inventory reconciliation (SIR) | Statistical inventory reconciliation (SIR) |  | UST Currently In Use: 0; UST Temp Close: 0; AST Currently In Use: 0; AST Temp Closed: 0 | 0 | 0 | 6 | 10975-097-000276 | CIRCLE K STORES INC ENVIRONMTAL
45523 | Permanently Closed | 2004-08-01 | 1995-02-07 | 2006-10-04 | Petroleum | Premium gasoline | Premium gasoline | Retail | Fiberglass reinforced plastic | Fiberglass reinforced plastic |  |  | Fiberglass reinforced plastic |  | 1901-01-01 | Catchment Basin | Automatic shutoff device At 95% full | Automatic shutoff device At 95% full |  |  | Statistical Inventory Reconciliation (SIR) | [5 empty] | Statistical inventory reconciliation (SIR) | Statistical inventory reconciliation (SIR) |  | UST Currently In Use: 0; UST Temp Close: 0; AST Currently In Use: 0; AST Temp Closed: 0 | 0 | 0 | 6 | 10975-097-000276 | CIRCLE K STORES INC ENVIRONMTAL
45524 | Permanently Closed | 2011-09-12 | 1995-02-13 | 2012-09-06 | Petroleum | Unleaded gasoline | Unleaded gasoline | Retail | Fiberglass coated steel | Fiberglass coated steel |  |  | Fiberglass reinforced plastic |  | 1901-01-01 | Catchment Basin | Automatic shutoff device At 95% full | Automatic shutoff device At 95% full |  |  | Statistical Inventory Reconciliation (SIR) | [5 empty] | Statistical inventory reconciliation (SIR) | Statistical inventory reconciliation (SIR) |  | UST Currently In Use: 0; UST Temp Close: 0; AST Currently In Use: 0; AST Temp Closed: 0 | 0 | 0 | 6 | 23413-097-000281 | CIRCLE K STORES, INC.
45525 | Permanently Closed | 2011-09-12 | 1995-02-13 | 2012-09-06 | Petroleum | Mid-grade gasoline | Mid-grade gasoline | Retail | Fiberglass coated steel | Fiberglass coated steel |  |  | Fiberglass reinforced plastic |  | 1901-01-01 | Catchment Basin | Automatic shutoff device At 95% full | Automatic shutoff device At 95% full |  |  | Statistical Inventory Reconciliation (SIR) | [5 empty] | Statistical inventory reconciliation (SIR) | Statistical inventory reconciliation (SIR) |  | UST Currently In Use: 0; UST Temp Close: 0; AST Currently In Use: 0; AST Temp Closed: 0 | 0 | 0 | 6 | 23413-097-000281 | CIRCLE K STORES, INC.
45526 | Permanently Closed | 2011-09-12 | 1995-02-13 | 2012-09-06 | Petroleum | Premium gasoline | Premium gasoline | Retail | Fiberglass coated steel | Fiberglass coated steel |  |  | Fiberglass reinforced plastic |  | 1901-01-01 | Catchment Basin | Automatic shutoff device At 95% full | Automatic shutoff device At 95% full |  |  | Statistical Inventory Reconciliation (SIR) | [5 empty] | Statistical inventory reconciliation (SIR) | Statistical inventory reconciliation (SIR) |  | UST Currently In Use: 0; UST Temp Close: 0; AST Currently In Use: 0; AST Temp Closed: 0 | 0 | 0 | 6 | 23413-097-000281 | CIRCLE K STORES, INC.
45527 | Currently in Use |  | 1995-04-12 |  | Petroleum | Unleaded gasoline | Unleaded gasoline | Retail | Steel | Steel | Coated & cathodic protection (sti-P3) |  | Fiberglass reinforced plastic |  |  | Catchment Basin | Flow Rest 90% Full | Automatic shutoff device At 95% full | Interstitial Monitoring within Secondary Containment |  | Automatic Tank Gauge | [8 empty] | UST Currently In Use: 1; UST Temp Close: 0; AST Currently In Use: 0; AST Temp Closed: 0 | 1 | 0 | 0 | 24851-021-017454 | AMY TAYLOR
45528 | Permanently Closed | 2004-12-08 | 1995-03-11 | 2004-12-08 | Petroleum | Unleaded gasoline | Unleaded gasoline | Industrial | Steel | Steel | Coated & cathodic protection (sti-P3) |  | Fiberglass reinforced plastic |  | 1901-01-01 | Catchment Basin | Automatic shutoff device At 95% full | Automatic shutoff device At 95% full | Interstitial Monitoring within Secondary Containment |  | Continuous Automatic Tank Gauge | [8 empty] | UST Currently In Use: 0; UST Temp Close: 0; AST Currently In Use: 0; AST Temp Closed: 0 | 0 | 0 | 2 | 10125-121-003309 | SPIRE ALABAMA INC.
45529 | Currently in Use |  | 1995-04-28 |  | Petroleum | Unleaded gasoline | Unleaded gasoline | Retail | Single Wall | Single Wall | Coated & cathodic protection (sti-P3) |  | Steel |  |  | Catchment Basin | Automatic shutoff device At 95% full | Automatic shutoff device At 95% full |  |  | Continuous Automatic Tank Gauge |  | Automatic shutoff device (AELLD) | Automatic shutoff device (AELLD) | [5 empty] | UST Currently In Use: 3; UST Temp Close: 0; AST Currently In Use: 1; AST Temp Closed: 0 | 3 | 0 | 0 | 24597-049-017457 | PETRO SOUTH
45530 | Currently in Use |  | 1995-04-28 |  | Petroleum | Premium gasoline | Premium gasoline | Retail | Single Wall | Single Wall | Coated & cathodic protection (sti-P3) |  | Double Wall |  |  | Catchment Basin | Automatic shutoff device At 95% full | Automatic shutoff device At 95% full |  |  | Continuous Automatic Tank Gauge |  | Automatic shutoff device (AELLD) | Automatic shutoff device (AELLD) | [5 empty] | UST Currently In Use: 3; UST Temp Close: 0; AST Currently In Use: 1; AST Temp Closed: 0 | 3 | 0 | 0 | 24597-049-017457 | PETRO SOUTH
45531 | Currently in Use |  | 1995-04-28 |  | Petroleum | Unleaded gasoline | Unleaded gasoline | Retail | Steel | Single Wall | Coated & cathodic protection (sti-P3) |  | FG COATED |  |  | Catchment Basin | Automatic shutoff device At 95% full | Automatic shutoff device At 95% full |  |  | Continuous Automatic Tank Gauge | [8 empty] | UST Currently In Use: 3; UST Temp Close: 0; AST Currently In Use: 1; AST Temp Closed: 0 | 3 | 0 | 0 | 24597-049-017457 | PETRO SOUTH
45532 | Currently in Use |  | 1995-03-20 |  | Petroleum | Premium gasoline | Premium gasoline | Retail | Steel | Steel | Coated & cathodic protection (sti-P3) |  | Flexible | ENVIRON | 1901-01-01 | Catchment Basin | Flow Rest 90% Full | Flow Rest 90% Full |  |  | Continuous Automatic Tank Gauge |  | Automatic flow restrictor (MLLD) | Automatic flow restrictor (MLLD) | Interstitial Monitoring within Secondary Containment | SENSOR TO ATG | Continuous alarm system | Continuous alarm system |  | UST Currently In Use: 2; UST Temp Close: 1; AST Currently In Use: 0; AST Temp Closed: 0 | 2 | 1 | 0 | 24801-003-017458 | SRI KRISHNA LLC
45533 | Temporary Closed | 2014-09-29 | 1995-03-20 |  | Petroleum | E85 | E85 | Retail | Steel | Steel | Coated & cathodic protection (sti-P3) |  | Flexible | ENVIRON | 1901-01-01 | Catchment Basin | Flow Rest 90% Full | Flow Rest 90% Full |  |  | Continuous Automatic Tank Gauge |  | Automatic flow restrictor (MLLD) | Automatic flow restrictor (MLLD) | Interstitial Monitoring within Secondary Containment | SENSOR TO ATG | Continuous alarm system | Continuous alarm system |  | UST Currently In Use: 2; UST Temp Close: 1; AST Currently In Use: 0; AST Temp Closed: 0 | 2 | 1 | 0 | 24801-003-017458 | SRI KRISHNA LLC
45534 | Currently in Use |  | 1995-03-20 |  | Petroleum | Unleaded gasoline | Unleaded gasoline | Retail | Steel | Steel | Coated & cathodic protection (sti-P3) |  | Flexible | ENVIRON | 1901-01-01 | Catchment Basin | Flow Rest 90% Full | Flow Rest 90% Full |  |  | Continuous Automatic Tank Gauge |  | Containment Sump | Automatic flow restrictor (MLLD) | Interstitial Monitoring within Secondary Containment | SENSOR TO ATG | Continuous alarm system | Continuous alarm system |  | UST Currently In Use: 2; UST Temp Close: 1; AST Currently In Use: 0; AST Temp Closed: 0 | 2 | 1 | 0 | 24801-003-017458 | SRI KRISHNA LLC
45535 | Permanently Closed | 1994-03-01 | 1985-01-01 | 1996-01-01 | Petroleum | Used oil | Used oil | Retail | [6 empty] | 1901-01-01 | [5 empty] | Manual Tank Gauging (only tanks 1000 gal. or less and 48” or 64” in diameter) |  | MANUAL GAU | Other |  |  | Other | Other |  | UST Currently In Use: 0; UST Temp Close: 0; AST Currently In Use: 0; AST Temp Closed: 0 | 0 | 0 | 1 | 19865-097-017459 | NETWORKS USA XI INC
45536 | Currently in Use |  | 1995-03-27 |  | Petroleum | Unleaded gasoline | Unleaded gasoline | Retail | Steel | Double Wall | Coated & cathodic protection (sti-P3) |  | Fiberglass reinforced plastic |  |  | Catchment Basin | Automatic shutoff device At 95% full | Automatic shutoff device At 95% full | Interstitial Monitoring within Secondary Containment | SENSOR TO ATG | Automatic Tank Gauge |  | Automatic flow restrictor (MLLD) | Automatic flow restrictor (MLLD) |  |  | Annual line testing | Annual line testing |  | UST Currently In Use: 2; UST Temp Close: 0; AST Currently In Use: 0; AST Temp Closed: 0 | 2 | 0 | 4 | 13929-003-013277 | PRINCE OIL COMPANY, INC.
45537 | Currently in Use |  | 1995-03-27 |  | Petroleum | Premium gasoline | Premium gasoline | Retail | Double Wall | Double Wall | Coated & cathodic protection (sti-P3) |  | Fiberglass reinforced plastic |  |  | Catchment Basin | Automatic shutoff device At 95% full | Automatic shutoff device At 95% full | Interstitial Monitoring within Secondary Containment | SENSOR TO ATG | Automatic Tank Gauge |  | Automatic flow restrictor (MLLD) | Automatic flow restrictor (MLLD) |  |  | Annual line testing | Annual line testing |  | UST Currently In Use: 2; UST Temp Close: 0; AST Currently In Use: 0; AST Temp Closed: 0 | 2 | 0 | 4 | 13929-003-013277 | PRINCE OIL COMPANY, INC.
45538 | Permanently Closed | 1998-02-01 | 1995-04-18 | 1998-02-21 | Petroleum | Unleaded gasoline | Unleaded gasoline | Retail | Steel | Steel | Coated & cathodic protection (sti-P3) |  | ENVIRON |  | 1901-01-01 | Catchment Basin | Flow Rest 90% Full | Flow Rest 90% Full | Interstitial Monitoring within Secondary Containment | [5 empty] | Interstitial Monitoring within Secondary Containment |  |  |  |  | UST Currently In Use: 0; UST Temp Close: 0; AST Currently In Use: 0; AST Temp Closed: 0 | 0 | 0 | 2 | 13045-119-017460 | LARKIN OIL CO INC
45539 | Permanently Closed | 1998-02-01 | 1995-04-18 | 1998-02-21 | Petroleum | Unleaded gasoline | Unleaded gasoline | Retail | Steel | Steel | Coated & cathodic protection (sti-P3) |  | ENVIRON |  | 1901-01-01 | Catchment Basin | Flow Rest 90% Full | Flow Rest 90% Full | Interstitial Monitoring within Secondary Containment | [5 empty] | Interstitial Monitoring within Secondary Containment |  |  |  |  | UST Currently In Use: 0; UST Temp Close: 0; AST Currently In Use: 0; AST Temp Closed: 0 | 0 | 0 | 2 | 13045-119-017460 | LARKIN OIL CO INC
45540 | Permanently Closed | 2005-12-27 | 1995-04-05 | 2005-12-27 | Petroleum | On road diesel | On road diesel | Bulk facility | Fiberglass coated steel | Fiberglass coated steel |  |  | Fiberglass reinforced plastic |  | 1901-01-01 | Catchment Basin | Automatic shutoff device At 95% full | Automatic shutoff device At 95% full | Interstitial Monitoring within Secondary Containment |  | Automatic Tank Gauge |  |  |  | Interstitial Monitoring within Secondary Containment |  |  |  |  | UST Currently In Use: 0; UST Temp Close: 0; AST Currently In Use: 0; AST Temp Closed: 0 | 0 | 0 | 1 | 23138-101-017461 | FRANK SCHILLECI
45541 | Currently in Use |  | 1995-03-05 |  | Petroleum | Unleaded gasoline | Unleaded gasoline | Retail | Steel | Single Wall | Coated & cathodic protection (sti-P3) |  | Single Wall |  |  | Catchment Basin | Automatic shutoff device At 95% full | Automatic shutoff device At 95% full |  |  | Continuous Automatic Tank Gauge | [8 empty] | UST Currently In Use: 7; UST Temp Close: 0; AST Currently In Use: 0; AST Temp Closed: 0 | 7 | 0 | 0 | 23429-049-017462 | MUSA PROPERTIES, LLC
45542 | Currently in Use |  | 1995-03-05 |  | Petroleum | Unleaded gasoline | Unleaded gasoline | Retail | Steel | Single Wall | Coated & cathodic protection (sti-P3) |  | Single Wall |  |  | Catchment Basin | Automatic shutoff device At 95% full | Automatic shutoff device At 95% full |  |  | Continuous Automatic Tank Gauge | [8 empty] | UST Currently In Use: 7; UST Temp Close: 0; AST Currently In Use: 0; AST Temp Closed: 0 | 7 | 0 | 0 | 23429-049-017462 | MUSA PROPERTIES, LLC
45543 | Currently in Use |  | 1995-03-05 |  | Petroleum | Premium gasoline | Premium gasoline | Retail | Single Wall | Single Wall | Coated & cathodic protection (sti-P3) |  | Single Wall |  |  | Catchment Basin | Automatic shutoff device At 95% full | Automatic shutoff device At 95% full |  |  | Continuous Automatic Tank Gauge | [8 empty] | UST Currently In Use: 7; UST Temp Close: 0; AST Currently In Use: 0; AST Temp Closed: 0 | 7 | 0 | 0 | 23429-049-017462 | MUSA PROPERTIES, LLC
45544 | Currently in Use |  | 1995-03-05 |  | Petroleum | Unleaded gasoline | Unleaded gasoline | Retail | Steel | Single Wall | Coated & cathodic protection (sti-P3) |  | Single Wall |  |  | Catchment Basin | Automatic shutoff device At 95% full | Automatic shutoff device At 95% full |  |  | Continuous Automatic Tank Gauge | [8 empty] | UST Currently In Use: 7; UST Temp Close: 0; AST Currently In Use: 0; AST Temp Closed: 0 | 7 | 0 | 0 | 23429-049-017462 | MUSA PROPERTIES, LLC
45545 | Currently in Use |  | 1995-03-05 |  | Petroleum | On road diesel | On road diesel | Retail | Steel | Single Wall | Coated & cathodic protection (sti-P3) |  | Single Wall |  |  | Catchment Basin | Automatic shutoff device At 95% full | Automatic shutoff device At 95% full |  |  | Continuous Automatic Tank Gauge | [8 empty] | UST Currently In Use: 7; UST Temp Close: 0; AST Currently In Use: 0; AST Temp Closed: 0 | 7 | 0 | 0 | 23429-049-017462 | MUSA PROPERTIES, LLC
45546 | Currently in Use |  | 1978-01-01 |  | Petroleum | Premium gasoline | Premium gasoline | Retail | Single Wall | Single Wall | Field installed cathodic protection |  | Double Wall |  |  | Catchment Basin | Flow Rest 90% Full | Flow Rest 90% Full |  |  | Continuous Automatic Tank Gauge |  | Containment Sump | Automatic flow restrictor (MLLD) | Interstitial Monitoring within Secondary Containment | SENSOR TO ATG | Continuous alarm system | Continuous alarm system |  | UST Currently In Use: 4; UST Temp Close: 1; AST Currently In Use: 0; AST Temp Closed: 0 | 4 | 1 | 0 | 25265-009-016718 | LGWS/CROSS AMERICA PARTNERS
45547 | Currently in Use |  | 1995-03-23 |  | Petroleum | Unleaded gasoline | Unleaded gasoline | Retail | Double Wall | Double Wall |  |  | Double Wall |  |  | Catchment Basin | Flow Rest 90% Full | Flow Rest 90% Full | Interstitial Monitoring within Secondary Containment | SENSOR TO ATG | Continuous Automatic Tank Gauge |  | Containment Sump | Automatic flow restrictor (MLLD) | Interstitial Monitoring within Secondary Containment | SENSOR TO ATG | Continuous alarm system | Continuous alarm system |  | UST Currently In Use: 4; UST Temp Close: 1; AST Currently In Use: 0; AST Temp Closed: 0 | 4 | 1 | 0 | 25265-009-016718 | LGWS/CROSS AMERICA PARTNERS
45548 | Currently in Use |  | 1995-03-15 |  | Petroleum | Unleaded gasoline | Unleaded gasoline | Retail | Steel | Steel | Coated & cathodic protection (sti-P3) |  | Flexible |  |  | Catchment Basin | Automatic shutoff device At 95% full | Automatic shutoff device At 95% full |  |  | Continuous Automatic Tank Gauge |  | Containment Sump | Automatic flow restrictor (MLLD) |  |  | Annual line testing | Annual line testing |  | UST Currently In Use: 3; UST Temp Close: 0; AST Currently In Use: 0; AST Temp Closed: 0 | 3 | 0 | 7 | 14681-013-013634 | STERLING OIL COMPANY, INC.
45549 | Currently in Use |  | 1995-03-15 |  | Petroleum | Unleaded gasoline | Unleaded gasoline | Retail | Steel | Steel | Coated & cathodic protection (sti-P3) |  | Flexible |  |  | Catchment Basin | Automatic shutoff device At 95% full | Automatic shutoff device At 95% full |  |  | Continuous Automatic Tank Gauge |  | Containment Sump | Automatic flow restrictor (MLLD) |  |  | Annual line testing | Annual line testing |  | UST Currently In Use: 3; UST Temp Close: 0; AST Currently In Use: 0; AST Temp Closed: 0 | 3 | 0 | 7 | 14681-013-013634 | STERLING OIL COMPANY, INC.
45550 | Currently in Use |  | 1995-03-15 |  | Petroleum | Premium gasoline | Premium gasoline | Retail | Steel | Steel | Coated & cathodic protection (sti-P3) |  | Flexible |  |  | Catchment Basin | Automatic shutoff device At 95% full | Automatic shutoff device At 95% full |  |  | Continuous Automatic Tank Gauge |  | Containment Sump | Automatic flow restrictor (MLLD) |  |  | Annual line testing | Annual line testing |  | UST Currently In Use: 3; UST Temp Close: 0; AST Currently In Use: 0; AST Temp Closed: 0 | 3 | 0 | 7 | 14681-013-013634 | STERLING OIL COMPANY, INC.
45551 | Permanently Closed | 2000-11-17 | 1995-05-09 | 2000-11-17 | Petroleum | Unleaded gasoline | Unleaded gasoline | Retail | Fiberglass reinforced plastic | Fiberglass reinforced plastic |  |  | DBWALL |  | 1901-01-01 | Catchment Basin | Audible high level alarm At 90% full | Audible high level alarm At 90% full | Interstitial Monitoring within Secondary Containment | [7 empty] | Groundwater monitoring | Continuous alarm system |  | UST Currently In Use: 0; UST Temp Close: 0; AST Currently In Use: 0; AST Temp Closed: 0 | 0 | 0 | 12 | 12930-049-001226 | CONOCO OIL CO/TOM HOLTY
45552 | Permanently Closed | 2000-11-17 | 1995-05-09 | 2000-11-17 | Petroleum | Unleaded gasoline | Unleaded gasoline | Retail | Fiberglass reinforced plastic | Fiberglass reinforced plastic |  |  | Fiberglass reinforced plastic |  | 1901-01-01 | Catchment Basin | Flow Rest 90% Full | Audible high level alarm At 90% full | Interstitial Monitoring within Secondary Containment | [5 empty] | Interstitial Monitoring within Secondary Containment |  | Groundwater monitoring | Groundwater monitoring |  | UST Currently In Use: 0; UST Temp Close: 0; AST Currently In Use: 0; AST Temp Closed: 0 | 0 | 0 | 12 | 12930-049-001226 | CONOCO OIL CO/TOM HOLTY
45553 | Permanently Closed | 2000-11-17 | 1995-05-08 | 2000-11-17 | Petroleum | Unleaded gasoline | Unleaded gasoline | Retail | Fiberglass reinforced plastic | Fiberglass reinforced plastic |  |  | Fiberglass reinforced plastic |  | 1901-01-01 | Catchment Basin | Audible high level alarm At 90% full | Audible high level alarm At 90% full | Interstitial Monitoring within Secondary Containment | [5 empty] | Interstitial Monitoring within Secondary Containment |  | Groundwater monitoring | Groundwater monitoring |  | UST Currently In Use: 0; UST Temp Close: 0; AST Currently In Use: 0; AST Temp Closed: 0 | 0 | 0 | 12 | 12930-049-001226 | CONOCO OIL CO/TOM HOLTY
45554 | Currently in Use |  | 1995-09-01 |  | Petroleum | Unleaded gasoline | Unleaded gasoline | Industrial | Single Wall | Single Wall | Coated & cathodic protection (sti-P3) |  | Single Wall |  |  | Catchment Basin | Audible high level alarm At 90% full | Audible high level alarm At 90% full | Interstitial Monitoring within Secondary Containment |  | Continuous Automatic Tank Gauge | [8 empty] | UST Currently In Use: 2; UST Temp Close: 0; AST Currently In Use: 1; AST Temp Closed: 0 | 2 | 0 | 0 | 17273-121-015249 | COOSA VALLEY ELECTRIC COOPERATIVE
45555 | Currently in Use |  | 1995-09-01 |  | Petroleum | On road diesel | On road diesel | Industrial | 4K/2K | Single Wall | Coated & cathodic protection (sti-P3) |  | Fiberglass reinforced plastic |  |  | Catchment Basin | Audible high level alarm At 90% full | Audible high level alarm At 90% full | Interstitial Monitoring within Secondary Containment |  | Continuous Automatic Tank Gauge | [8 empty] | UST Currently In Use: 2; UST Temp Close: 0; AST Currently In Use: 1; AST Temp Closed: 0 | 2 | 0 | 0 | 17273-121-015249 | COOSA VALLEY ELECTRIC COOPERATIVE
45556 | Temporary Closed | 2004-10-01 | 1995-03-23 |  | Petroleum | Unleaded gasoline | Unleaded gasoline | Retail | Fiberglass reinforced plastic | Fiberglass reinforced plastic |  |  | Flexible |  | 1901-01-01 | Catchment Basin | Flow Rest 90% Full | Flow Rest 90% Full |  |  | Automatic Tank Gauge |  | Automatic flow restrictor (MLLD) | Automatic flow restrictor (MLLD) | Interstitial Monitoring within Secondary Containment |  |  |  |  | UST Currently In Use: 0; UST Temp Close: 3; AST Currently In Use: 0; AST Temp Closed: 0 | 0 | 3 | 3 | 22612-099-000084 | LESTON B STALLWORTH JR
45557 | Temporary Closed | 2004-10-01 | 1995-03-23 |  | Petroleum | Mid-grade gasoline | Mid-grade gasoline | Retail | Fiberglass reinforced plastic | Fiberglass reinforced plastic |  |  | Flexible |  | 1901-01-01 | Catchment Basin | Flow Rest 90% Full | Flow Rest 90% Full |  |  | Automatic Tank Gauge |  | Automatic flow restrictor (MLLD) | Automatic flow restrictor (MLLD) | Interstitial Monitoring within Secondary Containment |  |  |  |  | UST Currently In Use: 0; UST Temp Close: 3; AST Currently In Use: 0; AST Temp Closed: 0 | 0 | 3 | 3 | 22612-099-000084 | LESTON B STALLWORTH JR
45558 | Temporary Closed | 2004-10-01 | 1995-03-23 |  | Petroleum | Premium gasoline | Premium gasoline | Retail | Fiberglass reinforced plastic | Fiberglass reinforced plastic |  |  | Flexible |  | 1901-01-01 | Catchment Basin | Flow Rest 90% Full | Flow Rest 90% Full |  |  | Automatic Tank Gauge |  | Automatic flow restrictor (MLLD) | Automatic flow restrictor (MLLD) | Interstitial Monitoring within Secondary Containment |  |  |  |  | UST Currently In Use: 0; UST Temp Close: 3; AST Currently In Use: 0; AST Temp Closed: 0 | 0 | 3 | 3 | 22612-099-000084 | LESTON B STALLWORTH JR
45559 | Permanently Closed | 2019-12-31 | 1995-05-01 |  | Petroleum | Mid-grade gasoline | Mid-grade gasoline | Retail | Steel | Steel | Coated & cathodic protection (sti-P3) |  | Fiberglass reinforced plastic |  |  | Catchment Basin | Automatic shutoff device At 95% full | Automatic shutoff device At 95% full |  |  | Continuous Automatic Tank Gauge | [8 empty] | UST Currently In Use: 0; UST Temp Close: 0; AST Currently In Use: 2; AST Temp Closed: 0 | 0 | 0 | 8 | 12203-005-000571 | DON HIGHLAND
45560 | Currently in Use |  | 1995-05-08 |  | Petroleum | Mid-grade gasoline | Mid-grade gasoline | Retail | Steel | Steel | Coated & cathodic protection (sti-P3) |  | Flexible | APT |  | Catchment Basin | Flow Rest 90% Full | Automatic shutoff device At 95% full |  |  | Continuous Automatic Tank Gauge |  | Containment Sump | Automatic flow restrictor (MLLD) | Interstitial Monitoring within Secondary Containment | MANUAL/VISUAL CHECK | Annual line testing | Annual line testing |  | UST Currently In Use: 2; UST Temp Close: 0; AST Currently In Use: 0; AST Temp Closed: 0 | 2 | 0 | 2 | 20673-101-007846 | CECIL E REEVES, JR
45561 | Currently in Use |  | 1995-05-08 |  | Petroleum | Unleaded gasoline | Unleaded gasoline | Retail | Steel | Steel | Coated & cathodic protection (sti-P3) |  | Flexible | APT |  | Catchment Basin | Automatic shutoff device At 95% full | Automatic shutoff device At 95% full |  |  | Continuous Automatic Tank Gauge |  | Automatic flow restrictor (MLLD) | Automatic flow restrictor (MLLD) | Interstitial Monitoring within Secondary Containment | MANUAL/VISUAL CHECK | Annual line testing | Annual line testing |  | UST Currently In Use: 2; UST Temp Close: 0; AST Currently In Use: 0; AST Temp Closed: 0 | 2 | 0 | 2 | 20673-101-007846 | CECIL E REEVES, JR
45562 | Currently in Use |  | 1995-03-20 |  | Petroleum | On road diesel | On road diesel | Bulk facility | Fiberglass reinforced plastic | Fiberglass reinforced plastic |  |  | Fiberglass reinforced plastic |  | 1901-01-01 | Catchment Basin | Audible high level alarm At 90% full | Audible high level alarm At 90% full |  | PIT LINER | Automatic Tank Gauge | [8 empty] | UST Currently In Use: 1; UST Temp Close: 0; AST Currently In Use: 0; AST Temp Closed: 0 | 1 | 0 | 0 | 16407-101-017463 | RETIREMENT SYSTEMS OF ALABAMA
45563 | Permanently Closed | 2006-08-26 | 1995-05-04 | 2007-06-07 | Petroleum | Unleaded gasoline | Unleaded gasoline | Retail | Steel | Steel | Coated & cathodic protection (sti-P3) |  | Fiberglass reinforced plastic |  | 1901-01-01 | Catchment Basin | Flow Rest 90% Full | Flow Rest 90% Full |  |  | Statistical Inventory Reconciliation (SIR) | [5 empty] | Annual line testing | Annual line testing |  | UST Currently In Use: 0; UST Temp Close: 0; AST Currently In Use: 0; AST Temp Closed: 0 | 0 | 0 | 6 | 12743-011-012987 | JETER OIL CO
45564 | Permanently Closed | 2006-08-26 | 1995-05-04 | 2007-06-07 | Petroleum | On road diesel | On road diesel | Retail | Steel | Steel | Coated & cathodic protection (sti-P3) |  | Fiberglass reinforced plastic |  | 1901-01-01 | Catchment Basin | Flow Rest 90% Full | Flow Rest 90% Full |  |  | Statistical Inventory Reconciliation (SIR) | [5 empty] | Annual line testing | Annual line testing |  | UST Currently In Use: 0; UST Temp Close: 0; AST Currently In Use: 0; AST Temp Closed: 0 | 0 | 0 | 6 | 12743-011-012987 | JETER OIL CO
45565 | Permanently Closed | 2004-04-23 | 1994-01-13 | 2004-04-23 | Petroleum | On road diesel | On road diesel | Local Government | Fiberglass reinforced plastic | Fiberglass reinforced plastic |  |  | Flexible |  | 1901-01-01 | Catchment Basin | Flow Rest 90% Full | Flow Rest 90% Full |  |  | Manual Tank Gauging (only tanks 1000 gal. or less and 48” or 64” in diameter) | [8 empty] | UST Currently In Use: 0; UST Temp Close: 0; AST Currently In Use: 0; AST Temp Closed: 0 | 0 | 0 | 1 | 15689-097-017464 | BOARD OF WATER AND SEWER COMM
45566 | Currently in Use |  | 1995-02-15 |  | Petroleum | On road diesel | On road diesel | Retail | Fiberglass reinforced plastic | Fiberglass reinforced plastic |  |  | Fiberglass reinforced plastic |  | 1901-01-01 | Catchment Basin | Flow Rest 90% Full | Flow Rest 90% Full |  |  | Automatic Tank Gauge |  | Containment Sump | Automatic flow restrictor (MLLD) | Interstitial Monitoring within Secondary Containment |  | Continuous alarm system | Continuous alarm system |  | UST Currently In Use: 2; UST Temp Close: 0; AST Currently In Use: 1; AST Temp Closed: 0 | 2 | 0 | 4 | 14657-107-002947 | DEPARTMENT OF TRANSPORTATION HIGHWAY
45567 | Currently in Use |  | 1989-02-28 |  | Petroleum | Unleaded gasoline | Unleaded gasoline | State/Federal Government | Fiberglass reinforced plastic | Fiberglass reinforced plastic |  |  | Fiberglass reinforced plastic |  | 1901-01-01 | Catchment Basin | Flow Rest 90% Full | Flow Rest 90% Full |  |  | Automatic Tank Gauge |  | Containment Sump | Automatic flow restrictor (MLLD) | Interstitial Monitoring within Secondary Containment |  | Continuous alarm system | Continuous alarm system |  | UST Currently In Use: 2; UST Temp Close: 0; AST Currently In Use: 1; AST Temp Closed: 0 | 2 | 0 | 4 | 14657-107-002947 | DEPARTMENT OF TRANSPORTATION HIGHWAY
45568 | Permanently Closed | 2005-04-20 | 1994-01-06 | 2005-04-20 | Petroleum | On road diesel | On road diesel | Emergency Power Generator | Fiberglass reinforced plastic | Fiberglass reinforced plastic |  |  | Fiberglass reinforced plastic |  | 1901-01-01 | Catchment Basin | Flow Rest 90% Full | Flow Rest 90% Full |  |  | Manual Tank Gauging (only tanks 1000 gal. or less and 48” or 64” in diameter) | [8 empty] | UST Currently In Use: 0; UST Temp Close: 0; AST Currently In Use: 0; AST Temp Closed: 0 | 0 | 0 | 1 | 15689-097-017465 | BOARD OF WATER AND SEWER COMM
45569 | Permanently Closed | 1998-01-01 | 1988-10-01 | 1998-07-09 | Petroleum | Used oil | Used oil | Industrial | Steel | Steel | Coated & cathodic protection (sti-P3) |  | Steel |  | 1901-01-01 | [5 empty] | Statistical Inventory Reconciliation (SIR) | [8 empty] | UST Currently In Use: 0; UST Temp Close: 0; AST Currently In Use: 0; AST Temp Closed: 0 | 0 | 0 | 3 | 12525-097-012577 | INTERNATIONAL PAPER CO
45570 | Permanently Closed | 1996-06-10 | 1989-01-01 | 1996-07-23 | Petroleum | Used oil | Used oil | Local Government | Steel | Steel | Coated & cathodic protection (sti-P3) |  |  |  | 1901-01-01 | [14 empty] | UST Currently In Use: 0; UST Temp Close: 0; AST Currently In Use: 0; AST Temp Closed: 0 | 0 | 0 | 3 | 11058-073-001676 | CITY OF MOUNTAIN BROOK
45574 | Currently in Use |  | 1995-04-15 |  | Petroleum | Unleaded gasoline | Unleaded gasoline | Retail | Single Wall | Single Wall | Coated & cathodic protection (sti-P3) |  | Fiberglass reinforced plastic |  |  | Catchment Basin | Flow Rest 90% Full | Flow Rest 90% Full |  |  | Statistical Inventory Reconciliation (SIR) |  | Automatic flow restrictor (MLLD) | Automatic flow restrictor (MLLD) |  |  | Statistical inventory reconciliation (SIR) | Statistical inventory reconciliation (SIR) |  | UST Currently In Use: 2; UST Temp Close: 0; AST Currently In Use: 0; AST Temp Closed: 0 | 2 | 0 | 3 | 16513-073-014382 | JACK MASSEY C/O HOLDEN ENERGY
45575 | Currently in Use |  | 1995-04-15 |  | Petroleum | On road diesel | On road diesel | Retail | Single Wall | Single Wall | Coated & cathodic protection (sti-P3) |  | Single Wall |  |  | Catchment Basin | Automatic shutoff device At 95% full | Automatic shutoff device At 95% full |  |  | Statistical Inventory Reconciliation (SIR) | [8 empty] | UST Currently In Use: 2; UST Temp Close: 0; AST Currently In Use: 0; AST Temp Closed: 0 | 2 | 0 | 3 | 16513-073-014382 | JACK MASSEY C/O HOLDEN ENERGY
45576 | Permanently Closed | 1998-12-22 | 1982-06-02 | 1999-10-25 | Petroleum | On road diesel | On road diesel | Retail | Single Wall | Single Wall |  | Painted or None | Steel |  |  | Catchment Basin | Flow Rest 90% Full | Flow Rest 90% Full |  |  | Automatic Tank Gauge | [8 empty] | UST Currently In Use: 0; UST Temp Close: 3; AST Currently In Use: 0; AST Temp Closed: 0 | 0 | 3 | 1 | 14852-079-013883 | TERRY AND YOUNG OIL COMPANY, INC.
45577 | Temporary Closed | 2009-06-10 | 1992-08-01 |  | Petroleum | Unleaded gasoline | Unleaded gasoline | Retail | Single Wall | Single Wall | Coated & cathodic protection (sti-P3) |  | Fiberglass reinforced plastic |  |  | Catchment Basin | Flow Rest 90% Full | Automatic shutoff device At 95% full |  |  | Automatic Tank Gauge | [8 empty] | UST Currently In Use: 0; UST Temp Close: 3; AST Currently In Use: 0; AST Temp Closed: 0 | 0 | 3 | 3 | 14852-079-009878 | TERRY AND YOUNG OIL COMPANY, INC.
45578 | Temporary Closed | 2009-06-10 | 1992-08-01 |  | Petroleum | Premium gasoline | Premium gasoline | Retail | Single Wall | Single Wall | Coated & cathodic protection (sti-P3) |  | Single Wall |  |  | Catchment Basin | Automatic shutoff device At 95% full | Automatic shutoff device At 95% full |  |  | Automatic Tank Gauge | [8 empty] | UST Currently In Use: 0; UST Temp Close: 3; AST Currently In Use: 0; AST Temp Closed: 0 | 0 | 3 | 3 | 14852-079-009878 | TERRY AND YOUNG OIL COMPANY, INC.
45579 | Temporary Closed | 2009-06-10 | 1992-08-01 |  | Petroleum | On road diesel | On road diesel | Retail | Single Wall | Single Wall | Coated & cathodic protection (sti-P3) |  | Single Wall |  |  | Catchment Basin | Flow Rest 90% Full | Automatic shutoff device At 95% full |  |  | Automatic Tank Gauge | [8 empty] | UST Currently In Use: 0; UST Temp Close: 3; AST Currently In Use: 0; AST Temp Closed: 0 | 0 | 3 | 3 | 14852-079-009878 | TERRY AND YOUNG OIL COMPANY, INC.
45580 | Currently in Use |  | 1993-03-01 |  | Petroleum | Mid-grade gasoline | Mid-grade gasoline | Retail | Single Wall | Single Wall | Coated & cathodic protection (sti-P3) |  | Fiberglass reinforced plastic |  |  | Catchment Basin | Automatic shutoff device At 95% full | Automatic shutoff device At 95% full |  |  | Automatic Tank Gauge | [8 empty] | UST Currently In Use: 2; UST Temp Close: 0; AST Currently In Use: 0; AST Temp Closed: 0 | 2 | 0 | 2 | 14852-079-009875 | TERRY AND YOUNG OIL COMPANY, INC.
45581 | Currently in Use |  | 1993-03-01 |  | Petroleum | Unleaded gasoline | Unleaded gasoline | Retail | Single Wall | Single Wall | Coated & cathodic protection (sti-P3) |  | Fiberglass reinforced plastic |  |  | Catchment Basin | Flow Rest 90% Full | Automatic shutoff device At 95% full |  |  | Automatic Tank Gauge | [8 empty] | UST Currently In Use: 2; UST Temp Close: 0; AST Currently In Use: 0; AST Temp Closed: 0 | 2 | 0 | 2 | 14852-079-009875 | TERRY AND YOUNG OIL COMPANY, INC.
45582 | Currently in Use |  | 1995-04-05 |  | Petroleum | Unleaded gasoline | Unleaded gasoline | Retail | Steel | Steel | Coated & cathodic protection (sti-P3) |  | Flexible |  |  | Catchment Basin | Automatic shutoff device At 95% full | Automatic shutoff device At 95% full |  |  | Statistical Inventory Reconciliation (SIR) |  | Automatic flow restrictor (MLLD) | Automatic flow restrictor (MLLD) |  |  | Statistical inventory reconciliation (SIR) | Statistical inventory reconciliation (SIR) |  | UST Currently In Use: 2; UST Temp Close: 0; AST Currently In Use: 0; AST Temp Closed: 0 | 2 | 0 | 0 | 22723-125-017253 | JOHNNY H. GARRISON JR.
45583 | Currently in Use |  | 1995-04-05 |  | Petroleum | On road diesel | On road diesel | Retail | Steel | Steel | Coated & cathodic protection (sti-P3) |  | Flexible |  |  | Catchment Basin | Flow Rest 90% Full | Automatic shutoff device At 95% full |  |  | Statistical Inventory Reconciliation (SIR) |  | Automatic flow restrictor (MLLD) | Automatic flow restrictor (MLLD) |  |  | Statistical inventory reconciliation (SIR) | Statistical inventory reconciliation (SIR) |  | UST Currently In Use: 2; UST Temp Close: 0; AST Currently In Use: 0; AST Temp Closed: 0 | 2 | 0 | 0 | 22723-125-017253 | JOHNNY H. GARRISON JR.
45584 | Currently in Use |  | 1993-01-01 |  | Petroleum | Unleaded gasoline | Unleaded gasoline | Retail | Steel | Double Wall | Coated & cathodic protection (sti-P3) |  | Double Wall |  |  | Catchment Basin | Flow Rest 90% Full | Flow Rest 90% Full |  |  | Continuous Automatic Tank Gauge |  | Automatic shutoff device (AELLD) | Automatic shutoff device (AELLD) |  |  | Continuous alarm system | Continuous alarm system |  | UST Currently In Use: 2; UST Temp Close: 0; AST Currently In Use: 0; AST Temp Closed: 0 | 2 | 0 | 0 | 25265-079-017467 | LGWS/CROSS AMERICA PARTNERS
45585 | Currently in Use |  | 1993-01-01 |  | Petroleum | Unleaded gasoline | Unleaded gasoline | Retail | Double Wall | Double Wall | Coated & cathodic protection (sti-P3) |  | Flexible |  |  | Catchment Basin | Flow Rest 90% Full | Flow Rest 90% Full |  |  | Continuous Automatic Tank Gauge |  | Automatic shutoff device (AELLD) | Automatic shutoff device (AELLD) |  |  | Continuous alarm system | Continuous alarm system |  | UST Currently In Use: 2; UST Temp Close: 0; AST Currently In Use: 0; AST Temp Closed: 0 | 2 | 0 | 0 | 25265-079-017467 | LGWS/CROSS AMERICA PARTNERS
45586 | Currently in Use |  | 1994-12-06 |  | Petroleum | Unleaded gasoline | Unleaded gasoline | Retail | Steel | Steel | Coated & cathodic protection (sti-P3) |  | Fiberglass reinforced plastic |  |  | Catchment Basin | Flow Rest 90% Full | Flow Rest 90% Full |  |  | Statistical Inventory Reconciliation (SIR) | [8 empty] | UST Currently In Use: 1; UST Temp Close: 0; AST Currently In Use: 0; AST Temp Closed: 0 | 1 | 0 | 0 | 24584-013-017469 | BRIGHT TEK LLC / DBA FOOD STOP 2
45587 | Currently in Use |  | 1995-04-05 |  | Petroleum | Premium gasoline | Premium gasoline | Retail | Steel | Steel | Coated & cathodic protection (sti-P3) |  | Fiberglass reinforced plastic |  |  | Catchment Basin | Flow Rest 90% Full | Flow Rest 90% Full |  |  | Automatic Tank Gauge |  | Automatic flow restrictor (MLLD) | Automatic flow restrictor (MLLD) |  |  | Annual line testing | Annual line testing |  | UST Currently In Use: 4; UST Temp Close: 0; AST Currently In Use: 0; AST Temp Closed: 0 | 4 | 0 | 0 | 15021-051-003387 | TURNER OIL INC
45588 | Currently in Use |  | 1995-04-05 |  | Petroleum | Mid-grade gasoline | Mid-grade gasoline | Retail | Steel | Steel | Coated & cathodic protection (sti-P3) |  | Fiberglass reinforced plastic |  |  | Catchment Basin | Flow Rest 90% Full | Flow Rest 90% Full |  |  | Automatic Tank Gauge |  | Automatic flow restrictor (MLLD) | Automatic flow restrictor (MLLD) |  |  | Annual line testing | Annual line testing |  | UST Currently In Use: 4; UST Temp Close: 0; AST Currently In Use: 0; AST Temp Closed: 0 | 4 | 0 | 0 | 15021-051-003387 | TURNER OIL INC
45589 | Currently in Use |  | 1995-04-05 |  | Petroleum | Unleaded gasoline | Unleaded gasoline | Retail | Steel | Steel | Coated & cathodic protection (sti-P3) |  | Fiberglass reinforced plastic |  |  | Catchment Basin | Flow Rest 90% Full | Flow Rest 90% Full |  |  | Automatic Tank Gauge |  | Automatic flow restrictor (MLLD) | Automatic flow restrictor (MLLD) |  |  | Continuous alarm system | Annual line testing |  | UST Currently In Use: 4; UST Temp Close: 0; AST Currently In Use: 0; AST Temp Closed: 0 | 4 | 0 | 0 | 15021-051-003387 | TURNER OIL INC
45590 | Currently in Use |  | 1995-04-05 |  | Petroleum | On road diesel | On road diesel | Retail | Steel | Steel | Coated & cathodic protection (sti-P3) |  | Fiberglass reinforced plastic |  |  | Catchment Basin | Flow Rest 90% Full | Flow Rest 90% Full |  |  | Automatic Tank Gauge |  | Automatic flow restrictor (MLLD) | Automatic flow restrictor (MLLD) |  |  | Annual line testing | Annual line testing |  | UST Currently In Use: 4; UST Temp Close: 0; AST Currently In Use: 0; AST Temp Closed: 0 | 4 | 0 | 0 | 15021-051-003387 | TURNER OIL INC
45591 | Currently in Use |  | 1992-06-10 |  | Petroleum | Unleaded gasoline | Unleaded gasoline | Retail | Fiberglass reinforced plastic | Fiberglass reinforced plastic |  |  | Double Wall |  | 1901-01-01 | Catchment Basin | Flow Rest 90% Full | Flow Rest 90% Full |  |  | Continuous Automatic Tank Gauge | Single walled submersible pump containment sump | Automatic flow restrictor (MLLD) | Automatic flow restrictor (MLLD) |  |  | Annual line testing | Annual line testing |  | UST Currently In Use: 3; UST Temp Close: 0; AST Currently In Use: 0; AST Temp Closed: 0 | 3 | 0 | 0 | 19870-009-006687 | CARYN L BAINS
45592 | Currently in Use |  | 1992-06-10 |  | Petroleum | Premium gasoline | Premium gasoline | Retail | Fiberglass reinforced plastic | Fiberglass reinforced plastic |  |  | Double Wall |  | 1901-01-01 | Catchment Basin | Flow Rest 90% Full | Flow Rest 90% Full |  |  | Continuous Automatic Tank Gauge | Single walled submersible pump containment sump | Automatic flow restrictor (MLLD) | Automatic flow restrictor (MLLD) |  |  | Annual line testing | Annual line testing |  | UST Currently In Use: 3; UST Temp Close: 0; AST Currently In Use: 0; AST Temp Closed: 0 | 3 | 0 | 0 | 19870-009-006687 | CARYN L BAINS
45593 | Currently in Use |  | 1992-06-10 |  | Petroleum | On road diesel | On road diesel | Retail | Fiberglass reinforced plastic | Fiberglass reinforced plastic |  |  | Fiberglass reinforced plastic |  | 1901-01-01 | Catchment Basin | Flow Rest 90% Full | Flow Rest 90% Full |  |  | Continuous Automatic Tank Gauge | Single walled submersible pump containment sump | Automatic flow restrictor (MLLD) | Automatic flow restrictor (MLLD) |  |  | Annual line testing | Annual line testing |  | UST Currently In Use: 3; UST Temp Close: 0; AST Currently In Use: 0; AST Temp Closed: 0 | 3 | 0 | 0 | 19870-009-006687 | CARYN L BAINS
45595 | Permanently Closed | 1997-10-01 | 1989-01-01 | 1998-06-11 | Petroleum | Unleaded gasoline | Unleaded gasoline | Retail | Steel | Steel |  | Painted or None |  |  | 1901-01-01 | [11 empty] | Annual line testing | Annual line testing |  | UST Currently In Use: 0; UST Temp Close: 0; AST Currently In Use: 0; AST Temp Closed: 0 | 0 | 0 | 3 | 20473-125-017470 | CAROLYNLEE BONNIEJUNKIN JOHNMARLER
45596 | Permanently Closed | 1997-10-01 | 1989-01-01 | 1998-06-11 | Petroleum | Unleaded gasoline | Unleaded gasoline | Retail | Steel | Steel |  | Painted or None |  |  | 1901-01-01 | [11 empty] | Annual line testing | Annual line testing |  | UST Currently In Use: 0; UST Temp Close: 0; AST Currently In Use: 0; AST Temp Closed: 0 | 0 | 0 | 3 | 20473-125-017470 | CAROLYNLEE BONNIEJUNKIN JOHNMARLER
45597 | Permanently Closed | 1997-10-01 | 1989-01-01 | 1998-06-11 | Petroleum | On road diesel | On road diesel | Retail | Steel | Steel |  | Painted or None |  |  | 1901-01-01 | [11 empty] | Annual line testing | Annual line testing |  | UST Currently In Use: 0; UST Temp Close: 0; AST Currently In Use: 0; AST Temp Closed: 0 | 0 | 0 | 3 | 20473-125-017470 | CAROLYNLEE BONNIEJUNKIN JOHNMARLER
45598 | Permanently Closed | 2004-08-26 | 1994-08-08 | 2016-02-25 | Petroleum | Unleaded gasoline | Unleaded gasoline | Retail | Steel | Steel | Field installed cathodic protection |  | Fiberglass reinforced plastic |  | 1901-01-01 | Catchment Basin | Flow Rest 90% Full | Automatic shutoff device At 95% full | [8 empty] | Annual line testing | Annual line testing |  | UST Currently In Use: 0; UST Temp Close: 0; AST Currently In Use: 0; AST Temp Closed: 0 | 0 | 0 | 8 | 21638-097-002733 | BERNARD & WINFRED EATON
45599 | Permanently Closed | 2004-08-26 | 1994-08-08 | 2016-02-25 | Petroleum | Mid-grade gasoline | Mid-grade gasoline | Retail | Steel | Steel | Coated & cathodic protection (sti-P3) |  | Fiberglass reinforced plastic |  | 1901-01-01 | Catchment Basin | Automatic shutoff device At 95% full | Automatic shutoff device At 95% full | [8 empty] | Annual line testing | Annual line testing |  | UST Currently In Use: 0; UST Temp Close: 0; AST Currently In Use: 0; AST Temp Closed: 0 | 0 | 0 | 8 | 21638-097-002733 | BERNARD & WINFRED EATON
45600 | Permanently Closed | 2004-08-26 | 1994-08-08 | 2016-02-25 | Petroleum | Premium gasoline | Premium gasoline | Retail | Steel | Steel | Field installed cathodic protection |  | Fiberglass reinforced plastic |  | 1901-01-01 | Catchment Basin | Automatic shutoff device At 95% full | Automatic shutoff device At 95% full | [8 empty] | Annual line testing | Annual line testing |  | UST Currently In Use: 0; UST Temp Close: 0; AST Currently In Use: 0; AST Temp Closed: 0 | 0 | 0 | 8 | 21638-097-002733 | BERNARD & WINFRED EATON
45601 | Currently in Use |  | 1995-04-15 |  | Petroleum | Unleaded gasoline | Unleaded gasoline | Retail | Fiberglass reinforced plastic | Fiberglass reinforced plastic |  |  | Fiberglass reinforced plastic |  | 1901-01-01 | Catchment Basin | Automatic shutoff device At 95% full | Automatic shutoff device At 95% full |  |  | Statistical Inventory Reconciliation (SIR) |  | Automatic flow restrictor (MLLD) | Automatic flow restrictor (MLLD) |  |  | Statistical inventory reconciliation (SIR) | Statistical inventory reconciliation (SIR) |  | UST Currently In Use: 3; UST Temp Close: 0; AST Currently In Use: 0; AST Temp Closed: 0 | 3 | 0 | 0 | 14410-003-017471 | MCDONALD OIL COMPANY
45602 | Currently in Use |  | 1995-04-15 |  | Petroleum | On road diesel | On road diesel | Retail | Fiberglass reinforced plastic | Fiberglass reinforced plastic |  |  | Fiberglass reinforced plastic |  | 1901-01-01 | Catchment Basin | Automatic shutoff device At 95% full | Automatic shutoff device At 95% full |  |  | Statistical Inventory Reconciliation (SIR) |  | Automatic flow restrictor (MLLD) | Automatic flow restrictor (MLLD) |  |  | Statistical inventory reconciliation (SIR) | Statistical inventory reconciliation (SIR) |  | UST Currently In Use: 3; UST Temp Close: 0; AST Currently In Use: 0; AST Temp Closed: 0 | 3 | 0 | 0 | 14410-003-017471 | MCDONALD OIL COMPANY
45603 | Currently in Use |  | 1995-04-15 |  | Petroleum | Premium gasoline | Premium gasoline | Retail | Fiberglass reinforced plastic | Fiberglass reinforced plastic |  |  | Fiberglass reinforced plastic |  | 1901-01-01 | Catchment Basin | Automatic shutoff device At 95% full | Automatic shutoff device At 95% full |  |  | Statistical Inventory Reconciliation (SIR) |  | Automatic flow restrictor (MLLD) | Automatic flow restrictor (MLLD) |  |  | Statistical inventory reconciliation (SIR) | Statistical inventory reconciliation (SIR) |  | UST Currently In Use: 3; UST Temp Close: 0; AST Currently In Use: 0; AST Temp Closed: 0 | 3 | 0 | 0 | 14410-003-017471 | MCDONALD OIL COMPANY
45604 | Temporary Closed | 2004-08-01 | 1995-02-25 |  | Petroleum | Premium gasoline | Premium gasoline | Retail | Steel | Steel | Coated & cathodic protection (sti-P3) |  | Fiberglass reinforced plastic |  | 1901-01-01 | Catchment Basin | Automatic shutoff device At 95% full | Automatic shutoff device At 95% full |  |  | Statistical Inventory Reconciliation (SIR) | [8 empty] | UST Currently In Use: 0; UST Temp Close: 2; AST Currently In Use: 1; AST Temp Closed: 0 | 0 | 2 | 6 | 12367-073-007212 | KENNETH AND KATHY MCCLELLAN
45605 | Temporary Closed | 2004-08-01 | 1995-02-25 |  | Petroleum | Unleaded gasoline | Unleaded gasoline | Retail | Steel | Steel | Coated & cathodic protection (sti-P3) |  | Fiberglass reinforced plastic |  | 1901-01-01 | Catchment Basin | Automatic shutoff device At 95% full | Automatic shutoff device At 95% full |  |  | Statistical Inventory Reconciliation (SIR) | [8 empty] | UST Currently In Use: 0; UST Temp Close: 2; AST Currently In Use: 1; AST Temp Closed: 0 | 0 | 2 | 6 | 12367-073-007212 | KENNETH AND KATHY MCCLELLAN
45606 | Currently in Use |  | 1992-03-26 |  | Petroleum | Unleaded gasoline | Unleaded gasoline | Local government | Double Wall | Double Wall |  |  | Double Wall |  | 1901-01-01 | Catchment Basin | Flow Rest 90% Full | Flow Rest 90% Full |  |  | Continuous Automatic Tank Gauge |  | Containment Sump | Automatic flow restrictor (MLLD) |  |  | Annual line testing | Annual line testing |  | UST Currently In Use: 2; UST Temp Close: 0; AST Currently In Use: 0; AST Temp Closed: 0 | 2 | 0 | 0 | 11085-125-017472 | CITY OF TUSCALOOSA
45607 | Currently in Use |  | 1992-03-26 |  | Petroleum | On road diesel | On road diesel | Local government | Double Wall | Double Wall |  |  | Double Wall |  | 1901-01-01 | Catchment Basin | Flow Rest 90% Full | Flow Rest 90% Full |  |  | Continuous Automatic Tank Gauge |  | Containment Sump | Automatic flow restrictor (MLLD) |  |  | Annual line testing | Annual line testing |  | UST Currently In Use: 2; UST Temp Close: 0; AST Currently In Use: 0; AST Temp Closed: 0 | 2 | 0 | 0 | 11085-125-017472 | CITY OF TUSCALOOSA
45608 | Currently in Use |  | 1990-07-12 |  | Petroleum | Unleaded gasoline | Unleaded gasoline | Local government | Fiberglass reinforced plastic | Fiberglass reinforced plastic |  |  | Fiberglass reinforced plastic |  | 1901-01-01 | Catchment Basin | Automatic shutoff device At 95% full | Automatic shutoff device At 95% full |  |  | Automatic Tank Gauge |  | Automatic flow restrictor (MLLD) | Automatic flow restrictor (MLLD) |  |  | Annual line testing | Annual line testing |  | UST Currently In Use: 3; UST Temp Close: 0; AST Currently In Use: 0; AST Temp Closed: 0 | 3 | 0 | 0 | 11085-125-017473 | CITY OF TUSCALOOSA
45609 | Currently in Use |  | 1990-07-12 |  | Petroleum | Unleaded gasoline | Unleaded gasoline | Local government | Fiberglass reinforced plastic | Fiberglass reinforced plastic |  |  | Fiberglass reinforced plastic |  | 1901-01-01 | Catchment Basin | Automatic shutoff device At 95% full | Automatic shutoff device At 95% full |  |  | Automatic Tank Gauge |  | Automatic flow restrictor (MLLD) | Automatic flow restrictor (MLLD) |  |  | Annual line testing | Annual line testing |  | UST Currently In Use: 3; UST Temp Close: 0; AST Currently In Use: 0; AST Temp Closed: 0 | 3 | 0 | 0 | 11085-125-017473 | CITY OF TUSCALOOSA
45610 | Currently in Use |  | 1990-07-12 |  | Petroleum | On road diesel | On road diesel | Emergency Power Generator | Fiberglass reinforced plastic | Fiberglass reinforced plastic |  |  | Fiberglass reinforced plastic |  | 1901-01-01 | Catchment Basin | Automatic shutoff device At 95% full | Automatic shutoff device At 95% full | Interstitial Monitoring within Secondary Containment |  | Automatic Tank Gauge | [8 empty] | UST Currently In Use: 3; UST Temp Close: 0; AST Currently In Use: 0; AST Temp Closed: 0 | 3 | 0 | 0 | 11085-125-017473 | CITY OF TUSCALOOSA
45611 | Currently in Use |  | 1995-01-12 |  | Petroleum | Unleaded gasoline | Unleaded gasoline | Retail | Steel | Steel | Coated & cathodic protection (sti-P3) |  | Fiberglass reinforced plastic |  |  | Catchment Basin | Flow Rest 90% Full | Flow Rest 90% Full |  |  | Statistical Inventory Reconciliation (SIR) |  | Containment Sump | Automatic flow restrictor (MLLD) |  |  | Statistical inventory reconciliation (SIR) | Statistical inventory reconciliation (SIR) |  | UST Currently In Use: 2; UST Temp Close: 0; AST Currently In Use: 0; AST Temp Closed: 0 | 2 | 0 | 3 | 24352-053-006430 | TIMOTHY CHAVERS
45612 | Currently in Use |  | 1995-01-12 |  | Petroleum | Premium gasoline | Premium gasoline | Retail | Steel | Steel | Coated & cathodic protection (sti-P3) |  | Fiberglass reinforced plastic |  |  | Catchment Basin | Flow Rest 90% Full | Flow Rest 90% Full |  |  | Statistical Inventory Reconciliation (SIR) |  | Automatic flow restrictor (MLLD) | Automatic flow restrictor (MLLD) |  |  | Statistical inventory reconciliation (SIR) | Statistical inventory reconciliation (SIR) |  | UST Currently In Use: 2; UST Temp Close: 0; AST Currently In Use: 0; AST Temp Closed: 0 | 2 | 0 | 3 | 24352-053-006430 | TIMOTHY CHAVERS
45613 | Currently in Use |  | 1995-06-01 |  | Petroleum | Unleaded gasoline | Unleaded gasoline | Retail | Single Wall | Single Wall | Coated & cathodic protection (sti-P3) |  | Double Wall |  |  | Catchment Basin | Flow Rest 90% Full | Flow Rest 90% Full |  |  | Continuous Automatic Tank Gauge |  | Automatic flow restrictor (MLLD) | Automatic flow restrictor (MLLD) |  |  | Annual line testing | Annual line testing |  | UST Currently In Use: 4; UST Temp Close: 0; AST Currently In Use: 0; AST Temp Closed: 0 | 4 | 0 | 0 | 24597-049-017474 | PETRO SOUTH
45614 | Currently in Use |  | 1995-06-01 |  | Petroleum | Unleaded gasoline | Unleaded gasoline | Retail | Steel | Steel | Field installed cathodic protection |  | Double Wall |  |  | Catchment Basin | Flow Rest 90% Full | Flow Rest 90% Full |  |  | Continuous Automatic Tank Gauge |  | Automatic flow restrictor (MLLD) | Automatic flow restrictor (MLLD) |  |  | Annual line testing | Annual line testing |  | UST Currently In Use: 4; UST Temp Close: 0; AST Currently In Use: 0; AST Temp Closed: 0 | 4 | 0 | 0 | 24597-049-017474 | PETRO SOUTH
45615 | Currently in Use |  | 1995-06-01 |  | Petroleum | Off road diesel | Off road diesel | Retail | Steel | Steel | Coated & cathodic protection (sti-P3) |  | Double Wall |  |  | Catchment Basin | Flow Rest 90% Full | Flow Rest 90% Full |  |  | Continuous Automatic Tank Gauge | [8 empty] | UST Currently In Use: 4; UST Temp Close: 0; AST Currently In Use: 0; AST Temp Closed: 0 | 4 | 0 | 0 | 24597-049-017474 | PETRO SOUTH
45616 | Permanently Closed | 1992-10-12 | 1911-11-11 | 1998-10-12 | Petroleum | Aviation fuel (JP-4; etc.) | Aviation fuel (JP-4; etc.) | Retail | Steel | Steel |  |  | NONE |  | 1901-01-01 | [14 empty] | UST Currently In Use: 0; UST Temp Close: 0; AST Currently In Use: 0; AST Temp Closed: 0 | 0 | 0 | 3 | 12921-117-011391 | PHOENIX AVIATION OF ALABAMA INC
45617 | Temporary Closed | 2012-04-01 | 1995-01-17 |  | Petroleum | Mid-grade gasoline | Mid-grade gasoline | Retail | Steel | Steel | Coated & cathodic protection (sti-P3) |  | Fiberglass reinforced plastic |  |  | Catchment Basin | Automatic shutoff device At 95% full | Automatic shutoff device At 95% full |  |  | Continuous Automatic Tank Gauge | [8 empty] | UST Currently In Use: 0; UST Temp Close: 2; AST Currently In Use: 1; AST Temp Closed: 0 | 0 | 2 | 5 | 10910-017-004153 | CHARLES A MYERS SR
45618 | Temporary Closed | 2012-04-01 | 1995-01-17 |  | Petroleum | Unleaded gasoline | Unleaded gasoline | Retail | Steel | Steel | Coated & cathodic protection (sti-P3) |  | Fiberglass reinforced plastic |  |  | Catchment Basin | Automatic shutoff device At 95% full | Automatic shutoff device At 95% full |  |  | Continuous Automatic Tank Gauge | [8 empty] | UST Currently In Use: 0; UST Temp Close: 2; AST Currently In Use: 1; AST Temp Closed: 0 | 0 | 2 | 5 | 10910-017-004153 | CHARLES A MYERS SR
45619 | Currently in Use |  | 1995-05-01 |  | Petroleum | Unleaded gasoline | Unleaded gasoline | Retail | Fiberglass reinforced plastic | Fiberglass reinforced plastic |  |  | Double Wall |  | 1901-01-01 | Catchment Basin | Automatic shutoff device At 95% full | Automatic shutoff device At 95% full |  |  | Continuous Automatic Tank Gauge |  | Automatic flow restrictor (MLLD) | Automatic flow restrictor (MLLD) |  |  | Annual line testing | Annual line testing |  | UST Currently In Use: 3; UST Temp Close: 0; AST Currently In Use: 0; AST Temp Closed: 0 | 3 | 0 | 0 | 24807-073-017475 | SAI ENTERPRISES, LLC
45620 | Currently in Use |  | 1995-05-01 |  | Petroleum | On road diesel | On road diesel | Retail | Fiberglass reinforced plastic | Fiberglass reinforced plastic |  |  | 2 PIECES |  | 1901-01-01 | Catchment Basin | Automatic shutoff device At 95% full | Automatic shutoff device At 95% full |  |  | Continuous Automatic Tank Gauge |  | Containment Sump | Automatic flow restrictor (MLLD) |  |  | Annual line testing | Annual line testing |  | UST Currently In Use: 3; UST Temp Close: 0; AST Currently In Use: 0; AST Temp Closed: 0 | 3 | 0 | 0 | 24807-073-017475 | SAI ENTERPRISES, LLC
45621 | Currently in Use |  | 1995-05-01 |  | Petroleum | Premium gasoline | Premium gasoline | Retail | Fiberglass reinforced plastic | Fiberglass reinforced plastic |  |  | Double Wall |  | 1901-01-01 | Catchment Basin | Automatic shutoff device At 95% full | Automatic shutoff device At 95% full |  |  | Continuous Automatic Tank Gauge |  | Containment Sump | Automatic flow restrictor (MLLD) |  |  | Annual line testing | Annual line testing |  | UST Currently In Use: 3; UST Temp Close: 0; AST Currently In Use: 0; AST Temp Closed: 0 | 3 | 0 | 0 | 24807-073-017475 | SAI ENTERPRISES, LLC
45622 | Permanently Closed | 2002-02-15 | 1982-06-01 | 2002-02-15 | Petroleum | Unleaded gasoline | Unleaded gasoline | Retail | Steel | Steel | Field installed cathodic protection |  | Steel |  | 1901-01-01 | Catchment Basin | Automatic shutoff device At 95% full | Automatic shutoff device At 95% full |  |  | Automatic Tank Gauge |  | Containment Sump | Containment Sump | Interstitial Monitoring within Secondary Containment | SENSOR TO ATG |  |  |  | UST Currently In Use: 2; UST Temp Close: 0; AST Currently In Use: 0; AST Temp Closed: 0 | 2 | 0 | 2 | 23621-073-017476 | HADO LLC C/O WARRIOR SPEED MART
45623 | Permanently Closed | 2002-02-15 | 1982-06-01 | 2002-02-15 | Petroleum | Unleaded gasoline | Unleaded gasoline | Retail | Steel | Steel | Field installed cathodic protection |  | Steel |  | 1901-01-01 | Catchment Basin | Automatic shutoff device At 95% full | Automatic shutoff device At 95% full |  |  | Automatic Tank Gauge |  | Containment Sump | Containment Sump | Interstitial Monitoring within Secondary Containment | SENSOR TO ATG | Continuous alarm system | Continuous alarm system |  | UST Currently In Use: 2; UST Temp Close: 0; AST Currently In Use: 0; AST Temp Closed: 0 | 2 | 0 | 2 | 23621-073-017476 | HADO LLC C/O WARRIOR SPEED MART
45624 | Currently in Use |  | 1995-06-16 |  | Petroleum | Premium gasoline | Premium gasoline | Retail | Fiberglass reinforced plastic | Fiberglass reinforced plastic |  |  | Double Wall |  | 1901-01-01 | Catchment Basin | Flow Rest 90% Full | Flow Rest 90% Full |  |  | Statistical Inventory Reconciliation (SIR) |  | Containment Sump | Automatic flow restrictor (MLLD) |  |  | Annual line testing | Annual line testing |  | UST Currently In Use: 3; UST Temp Close: 1; AST Currently In Use: 0; AST Temp Closed: 0 | 3 | 1 | 0 | 11576-089-017477 | DUTCH OIL COMPANY
45625 | Currently in Use |  | 1995-06-16 |  | Petroleum | On road diesel | On road diesel | Retail | Fiberglass reinforced plastic | Fiberglass reinforced plastic |  |  | Flexible |  | 1901-01-01 | Catchment Basin | Flow Rest 90% Full | Flow Rest 90% Full |  |  | Statistical Inventory Reconciliation (SIR) |  | Containment Sump | Automatic flow restrictor (MLLD) |  |  | Annual line testing | Annual line testing |  | UST Currently In Use: 3; UST Temp Close: 1; AST Currently In Use: 0; AST Temp Closed: 0 | 3 | 1 | 0 | 11576-089-017477 | DUTCH OIL COMPANY
45626 | Currently in Use |  | 1995-06-16 |  | Petroleum | Unleaded gasoline | Unleaded gasoline | Retail | Fiberglass reinforced plastic | Fiberglass reinforced plastic |  |  | Flexible |  | 1901-01-01 | Catchment Basin | Flow Rest 90% Full | Flow Rest 90% Full |  |  | Statistical Inventory Reconciliation (SIR) |  | Automatic flow restrictor (MLLD) | Automatic flow restrictor (MLLD) |  |  | Annual line testing | Annual line testing |  | UST Currently In Use: 3; UST Temp Close: 1; AST Currently In Use: 0; AST Temp Closed: 0 | 3 | 1 | 0 | 11576-089-017477 | DUTCH OIL COMPANY
45627 | Temporary Closed | 2015-08-01 | 1995-06-16 |  | Petroleum | On road diesel | On road diesel | Retail | Fiberglass reinforced plastic | Fiberglass reinforced plastic |  |  | Double Wall |  | 1901-01-01 | Catchment Basin | Flow Rest 90% Full | Flow Rest 90% Full |  |  | Statistical Inventory Reconciliation (SIR) |  | Containment Sump | Automatic flow restrictor (MLLD) | Interstitial Monitoring within Secondary Containment | SENSOR TO ATG | Annual line testing | Annual line testing |  | UST Currently In Use: 3; UST Temp Close: 1; AST Currently In Use: 0; AST Temp Closed: 0 | 3 | 1 | 0 | 11576-089-017477 | DUTCH OIL COMPANY
45628 | Currently in Use |  | 1995-03-06 |  | Petroleum | Unleaded gasoline | Unleaded gasoline | Retail | Fiberglass reinforced plastic | Fiberglass reinforced plastic |  |  | Double Wall |  | 1901-01-01 | Catchment Basin | Flow Rest 90% Full | Flow Rest 90% Full |  |  | Statistical Inventory Reconciliation (SIR) |  | Containment Sump | Automatic flow restrictor (MLLD) |  |  | Annual line testing | Annual line testing |  | UST Currently In Use: 2; UST Temp Close: 1; AST Currently In Use: 0; AST Temp Closed: 0 | 2 | 1 | 2 | 26029-097-000275 | MM CS SERVICES LLC
45629 | Temporary Closed | 2013-01-15 | 1995-03-06 |  | Petroleum | Mid-grade gasoline | Mid-grade gasoline | Retail | Fiberglass reinforced plastic | Fiberglass reinforced plastic |  |  | Double Wall |  | 1901-01-01 | Catchment Basin | Flow Rest 90% Full | Flow Rest 90% Full |  |  | Statistical Inventory Reconciliation (SIR) |  | Automatic flow restrictor (MLLD) | Automatic flow restrictor (MLLD) |  |  | Statistical inventory reconciliation (SIR) | Statistical inventory reconciliation (SIR) |  | UST Currently In Use: 2; UST Temp Close: 1; AST Currently In Use: 0; AST Temp Closed: 0 | 2 | 1 | 2 | 26029-097-000275 | MM CS SERVICES LLC
45630 | Currently in Use |  | 1995-03-06 |  | Petroleum | Premium gasoline | Premium gasoline | Retail | Fiberglass reinforced plastic | Fiberglass reinforced plastic |  |  | Double Wall |  | 1901-01-01 | Catchment Basin | Flow Rest 90% Full | Flow Rest 90% Full |  |  | Statistical Inventory Reconciliation (SIR) |  | Automatic flow restrictor (MLLD) | Automatic flow restrictor (MLLD) |  |  | Annual line testing | Annual line testing |  | UST Currently In Use: 2; UST Temp Close: 1; AST Currently In Use: 0; AST Temp Closed: 0 | 2 | 1 | 2 | 26029-097-000275 | MM CS SERVICES LLC
45631 | Currently in Use |  | 1995-03-04 |  | Petroleum | Unleaded gasoline | Unleaded gasoline | Retail | Fiberglass reinforced plastic | Fiberglass reinforced plastic |  |  | Fiberglass reinforced plastic |  | 1901-01-01 | Catchment Basin | Automatic shutoff device At 95% full | Automatic shutoff device At 95% full |  |  | Automatic Tank Gauge |  | Automatic flow restrictor (MLLD) | Automatic flow restrictor (MLLD) |  |  | Annual line testing | Annual line testing |  | UST Currently In Use: 2; UST Temp Close: 0; AST Currently In Use: 0; AST Temp Closed: 0 | 2 | 0 | 2 | 25845-097-000278 | GURUKRUPA INVESTMENTS LLC
45632 | Currently in Use |  | 1995-03-04 |  | Petroleum | Premium gasoline | Premium gasoline | Retail | Fiberglass reinforced plastic | Fiberglass reinforced plastic |  |  | Fiberglass reinforced plastic |  | 1901-01-01 | Catchment Basin | Automatic shutoff device At 95% full | Automatic shutoff device At 95% full |  |  | Automatic Tank Gauge |  | Containment Sump | Automatic flow restrictor (MLLD) |  |  | Annual line testing | Annual line testing |  | UST Currently In Use: 2; UST Temp Close: 0; AST Currently In Use: 0; AST Temp Closed: 0 | 2 | 0 | 2 | 25845-097-000278 | GURUKRUPA INVESTMENTS LLC
45633 | Currently in Use |  | 1994-12-28 |  | Petroleum | Premium gasoline | Premium gasoline | Retail | Steel | Steel | Coated & cathodic protection (sti-P3) |  | Fiberglass reinforced plastic |  | 1901-01-01 | Catchment Basin | Flow Rest 90% Full | Flow Rest 90% Full |  |  | Continuous Automatic Tank Gauge |  | Containment Sump | Automatic flow restrictor (MLLD) | Interstitial Monitoring within Secondary Containment | SENSOR TO ATG | Continuous alarm system | Annual line testing |  | UST Currently In Use: 2; UST Temp Close: 0; AST Currently In Use: 0; AST Temp Closed: 0 | 2 | 0 | 2 | 23591-097-014515 | HIEN VO
45634 | Currently in Use |  | 1994-12-28 |  | Petroleum | Unleaded gasoline | Unleaded gasoline | Retail | Steel | Steel | Coated & cathodic protection (sti-P3) |  | Fiberglass reinforced plastic |  | 1901-01-01 | Catchment Basin | Flow Rest 90% Full | Flow Rest 90% Full |  |  | Continuous Automatic Tank Gauge |  | Containment Sump | Automatic flow restrictor (MLLD) | Interstitial Monitoring within Secondary Containment | SENSOR TO ATG | Continuous alarm system | Continuous alarm system |  | UST Currently In Use: 2; UST Temp Close: 0; AST Currently In Use: 0; AST Temp Closed: 0 | 2 | 0 | 2 | 23591-097-014515 | HIEN VO
45635 | Currently in Use |  | 1992-01-01 |  | Petroleum | Unleaded gasoline | Unleaded gasoline | Retail | Double Wall | Double Wall |  |  | Fiberglass reinforced plastic |  | 1901-01-01 | Catchment Basin | Flow Rest 90% Full | Flow Rest 90% Full | Interstitial Monitoring within Secondary Containment |  | Continuous Automatic Tank Gauge |  | Automatic flow restrictor (MLLD) | Automatic flow restrictor (MLLD) | Interstitial Monitoring within Secondary Containment | SENSOR TO ATG | Continuous alarm system | Continuous alarm system |  | UST Currently In Use: 1; UST Temp Close: 0; AST Currently In Use: 0; AST Temp Closed: 0 | 1 | 0 | 0 | 11661-083-017478 | EDWARDS OIL COMPANY
45636 | Currently in Use |  | 1995-04-13 |  | Petroleum | Unleaded gasoline | Unleaded gasoline | Retail | Steel | Steel | Coated & cathodic protection (sti-P3) |  | Fiberglass reinforced plastic |  |  | Catchment Basin | Automatic shutoff device At 95% full | Automatic shutoff device At 95% full |  |  | Continuous Automatic Tank Gauge | [8 empty] | UST Currently In Use: 1; UST Temp Close: 0; AST Currently In Use: 0; AST Temp Closed: 0 | 1 | 0 | 3 | 23235-021-003489 | JOHAINA POONAWALLA
45637 | Permanently Closed | 1997-09-03 | 1995-03-15 | 1997-09-03 | Petroleum | Unleaded gasoline | Unleaded gasoline | Retail | Steel | Steel | Coated & cathodic protection (sti-P3) |  | Fiberglass reinforced plastic |  | 1901-01-01 | Catchment Basin | Automatic shutoff device At 95% full | Automatic shutoff device At 95% full |  |  | Automatic Tank Gauge |  |  |  | Interstitial Monitoring within Secondary Containment |  |  |  |  | UST Currently In Use: 0; UST Temp Close: 0; AST Currently In Use: 0; AST Temp Closed: 0 | 0 | 0 | 2 | 19877-117-017479 | ROBERT J. WOLFE
45638 | Permanently Closed | 1997-09-03 | 1995-03-15 | 1997-09-03 | Petroleum | Unleaded gasoline | Unleaded gasoline | Retail | Steel | Steel | Coated & cathodic protection (sti-P3) |  | Fiberglass reinforced plastic |  | 1901-01-01 | Catchment Basin | Automatic shutoff device At 95% full | Automatic shutoff device At 95% full |  |  | Automatic Tank Gauge |  |  |  | Interstitial Monitoring within Secondary Containment |  |  |  |  | UST Currently In Use: 0; UST Temp Close: 0; AST Currently In Use: 0; AST Temp Closed: 0 | 0 | 0 | 2 | 19877-117-017479 | ROBERT J. WOLFE
45639 | Currently in Use |  | 1995-03-01 |  | Petroleum | Unleaded gasoline | Unleaded gasoline | Retail | Steel | Steel | Coated & cathodic protection (sti-P3) |  | Flexible |  |  | Catchment Basin | Automatic shutoff device At 95% full | Automatic shutoff device At 95% full |  |  | Automatic Tank Gauge |  | Automatic flow restrictor (MLLD) | Automatic flow restrictor (MLLD) |  |  | Annual line testing | Annual line testing |  | UST Currently In Use: 3; UST Temp Close: 0; AST Currently In Use: 0; AST Temp Closed: 0 | 3 | 0 | 0 | 24950-001-017480 | MOUNTAIN EXPRESS OIL CO. S.E.
45641 | Currently in Use |  | 1995-03-01 |  | Petroleum | Premium gasoline | Premium gasoline | Retail | Steel | Steel | Coated & cathodic protection (sti-P3) |  | Flexible |  |  | Catchment Basin | Automatic shutoff device At 95% full | Automatic shutoff device At 95% full |  |  | Automatic Tank Gauge |  | Automatic flow restrictor (MLLD) | Automatic flow restrictor (MLLD) |  |  | Annual line testing | Annual line testing |  | UST Currently In Use: 3; UST Temp Close: 0; AST Currently In Use: 0; AST Temp Closed: 0 | 3 | 0 | 0 | 24950-001-017480 | MOUNTAIN EXPRESS OIL CO. S.E.
45642 | Currently in Use |  | 1995-03-01 |  | Petroleum | On road diesel | On road diesel | Retail | Steel | Steel | Coated & cathodic protection (sti-P3) |  | Flexible |  |  | Catchment Basin | Automatic shutoff device At 95% full | Automatic shutoff device At 95% full |  |  | Automatic Tank Gauge |  | Automatic flow restrictor (MLLD) | Automatic flow restrictor (MLLD) |  |  | Annual line testing | Annual line testing |  | UST Currently In Use: 3; UST Temp Close: 0; AST Currently In Use: 0; AST Temp Closed: 0 | 3 | 0 | 0 | 24950-001-017480 | MOUNTAIN EXPRESS OIL CO. S.E.
45643 | Temporary Closed | 2003-10-08 | 1996-02-05 |  | Petroleum | Unleaded gasoline | Unleaded gasoline | Retail | Steel | Single Wall | Coated & cathodic protection (sti-P3) |  | Fiberglass reinforced plastic |  | 1901-01-01 | Catchment Basin | Automatic shutoff device At 95% full | Automatic shutoff device At 95% full | [11 empty] | UST Currently In Use: 0; UST Temp Close: 3; AST Currently In Use: 0; AST Temp Closed: 0 | 0 | 3 | 0 | 24719-127-017482 | JAMIE VIEYRA
45644 | Temporary Closed | 2003-10-08 | 1996-02-05 |  | Petroleum | Mid-grade gasoline | Mid-grade gasoline | Retail | Single Wall | Single Wall | Coated & cathodic protection (sti-P3) |  | Single Wall |  | 1901-01-01 | Catchment Basin | Automatic shutoff device At 95% full | Automatic shutoff device At 95% full | [11 empty] | UST Currently In Use: 0; UST Temp Close: 3; AST Currently In Use: 0; AST Temp Closed: 0 | 0 | 3 | 0 | 24719-127-017482 | JAMIE VIEYRA
45645 | Temporary Closed | 2003-10-08 | 1996-02-05 |  | Petroleum | Premium gasoline | Premium gasoline | Retail | Steel | Single Wall | Coated & cathodic protection (sti-P3) |  | Fiberglass reinforced plastic |  | 1901-01-01 | Catchment Basin | Automatic shutoff device At 95% full | Automatic shutoff device At 95% full | [11 empty] | UST Currently In Use: 0; UST Temp Close: 3; AST Currently In Use: 0; AST Temp Closed: 0 | 0 | 3 | 0 | 24719-127-017482 | JAMIE VIEYRA
45646 | Currently in Use |  | 1995-06-01 |  | Petroleum | Unleaded gasoline | Unleaded gasoline | Retail | Single Wall | Single Wall | Coated & cathodic protection (sti-P3) |  | Fiberglass reinforced plastic |  |  | Catchment Basin | Flow Rest 90% Full | Flow Rest 90% Full |  |  | Automatic Tank Gauge |  | Automatic flow restrictor (MLLD) | Automatic flow restrictor (MLLD) |  |  | Annual line testing | Annual line testing |  | UST Currently In Use: 2; UST Temp Close: 1; AST Currently In Use: 0; AST Temp Closed: 0 | 2 | 1 | 0 | 22571-115-017483 | ODENVILLE SHELL INC
45647 | Currently in Use |  | 1995-06-01 |  | Petroleum | Premium gasoline | Premium gasoline | Retail | Single Wall | Single Wall | Coated & cathodic protection (sti-P3) |  | Fiberglass reinforced plastic |  |  | Catchment Basin | Flow Rest 90% Full | Flow Rest 90% Full |  |  | Automatic Tank Gauge |  | Automatic flow restrictor (MLLD) | Automatic flow restrictor (MLLD) |  |  | Annual line testing | Annual line testing |  | UST Currently In Use: 2; UST Temp Close: 1; AST Currently In Use: 0; AST Temp Closed: 0 | 2 | 1 | 0 | 22571-115-017483 | ODENVILLE SHELL INC
45648 | Temporary Closed | 2009-11-01 | 1995-06-08 |  | Petroleum | On road diesel | On road diesel | Retail | Single Wall | Single Wall | Coated & cathodic protection (sti-P3) |  | Fiberglass reinforced plastic |  |  | Catchment Basin | Flow Rest 90% Full | Automatic shutoff device At 95% full |  |  | Statistical Inventory Reconciliation (SIR) |  | Automatic flow restrictor (MLLD) | Automatic flow restrictor (MLLD) |  |  | Statistical inventory reconciliation (SIR) | Statistical inventory reconciliation (SIR) |  | UST Currently In Use: 2; UST Temp Close: 1; AST Currently In Use: 0; AST Temp Closed: 0 | 2 | 1 | 0 | 22571-115-017483 | ODENVILLE SHELL INC
45650 | Currently in Use |  | 1995-04-12 |  | Petroleum | Premium gasoline | Premium gasoline | Retail | Steel | Single Wall | Coated & cathodic protection (sti-P3) |  | Fiberglass reinforced plastic |  |  | Catchment Basin | Flow Rest 90% Full | Automatic shutoff device At 95% full |  |  | Continuous Automatic Tank Gauge |  | Automatic shutoff device (AELLD) | Automatic shutoff device (AELLD) | [5 empty] | UST Currently In Use: 4; UST Temp Close: 0; AST Currently In Use: 2; AST Temp Closed: 0 | 4 | 0 | 0 | 25581-095-012875 | CHIRAG J AJBANI
45651 | Currently in Use |  | 1995-06-06 |  | Petroleum | Unleaded gasoline | Unleaded gasoline | Retail | Fiberglass coated steel | Fiberglass coated steel |  |  | Double Wall |  |  | Catchment Basin | Automatic shutoff device At 95% full | Automatic shutoff device At 95% full |  |  | Continuous Automatic Tank Gauge | Single walled submersible pump containment sump | Automatic flow restrictor (MLLD) | Automatic flow restrictor (MLLD) |  | SENSOR TO ATG | Annual line testing | Annual line testing |  | UST Currently In Use: 2; UST Temp Close: 0; AST Currently In Use: 0; AST Temp Closed: 0 | 2 | 0 | 2 | 11616-043-012482 | GREG BLACK
45652 | Currently in Use |  | 1995-06-06 |  | Petroleum | On road diesel | On road diesel | Retail | Fiberglass coated steel | Fiberglass coated steel |  |  | Fiberglass reinforced plastic |  |  | Catchment Basin | Flow Rest 90% Full | Flow Rest 90% Full |  |  | Continuous Automatic Tank Gauge | Direct Bury submersible pump | [7 empty] | UST Currently In Use: 2; UST Temp Close: 0; AST Currently In Use: 0; AST Temp Closed: 0 | 2 | 0 | 2 | 11616-043-012482 | GREG BLACK
45653 | Permanently Closed | 2009-01-19 | 1988-12-01 | 2009-01-19 | Petroleum | Unleaded gasoline | Unleaded gasoline | Retail | Fiberglass reinforced plastic | Fiberglass reinforced plastic |  |  | Fiberglass reinforced plastic |  | 1901-01-01 | Catchment Basin | Automatic shutoff device At 95% full | Automatic shutoff device At 95% full |  |  | Statistical Inventory Reconciliation (SIR) | [8 empty] | UST Currently In Use: 0; UST Temp Close: 0; AST Currently In Use: 0; AST Temp Closed: 0 | 0 | 0 | 7 | 19882-097-011508 | HAROLD LAMBERT
45654 | Permanently Closed | 2009-01-19 | 1988-12-01 | 2009-01-19 | Petroleum | Mid-grade gasoline | Mid-grade gasoline | Retail | Fiberglass reinforced plastic | Fiberglass reinforced plastic |  |  | Fiberglass reinforced plastic |  | 1901-01-01 | Catchment Basin | Automatic shutoff device At 95% full | Automatic shutoff device At 95% full |  |  | Statistical Inventory Reconciliation (SIR) | [8 empty] | UST Currently In Use: 0; UST Temp Close: 0; AST Currently In Use: 0; AST Temp Closed: 0 | 0 | 0 | 7 | 19882-097-011508 | HAROLD LAMBERT
45655 | Permanently Closed | 2009-01-19 | 1988-12-01 | 2009-01-19 | Petroleum | Premium gasoline | Premium gasoline | Retail | Fiberglass reinforced plastic | Fiberglass reinforced plastic |  |  | Fiberglass reinforced plastic |  | 1901-01-01 | Catchment Basin | Automatic shutoff device At 95% full | Automatic shutoff device At 95% full |  |  | Statistical Inventory Reconciliation (SIR) | [8 empty] | UST Currently In Use: 0; UST Temp Close: 0; AST Currently In Use: 0; AST Temp Closed: 0 | 0 | 0 | 7 | 19882-097-011508 | HAROLD LAMBERT
45656 | Permanently Closed | 1998-12-31 | 1911-11-11 |  | Petroleum | Unleaded gasoline | Unleaded gasoline | Retail | Steel | Steel |  | Painted or None | Steel |  | 1901-01-01 | [5 empty] | Statistical Inventory Reconciliation (SIR) | [8 empty] | UST Currently In Use: 0; UST Temp Close: 0; AST Currently In Use: 0; AST Temp Closed: 0 | 0 | 0 | 2 | 19883-043-017484 | BILL AND PEGGY TWILLEY
45657 | Permanently Closed | 1998-12-31 | 1911-11-11 |  | Petroleum | Unleaded gasoline | Unleaded gasoline | Retail | Steel | Steel |  | Painted or None | Steel |  | 1901-01-01 | [5 empty] | Statistical Inventory Reconciliation (SIR) | [8 empty] | UST Currently In Use: 0; UST Temp Close: 0; AST Currently In Use: 0; AST Temp Closed: 0 | 0 | 0 | 2 | 19883-043-017484 | BILL AND PEGGY TWILLEY
45658 | Currently in Use |  | 1995-02-09 |  | Petroleum | Unleaded gasoline | Unleaded gasoline | Retail | Double Wall | Double Wall |  |  | Fiberglass reinforced plastic |  | 1901-01-01 | Catchment Basin | Flow Rest 90% Full | Flow Rest 90% Full | Interstitial Monitoring within Secondary Containment | MANUAL/VISUAL CHECK | Automatic Tank Gauge |  | Containment Sump | Automatic flow restrictor (MLLD) |  |  | Annual line testing | Annual line testing |  | UST Currently In Use: 1; UST Temp Close: 0; AST Currently In Use: 0; AST Temp Closed: 0 | 1 | 0 | 0 | 25745-097-017485 | SWAYAM LLC
45659 | Permanently Closed | 2005-01-26 | 1995-04-28 | 2005-01-26 | Petroleum | Unleaded gasoline | Unleaded gasoline | Retail | Steel | Steel | Coated & cathodic protection (sti-P3) |  | Fiberglass reinforced plastic |  | 1901-01-01 | Catchment Basin | Flow Rest 90% Full | Flow Rest 90% Full |  |  | Automatic Tank Gauge |  |  |  | Interstitial Monitoring within Secondary Containment |  | Continuous alarm system | Continuous alarm system |  | UST Currently In Use: 0; UST Temp Close: 1; AST Currently In Use: 0; AST Temp Closed: 0 | 0 | 1 | 5 | 22335-055-005710 | F&A MART
45660 | Permanently Closed | 2005-01-26 | 1995-04-28 | 2005-01-26 | Petroleum | Premium gasoline | Premium gasoline | Retail | Steel | Steel | Coated & cathodic protection (sti-P3) |  | Fiberglass reinforced plastic |  | 1901-01-01 | Catchment Basin | Flow Rest 90% Full | Flow Rest 90% Full |  |  | Statistical Inventory Reconciliation (SIR) |  |  |  | Interstitial Monitoring within Secondary Containment |  | Continuous alarm system | Continuous alarm system |  | UST Currently In Use: 0; UST Temp Close: 1; AST Currently In Use: 0; AST Temp Closed: 0 | 0 | 1 | 5 | 22335-055-005710 | F&A MART
45665 | Currently in Use |  | 1993-06-01 |  | Petroleum | Unleaded gasoline | Unleaded gasoline | Retail | Steel | Single Wall | Coated & cathodic protection (sti-P3) |  | Fiberglass reinforced plastic |  | 2009-05-14 | Catchment Basin | Automatic shutoff device At 95% full | Automatic shutoff device At 95% full |  |  | Continuous Automatic Tank Gauge |  | Automatic shutoff device (AELLD) | Automatic shutoff device (AELLD) | Interstitial Monitoring within Secondary Containment | MANUAL/VISUAL CHECK |  |  |  | UST Currently In Use: 2; UST Temp Close: 0; AST Currently In Use: 0; AST Temp Closed: 0 | 2 | 0 | 0 | 22069-015-017487 | SAM'S PROPERTIES LLC
45666 | Currently in Use |  | 1993-06-01 |  | Petroleum | Unleaded gasoline | Unleaded gasoline | Retail | Steel | Single Wall | Coated & cathodic protection (sti-P3) |  | Double Wall |  | 2009-09-14 | Catchment Basin | Automatic shutoff device At 95% full | Automatic shutoff device At 95% full |  |  | Continuous Automatic Tank Gauge |  | Automatic shutoff device (AELLD) | Automatic shutoff device (AELLD) | Interstitial Monitoring within Secondary Containment | MANUAL/VISUAL CHECK |  |  |  | UST Currently In Use: 2; UST Temp Close: 0; AST Currently In Use: 0; AST Temp Closed: 0 | 2 | 0 | 0 | 22069-015-017487 | SAM'S PROPERTIES LLC
45667 | Currently in Use |  | 1995-03-01 |  | Petroleum | Unleaded gasoline | Unleaded gasoline | Retail | Single Wall | Single Wall | Coated & cathodic protection (sti-P3) |  | Flexible |  |  | Catchment Basin | Automatic shutoff device At 95% full | Automatic shutoff device At 95% full |  |  | Continuous Automatic Tank Gauge |  | Automatic shutoff device (AELLD) | Automatic shutoff device (AELLD) | [5 empty] | UST Currently In Use: 3; UST Temp Close: 0; AST Currently In Use: 1; AST Temp Closed: 0 | 3 | 0 | 0 | 25591-077-017481 | DEV KRUPA REAL ESTATE LLC
45668 | Currently in Use |  | 1995-03-01 |  | Petroleum | Mid-grade gasoline | Mid-grade gasoline | Retail | Single Wall | Single Wall | Coated & cathodic protection (sti-P3) |  | Double Wall |  |  | Catchment Basin | Automatic shutoff device At 95% full | Automatic shutoff device At 95% full |  |  | Continuous Automatic Tank Gauge |  | Automatic shutoff device (AELLD) | Automatic shutoff device (AELLD) | [5 empty] | UST Currently In Use: 3; UST Temp Close: 0; AST Currently In Use: 1; AST Temp Closed: 0 | 3 | 0 | 0 | 25591-077-017481 | DEV KRUPA REAL ESTATE LLC
45669 | Currently in Use |  | 1995-03-01 |  | Petroleum | On road diesel | On road diesel | Retail | Steel | Single Wall | Coated & cathodic protection (sti-P3) |  | Single Wall |  |  | Catchment Basin | Flow Rest 90% Full | Automatic shutoff device At 95% full |  |  | Continuous Automatic Tank Gauge | [8 empty] | UST Currently In Use: 3; UST Temp Close: 0; AST Currently In Use: 1; AST Temp Closed: 0 | 3 | 0 | 0 | 25591-077-017481 | DEV KRUPA REAL ESTATE LLC
45670 | Permanently Closed | 1998-08-09 | 1984-01-01 | 1998-08-09 | Petroleum | On road diesel | On road diesel | Emergency Power Generator | Steel | Steel |  |  | Steel |  | 1901-01-01 | [14 empty] | UST Currently In Use: 0; UST Temp Close: 0; AST Currently In Use: 1; AST Temp Closed: 0 | 0 | 0 | 1 | 11075-033-017489 | CITY OF SHEFFIELD
45672 | Temporary Closed | 2010-06-01 | 1995-06-07 |  | Petroleum | Unleaded gasoline | Unleaded gasoline | Retail | Steel | Single Wall | Coated & cathodic protection (sti-P3) |  | Fiberglass reinforced plastic |  | 1901-01-01 | Catchment Basin | Automatic shutoff device At 95% full | Automatic shutoff device At 95% full |  |  | Automatic Tank Gauge | [8 empty] | UST Currently In Use: 0; UST Temp Close: 1; AST Currently In Use: 0; AST Temp Closed: 0 | 0 | 1 | 5 | 23921-133-006867 | JAMES BRYAN HOOD
45673 | Permanently Closed | 1995-08-24 | 1984-06-01 | 1995-08-24 | Petroleum | On road diesel | On road diesel | Emergency power generator | Steel | Steel |  |  |  |  | 1901-01-01 | [14 empty] | UST Currently In Use: 0; UST Temp Close: 0; AST Currently In Use: 0; AST Temp Closed: 0 | 0 | 0 | 1 | 19886-097-017490 | SEA BREEZE HEALTH CARE CENTER
45674 | Currently in Use |  | 1995-09-10 |  | Petroleum | Unleaded gasoline | Unleaded gasoline | Retail | Steel | Steel | Coated & cathodic protection (sti-P3) |  | ENVIRON DW |  |  | Catchment Basin | Flow Rest 90% Full | Flow Rest 90% Full |  |  | Automatic Tank Gauge |  | Automatic flow restrictor (MLLD) | Automatic flow restrictor (MLLD) |  |  | Annual line testing | Annual line testing |  | UST Currently In Use: 2; UST Temp Close: 0; AST Currently In Use: 0; AST Temp Closed: 0 | 2 | 0 | 0 | 14477-069-017491 | SOUTHEASTERN OIL CO INC
45677 | Currently in Use |  | 1995-09-10 |  | Petroleum | Premium gasoline | Premium gasoline | Retail | Steel | Steel | Coated & cathodic protection (sti-P3) |  | Flexible |  |  | Catchment Basin | Flow Rest 90% Full | Flow Rest 90% Full |  |  | Automatic Tank Gauge |  | Automatic flow restrictor (MLLD) | Automatic flow restrictor (MLLD) |  |  | Annual line testing | Annual line testing |  | UST Currently In Use: 2; UST Temp Close: 0; AST Currently In Use: 0; AST Temp Closed: 0 | 2 | 0 | 0 | 14477-069-017491 | SOUTHEASTERN OIL CO INC
45678 | Permanently Closed | 2017-07-11 | 1995-05-18 | 2018-04-16 | Petroleum | On road diesel | On road diesel | Industrial | Steel | Steel | Coated & cathodic protection (sti-P3) |  | Fiberglass reinforced plastic |  |  | Catchment Basin | Flow Rest 90% Full | Flow Rest 90% Full |  |  | Continuous Automatic Tank Gauge | [8 empty] | UST Currently In Use: 0; UST Temp Close: 0; AST Currently In Use: 0; AST Temp Closed: 0 | 0 | 0 | 4 | 22349-097-001119 | ANTON STREET (AL) LLC C/O ALL RENTAL
45679 | Temporary Closed | 2013-01-15 | 1995-05-15 |  | Petroleum | Unleaded gasoline | Unleaded gasoline | Retail | Steel | Steel | Coated & cathodic protection (sti-P3) |  | Fiberglass reinforced plastic |  |  | Catchment Basin | Automatic shutoff device At 95% full | Automatic shutoff device At 95% full |  |  | Statistical Inventory Reconciliation (SIR) | [8 empty] | UST Currently In Use: 0; UST Temp Close: 2; AST Currently In Use: 0; AST Temp Closed: 0 | 0 | 2 | 1 | 22191-097-016019 | MIKE NGUYEN
45680 | Temporary Closed | 2013-01-15 | 1995-05-15 |  | Petroleum | Unleaded gasoline | Unleaded gasoline | Retail | Steel | Steel | Coated & cathodic protection (sti-P3) |  | Fiberglass reinforced plastic |  |  | Catchment Basin | Automatic shutoff device At 95% full | Automatic shutoff device At 95% full |  |  | Statistical Inventory Reconciliation (SIR) | [8 empty] | UST Currently In Use: 0; UST Temp Close: 2; AST Currently In Use: 0; AST Temp Closed: 0 | 0 | 2 | 1 | 22191-097-016019 | MIKE NGUYEN
45681 | Permanently Closed | 2010-12-04 | 1995-04-10 | 2012-12-04 | Petroleum | On road diesel | On road diesel | Industrial | Fiberglass coated steel | Fiberglass coated steel |  |  | Flexible |  | 2008-04-15 | Catchment Basin | Audible high level alarm At 90% full | Audible high level alarm At 90% full | Interstitial Monitoring within Secondary Containment |  | Automatic Tank Gauge |  |  |  | Interstitial Monitoring within Secondary Containment |  |  |  |  | UST Currently In Use: 1; UST Temp Close: 0; AST Currently In Use: 1; AST Temp Closed: 0 | 1 | 0 | 7 | 10038-073-000850 | AAA COOPER TRANSPORTATION ATTN JOYA
45682 | Permanently Closed | 2010-12-04 | 1995-04-10 | 2012-12-04 | Petroleum | On road diesel | On road diesel | Industrial | Fiberglass coated steel | Fiberglass coated steel |  |  | TCI-ENVFLX |  | 2008-04-15 | Catchment Basin | Flow Rest 90% Full | Audible high level alarm At 90% full | Interstitial Monitoring within Secondary Containment |  | Automatic Tank Gauge |  | Containment Sump | Containment Sump | Interstitial Monitoring within Secondary Containment |  |  |  |  | UST Currently In Use: 1; UST Temp Close: 0; AST Currently In Use: 1; AST Temp Closed: 0 | 1 | 0 | 7 | 10038-073-000850 | AAA COOPER TRANSPORTATION ATTN JOYA
45683 | Currently in Use |  | 1995-04-02 |  | Petroleum | Unleaded gasoline | Unleaded gasoline | Retail | Double Wall | Double Wall |  |  | Double Wall |  |  | Catchment Basin | Flow Rest 90% Full | Flow Rest 90% Full | Interstitial Monitoring within Secondary Containment | SENSOR TO ATG | Continuous Automatic Tank Gauge |  | Containment Sump | Automatic flow restrictor (MLLD) | Interstitial Monitoring within Secondary Containment | SENSOR TO ATG | Annual line testing | Annual line testing |  | UST Currently In Use: 1; UST Temp Close: 0; AST Currently In Use: 0; AST Temp Closed: 0 | 1 | 0 | 3 | 23342-121-005814 | CLEAR CREEK HARBOR MARINA LLC
45684 | Currently in Use |  | 1995-03-30 |  | Petroleum | Unleaded gasoline | Unleaded gasoline | Retail | Fiberglass reinforced plastic | Fiberglass reinforced plastic |  |  | APT DBL |  | 1901-01-01 | Catchment Basin | Flow Rest 90% Full | Flow Rest 90% Full |  |  | Automatic Tank Gauge |  | Containment Sump | Automatic flow restrictor (MLLD) |  |  | Annual line testing | Annual line testing |  | UST Currently In Use: 3; UST Temp Close: 0; AST Currently In Use: 0; AST Temp Closed: 0 | 3 | 0 | 3 | 12409-005-002242 | Tim Shirley
45687 | Currently in Use |  | 1995-03-30 |  | Petroleum | Mid-grade gasoline | Mid-grade gasoline | Retail | Fiberglass reinforced plastic | Fiberglass reinforced plastic |  |  | Flexible |  | 1901-01-01 | Catchment Basin | Flow Rest 90% Full | Flow Rest 90% Full |  |  | Automatic Tank Gauge |  | Automatic flow restrictor (MLLD) | Automatic flow restrictor (MLLD) |  |  | Annual line testing | Annual line testing |  | UST Currently In Use: 3; UST Temp Close: 0; AST Currently In Use: 0; AST Temp Closed: 0 | 3 | 0 | 3 | 12409-005-002242 | Tim Shirley
45690 | Currently in Use |  | 1995-03-30 |  | Petroleum | Premium gasoline | Premium gasoline | Retail | Fiberglass reinforced plastic | Fiberglass reinforced plastic |  |  | APT DBL |  | 1901-01-01 | Catchment Basin | Flow Rest 90% Full | Flow Rest 90% Full |  |  | Automatic Tank Gauge |  | Automatic flow restrictor (MLLD) | Automatic flow restrictor (MLLD) |  |  | Annual line testing | Annual line testing |  | UST Currently In Use: 3; UST Temp Close: 0; AST Currently In Use: 0; AST Temp Closed: 0 | 3 | 0 | 3 | 12409-005-002242 | Tim Shirley
45691 | Temporary Closed | 2015-05-10 | 1995-05-23 |  | Petroleum | Unleaded gasoline | Unleaded gasoline | Retail | Steel | Steel | Coated & cathodic protection (sti-P3) |  | Fiberglass reinforced plastic |  |  | Catchment Basin | Automatic shutoff device At 95% full | Automatic shutoff device At 95% full |  |  | Statistical Inventory Reconciliation (SIR) | [8 empty] | UST Currently In Use: 0; UST Temp Close: 1; AST Currently In Use: 0; AST Temp Closed: 0 | 0 | 1 | 0 | 19888-039-017492 | HILLTOP MEAT COMPANY, INC.
45692 | Permanently Closed | 1995-07-01 | 1960-01-01 | 1995-07-31 | Petroleum | Unleaded gasoline | Unleaded gasoline | Retail | Steel | Steel |  |  | Steel |  | 1901-01-01 | [14 empty] | UST Currently In Use: 0; UST Temp Close: 0; AST Currently In Use: 0; AST Temp Closed: 0 | 0 | 0 | 3 | 20915-125-017488 | JAMES & BETH BRANYON
45693 | Permanently Closed | 1995-07-01 | 1960-01-01 | 1995-07-31 | Petroleum | Unleaded gasoline | Unleaded gasoline | Retail | Steel | Steel |  |  | Steel |  | 1901-01-01 | [14 empty] | UST Currently In Use: 0; UST Temp Close: 0; AST Currently In Use: 0; AST Temp Closed: 0 | 0 | 0 | 3 | 20915-125-017488 | JAMES & BETH BRANYON
45694 | Permanently Closed | 1995-07-01 | 1965-01-01 | 1995-07-31 | Petroleum | Unleaded gasoline | Unleaded gasoline | Retail | Steel | Steel |  |  | Steel |  | 1901-01-01 | [14 empty] | UST Currently In Use: 0; UST Temp Close: 0; AST Currently In Use: 0; AST Temp Closed: 0 | 0 | 0 | 3 | 20915-125-017488 | JAMES & BETH BRANYON
45695 | Temporary Closed | 2001-08-01 | 1995-03-28 |  | Petroleum | Unleaded gasoline | Unleaded gasoline | Retail | Steel | Single Wall | Coated & cathodic protection (sti-P3) |  | Flexible |  |  | Catchment Basin | Automatic shutoff device At 95% full | Automatic shutoff device At 95% full |  |  | Continuous Automatic Tank Gauge |  | Containment Sump | Automatic shutoff device (AELLD) | [5 empty] | UST Currently In Use: 0; UST Temp Close: 1; AST Currently In Use: 0; AST Temp Closed: 0 | 0 | 1 | 3 | 25992-043-008162 | MOFED ABDO ALWAJIH
45696 | Currently in Use |  | 1995-05-24 |  | Petroleum | Unleaded gasoline | Unleaded gasoline | Retail | Steel | Single Wall | Coated & cathodic protection (sti-P3) |  | Fiberglass reinforced plastic |  |  | Catchment Basin | Flow Rest 90% Full | Flow Rest 90% Full |  |  | Continuous Automatic Tank Gauge | [8 empty] | UST Currently In Use: 2; UST Temp Close: 0; AST Currently In Use: 6; AST Temp Closed: 1 | 2 | 0 | 8 | 14287-033-001817 | SAM T CARTER OIL COMPANY, INC.
45697 | Currently in Use |  | 1995-05-24 |  | Petroleum | On road diesel | On road diesel | Retail | Steel | Single Wall | Coated & cathodic protection (sti-P3) |  | Fiberglass reinforced plastic |  |  | Catchment Basin | Flow Rest 90% Full | Flow Rest 90% Full |  |  | Continuous Automatic Tank Gauge | [8 empty] | UST Currently In Use: 2; UST Temp Close: 0; AST Currently In Use: 6; AST Temp Closed: 1 | 2 | 0 | 8 | 14287-033-001817 | SAM T CARTER OIL COMPANY, INC.
45698 | Temporary Closed | 2018-12-01 | 1995-04-01 |  | Petroleum | Premium gasoline | Premium gasoline | Retail | Fiberglass reinforced plastic | Fiberglass reinforced plastic |  |  | Fiberglass reinforced plastic |  | 1901-01-01 | Catchment Basin | Flow Rest 90% Full | Flow Rest 90% Full |  |  | Continuous Automatic Tank Gauge |  | Automatic flow restrictor (MLLD) | Automatic flow restrictor (MLLD) |  | SENSOR TO ATG | Annual line testing | Annual line testing |  | UST Currently In Use: 0; UST Temp Close: 3; AST Currently In Use: 0; AST Temp Closed: 0 | 0 | 3 | 0 | 12457-043-017495 | EIDSON PETROLEUM, INC.
45699 | Temporary Closed | 2018-12-01 | 1995-04-01 |  | Petroleum | Unleaded gasoline | Unleaded gasoline | Retail | Fiberglass reinforced plastic | Fiberglass reinforced plastic |  |  | Fiberglass reinforced plastic |  | 1901-01-01 | Catchment Basin | Flow Rest 90% Full | Flow Rest 90% Full |  |  | Continuous Automatic Tank Gauge |  | Containment Sump | Automatic flow restrictor (MLLD) |  | SENSOR TO ATG | Annual line testing | Annual line testing |  | UST Currently In Use: 0; UST Temp Close: 3; AST Currently In Use: 0; AST Temp Closed: 0 | 0 | 3 | 0 | 12457-043-017495 | EIDSON PETROLEUM, INC.
45700 | Temporary Closed | 2018-12-01 | 1995-04-01 |  | Petroleum | On road diesel | On road diesel | Retail | Fiberglass reinforced plastic | Fiberglass reinforced plastic |  |  | Fiberglass reinforced plastic |  | 1901-01-01 | Catchment Basin | Flow Rest 90% Full | Flow Rest 90% Full |  |  | Continuous Automatic Tank Gauge |  | Containment Sump | Automatic flow restrictor (MLLD) |  | SENSOR TO ATG | Annual line testing | Annual line testing |  | UST Currently In Use: 0; UST Temp Close: 3; AST Currently In Use: 0; AST Temp Closed: 0 | 0 | 3 | 0 | 12457-043-017495 | EIDSON PETROLEUM, INC.
45701 | Permanently Closed | 1998-03-01 | 1995-06-05 | 1998-06-01 | Petroleum | Unleaded gasoline | Unleaded gasoline | Retail | Steel | Steel | Coated & cathodic protection (sti-P3) |  | Fiberglass reinforced plastic |  | 1901-01-01 | Catchment Basin | Flow Rest 90% Full | Flow Rest 90% Full | [11 empty] | UST Currently In Use: 4; UST Temp Close: 0; AST Currently In Use: 0; AST Temp Closed: 0 | 4 | 0 | 6 | 25784-069-005757 | SANDERI KRUPA
45704 | Permanently Closed | 1998-03-01 | 1995-06-05 | 1998-06-01 | Petroleum | Unleaded gasoline | Unleaded gasoline | Retail | Steel | Steel | Coated & cathodic protection (sti-P3) |  | Fiberglass reinforced plastic |  | 1901-01-01 | Catchment Basin | Flow Rest 90% Full | Flow Rest 90% Full | [11 empty] | UST Currently In Use: 4; UST Temp Close: 0; AST Currently In Use: 0; AST Temp Closed: 0 | 4 | 0 | 6 | 25784-069-005757 | SANDERI KRUPA
45707 | Permanently Closed | 1998-03-01 | 1995-06-05 | 1998-06-01 | Petroleum | Unleaded gasoline | Unleaded gasoline | Retail | Steel | Steel | Coated & cathodic protection (sti-P3) |  | Fiberglass reinforced plastic |  | 1901-01-01 | Catchment Basin | Flow Rest 90% Full | Flow Rest 90% Full | [11 empty] | UST Currently In Use: 4; UST Temp Close: 0; AST Currently In Use: 0; AST Temp Closed: 0 | 4 | 0 | 6 | 25784-069-005757 | SANDERI KRUPA
45710 | Currently in Use |  | 1995-06-05 |  | Petroleum | On road diesel | On road diesel | Retail | Steel | Steel | Coated & cathodic protection (sti-P3) |  | Flexible |  |  | Catchment Basin | Flow Rest 90% Full | Flow Rest 90% Full |  |  | Automatic Tank Gauge |  | Containment Sump | Automatic flow restrictor (MLLD) |  |  | Annual line testing | Annual line testing |  | UST Currently In Use: 4; UST Temp Close: 0; AST Currently In Use: 0; AST Temp Closed: 0 | 4 | 0 | 6 | 25784-069-005757 | SANDERI KRUPA
45711 | Currently in Use |  | 1995-03-20 |  | Petroleum | On road diesel | On road diesel | Retail | Steel | Steel | Coated & cathodic protection (sti-P3) |  | Fiberglass reinforced plastic |  | 1901-01-01 | Catchment Basin | Automatic shutoff device At 95% full | Automatic shutoff device At 95% full |  |  | Continuous Automatic Tank Gauge |  | Automatic flow restrictor (MLLD) | Automatic flow restrictor (MLLD) |  |  | Annual line testing | Annual line testing |  | UST Currently In Use: 3; UST Temp Close: 0; AST Currently In Use: 0; AST Temp Closed: 0 | 3 | 0 | 0 | 23160-117-017496 | NGUYEN KIEU, LLC
45712 | Currently in Use |  | 1995-03-20 |  | Petroleum | Premium gasoline | Premium gasoline | Retail | Steel | Steel | Coated & cathodic protection (sti-P3) |  | Fiberglass reinforced plastic |  | 1901-01-01 | Catchment Basin | Automatic shutoff device At 95% full | Automatic shutoff device At 95% full |  |  | Continuous Automatic Tank Gauge |  | Automatic flow restrictor (MLLD) | Automatic flow restrictor (MLLD) |  |  | Annual line testing | Annual line testing |  | UST Currently In Use: 3; UST Temp Close: 0; AST Currently In Use: 0; AST Temp Closed: 0 | 3 | 0 | 0 | 23160-117-017496 | NGUYEN KIEU, LLC
45713 | Currently in Use |  | 1995-03-20 |  | Petroleum | Unleaded gasoline | Unleaded gasoline | Retail | Steel | Steel | Coated & cathodic protection (sti-P3) |  | Fiberglass reinforced plastic |  | 1901-01-01 | Catchment Basin | Automatic shutoff device At 95% full | Automatic shutoff device At 95% full |  |  | Continuous Automatic Tank Gauge |  | Automatic flow restrictor (MLLD) | Automatic flow restrictor (MLLD) |  |  | Annual line testing | Annual line testing |  | UST Currently In Use: 3; UST Temp Close: 0; AST Currently In Use: 0; AST Temp Closed: 0 | 3 | 0 | 0 | 23160-117-017496 | NGUYEN KIEU, LLC
45714 | Currently in Use |  | 1979-01-01 |  | Petroleum | Other, 89 (BOAT) | Other | Retail | Single Wall | Single Wall | Field installed cathodic protection |  | Flexible |  |  | Catchment Basin | Automatic shutoff device At 95% full | Automatic shutoff device At 95% full |  |  | Continuous Automatic Tank Gauge |  | Containment Sump | Automatic flow restrictor (MLLD) | Interstitial Monitoring within Secondary Containment |  | Statistical inventory reconciliation (SIR) | Continuous alarm system |  | UST Currently In Use: 4; UST Temp Close: 0; AST Currently In Use: 0; AST Temp Closed: 0 | 4 | 0 | 0 | 22176-097-006443 | CIRCLE K
45715 | Currently in Use |  | 1995-05-20 |  | Petroleum | Unleaded gasoline | Unleaded gasoline | Retail | Steel | Steel | Coated & cathodic protection (sti-P3) |  | Flexible |  |  | Catchment Basin | Flow Rest 90% Full | Flow Rest 90% Full | Interstitial Monitoring within Secondary Containment |  |  | Single walled submersible pump containment sump | Containment Sump | Automatic flow restrictor (MLLD) | Interstitial Monitoring within Secondary Containment | SENSOR TO ATG | Continuous alarm system | Continuous alarm system |  | UST Currently In Use: 3; UST Temp Close: 1; AST Currently In Use: 0; AST Temp Closed: 0 | 3 | 1 | 0 | 12920-003-017497 | JUNIOR FOOD STORES OF WEST FLORIDA
45716 | Currently in Use |  | 1995-05-20 |  | Petroleum | Mid-grade gasoline | Mid-grade gasoline | Retail | Steel | Steel | Coated & cathodic protection (sti-P3) |  | Flexible |  |  | Catchment Basin | Flow Rest 90% Full | Flow Rest 90% Full | Interstitial Monitoring within Secondary Containment |  |  | Single walled submersible pump containment sump | Automatic flow restrictor (MLLD) | Automatic flow restrictor (MLLD) | Interstitial Monitoring within Secondary Containment | SENSOR TO ATG | Continuous alarm system | Continuous alarm system |  | UST Currently In Use: 3; UST Temp Close: 1; AST Currently In Use: 0; AST Temp Closed: 0 | 3 | 1 | 0 | 12920-003-017497 | JUNIOR FOOD STORES OF WEST FLORIDA
45717 | Currently in Use |  | 1995-05-20 |  | Petroleum | Premium gasoline | Premium gasoline | Retail | Steel | Steel | Field installed cathodic protection |  | Flexible |  |  | Catchment Basin | Flow Rest 90% Full | Flow Rest 90% Full | Interstitial Monitoring within Secondary Containment |  |  | Single walled submersible pump containment sump | Automatic flow restrictor (MLLD) | Automatic flow restrictor (MLLD) | Interstitial Monitoring within Secondary Containment | SENSOR TO ATG | Continuous alarm system | Continuous alarm system |  | UST Currently In Use: 3; UST Temp Close: 1; AST Currently In Use: 0; AST Temp Closed: 0 | 3 | 1 | 0 | 12920-003-017497 | JUNIOR FOOD STORES OF WEST FLORIDA
45718 | Temporary Closed | 2024-02-09 | 1995-05-20 |  | Petroleum | On road diesel | On road diesel | Retail | Steel | Steel | Field installed cathodic protection |  | Flexible |  |  | Catchment Basin | Flow Rest 90% Full | Flow Rest 90% Full | Interstitial Monitoring within Secondary Containment |  |  | Single walled submersible pump containment sump | Containment Sump | Automatic flow restrictor (MLLD) | Interstitial Monitoring within Secondary Containment | SENSOR TO ATG | Continuous alarm system | Continuous alarm system |  | UST Currently In Use: 3; UST Temp Close: 1; AST Currently In Use: 0; AST Temp Closed: 0 | 3 | 1 | 0 | 12920-003-017497 | JUNIOR FOOD STORES OF WEST FLORIDA
45719 | Currently in Use |  | 1995-05-01 |  | Petroleum | Premium gasoline | Premium gasoline | Retail | Single Wall | Single Wall | Coated & cathodic protection (sti-P3) |  | Fiberglass reinforced plastic |  |  | Catchment Basin | Flow Rest 90% Full | Flow Rest 90% Full |  |  | Continuous Automatic Tank Gauge |  | Automatic shutoff device (AELLD) | Automatic shutoff device (AELLD) | [5 empty] | UST Currently In Use: 4; UST Temp Close: 0; AST Currently In Use: 0; AST Temp Closed: 0 | 4 | 0 | 0 | 13951-073-017498 | QUALITY PETROLEUM OF ALABAMA INC
45720 | Currently in Use |  | 1995-05-01 |  | Petroleum | Unleaded gasoline | Unleaded gasoline | Retail | Steel | Single Wall | Coated & cathodic protection (sti-P3) |  | Single Wall |  |  | Catchment Basin | Flow Rest 90% Full | Flow Rest 90% Full |  |  | Continuous Automatic Tank Gauge |  | Automatic shutoff device (AELLD) | Automatic shutoff device (AELLD) | [5 empty] | UST Currently In Use: 4; UST Temp Close: 0; AST Currently In Use: 0; AST Temp Closed: 0 | 4 | 0 | 0 | 13951-073-017498 | QUALITY PETROLEUM OF ALABAMA INC
45721 | Currently in Use |  | 1995-05-01 |  | Petroleum | Unleaded gasoline | Unleaded gasoline | Retail | Steel | Single Wall | Coated & cathodic protection (sti-P3) |  | Fiberglass reinforced plastic |  |  | Catchment Basin | Flow Rest 90% Full | Flow Rest 90% Full |  |  | Continuous Automatic Tank Gauge |  | Automatic shutoff device (AELLD) | Automatic shutoff device (AELLD) | [5 empty] | UST Currently In Use: 4; UST Temp Close: 0; AST Currently In Use: 0; AST Temp Closed: 0 | 4 | 0 | 0 | 13951-073-017498 | QUALITY PETROLEUM OF ALABAMA INC
45722 | Currently in Use |  | 1995-05-01 |  | Petroleum | On road diesel | On road diesel | Retail | Single Wall | Single Wall | Coated & cathodic protection (sti-P3) |  | Single Wall |  |  | Catchment Basin | Flow Rest 90% Full | Flow Rest 90% Full |  |  | Continuous Automatic Tank Gauge |  | Automatic shutoff device (AELLD) | Automatic shutoff device (AELLD) | [5 empty] | UST Currently In Use: 4; UST Temp Close: 0; AST Currently In Use: 0; AST Temp Closed: 0 | 4 | 0 | 0 | 13951-073-017498 | QUALITY PETROLEUM OF ALABAMA INC
45723 | Currently in Use |  | 1995-05-15 |  | Petroleum | Unleaded gasoline | Unleaded gasoline | Retail | Fiberglass reinforced plastic | Fiberglass reinforced plastic |  |  | Fiberglass reinforced plastic |  | 1901-01-01 | Catchment Basin | Flow Rest 90% Full | Flow Rest 90% Full |  |  | Continuous Automatic Tank Gauge |  | Automatic flow restrictor (MLLD) | Automatic flow restrictor (MLLD) |  |  | Annual line testing | Annual line testing |  | UST Currently In Use: 2; UST Temp Close: 0; AST Currently In Use: 0; AST Temp Closed: 0 | 2 | 0 | 0 | 23805-113-017493 | IVEY, INC.
45726 | Currently in Use |  | 1995-05-15 |  | Petroleum | On road diesel | On road diesel | Retail | Fiberglass reinforced plastic | Fiberglass reinforced plastic |  |  | Fiberglass reinforced plastic |  | 1901-01-01 | Catchment Basin | Flow Rest 90% Full | Flow Rest 90% Full |  |  | Continuous Automatic Tank Gauge |  | Automatic flow restrictor (MLLD) | Automatic flow restrictor (MLLD) |  |  | Annual line testing | Annual line testing |  | UST Currently In Use: 2; UST Temp Close: 0; AST Currently In Use: 0; AST Temp Closed: 0 | 2 | 0 | 0 | 23805-113-017493 | IVEY, INC.
45727 | Permanently Closed | 1999-12-29 | 1980-01-01 | 1999-12-29 | Petroleum | Unleaded gasoline | Unleaded gasoline | Retail | Steel | Steel |  | Painted or None | Steel |  | 1901-01-01 | Catchment Basin |  |  |  |  | Statistical Inventory Reconciliation (SIR) | [5 empty] | Annual line testing | Annual line testing |  | UST Currently In Use: 0; UST Temp Close: 0; AST Currently In Use: 0; AST Temp Closed: 0 | 0 | 0 | 5 | 19950-081-017499 | OIL SOUTH INC
45730 | Permanently Closed | 1999-12-29 | 1980-01-01 | 1999-12-29 | Petroleum | Unleaded gasoline | Unleaded gasoline | Retail | Steel | Steel |  | Painted or None | Steel |  | 1901-01-01 | Catchment Basin |  |  |  |  | Statistical Inventory Reconciliation (SIR) | [8 empty] | UST Currently In Use: 0; UST Temp Close: 0; AST Currently In Use: 0; AST Temp Closed: 0 | 0 | 0 | 5 | 19950-081-017499 | OIL SOUTH INC
45733 | Permanently Closed | 1999-12-29 | 1980-01-01 | 1999-12-29 | Petroleum | Unleaded gasoline | Unleaded gasoline | Retail | Steel | Steel |  | Painted or None | Steel |  | 1901-01-01 | Catchment Basin |  |  |  |  | Statistical Inventory Reconciliation (SIR) | [8 empty] | UST Currently In Use: 0; UST Temp Close: 0; AST Currently In Use: 0; AST Temp Closed: 0 | 0 | 0 | 5 | 19950-081-017499 | OIL SOUTH INC
45736 | Permanently Closed | 1999-12-29 | 1980-01-01 | 1999-12-29 | Petroleum | Unleaded gasoline | Unleaded gasoline | Retail | Steel | Steel |  | Painted or None | Steel |  | 1901-01-01 | Catchment Basin |  |  |  |  | Statistical Inventory Reconciliation (SIR) | [8 empty] | UST Currently In Use: 0; UST Temp Close: 0; AST Currently In Use: 0; AST Temp Closed: 0 | 0 | 0 | 5 | 19950-081-017499 | OIL SOUTH INC
45739 | Permanently Closed | 1999-12-29 | 1980-01-01 | 1999-12-29 | Petroleum | Unleaded gasoline | Unleaded gasoline | Retail | Steel | Steel |  | Painted or None | Steel |  | 1901-01-01 | Catchment Basin |  |  |  |  | Statistical Inventory Reconciliation (SIR) | [8 empty] | UST Currently In Use: 0; UST Temp Close: 0; AST Currently In Use: 0; AST Temp Closed: 0 | 0 | 0 | 5 | 19950-081-017499 | OIL SOUTH INC
45740 | Permanently Closed | 1997-10-01 | 1985-01-01 | 1997-11-06 | Petroleum | On road diesel | On road diesel | Emergency Power Generator | Steel | Steel |  | Painted or None | Steel |  | 1901-01-01 | [5 empty] | Manual Tank Gauging (only tanks 1000 gal. or less and 48” or 64” in diameter) | [8 empty] | UST Currently In Use: 0; UST Temp Close: 0; AST Currently In Use: 0; AST Temp Closed: 0 | 0 | 0 | 1 | 19892-069-017500 | PERDUE FARMS INC
45741 | Currently in Use |  | 1995-08-01 |  | Petroleum | Unleaded gasoline | Unleaded gasoline | Retail | Double Wall | Double Wall |  |  | Fiberglass reinforced plastic |  |  | Catchment Basin | Automatic shutoff device At 95% full | Automatic shutoff device At 95% full |  |  | Continuous Automatic Tank Gauge |  | Containment Sump | Automatic flow restrictor (MLLD) |  |  | Annual line testing | Annual line testing |  | UST Currently In Use: 3; UST Temp Close: 0; AST Currently In Use: 0; AST Temp Closed: 0 | 3 | 0 | 0 | 15201-033-017502 | VULCAN OIL COMPANY INC.
45742 | Currently in Use |  | 1995-08-01 |  | Petroleum | On road diesel | On road diesel | Retail | Fiberglass reinforced plastic | Double Wall |  |  | Fiberglass reinforced plastic |  |  | Catchment Basin | Automatic shutoff device At 95% full | Automatic shutoff device At 95% full |  |  | Continuous Automatic Tank Gauge |  | Automatic flow restrictor (MLLD) | Automatic flow restrictor (MLLD) |  |  | Annual line testing | Annual line testing |  | UST Currently In Use: 3; UST Temp Close: 0; AST Currently In Use: 0; AST Temp Closed: 0 | 3 | 0 | 0 | 15201-033-017502 | VULCAN OIL COMPANY INC.
45743 | Currently in Use |  | 1995-08-01 |  | Petroleum | Premium gasoline | Premium gasoline | Retail | Double Wall | Double Wall |  |  | Double Wall |  |  | Catchment Basin | Automatic shutoff device At 95% full | Automatic shutoff device At 95% full |  |  | Continuous Automatic Tank Gauge |  | Automatic flow restrictor (MLLD) | Automatic flow restrictor (MLLD) |  |  | Annual line testing | Annual line testing |  | UST Currently In Use: 3; UST Temp Close: 0; AST Currently In Use: 0; AST Temp Closed: 0 | 3 | 0 | 0 | 15201-033-017502 | VULCAN OIL COMPANY INC.
45744 | Currently in Use |  | 1995-02-12 |  | Petroleum | Unleaded gasoline | Unleaded gasoline | Retail | Steel | Single Wall | Coated & cathodic protection (sti-P3) |  | Single Wall |  |  | Catchment Basin | Automatic shutoff device At 95% full | Automatic shutoff device At 95% full |  |  | Automatic Tank Gauge | Direct Bury submersible pump | [7 empty] | UST Currently In Use: 4; UST Temp Close: 0; AST Currently In Use: 0; AST Temp Closed: 0 | 4 | 0 | 3 | 19894-043-004199 | CIRCLE W
45745 | Currently in Use |  | 1995-02-12 |  | Petroleum | Unleaded gasoline | Unleaded gasoline | Retail | Steel | Single Wall | Coated & cathodic protection (sti-P3) |  | Single Wall |  |  | Catchment Basin | Flow Rest 90% Full | Automatic shutoff device At 95% full |  |  | Automatic Tank Gauge | Direct Bury submersible pump | [7 empty] | UST Currently In Use: 4; UST Temp Close: 0; AST Currently In Use: 0; AST Temp Closed: 0 | 4 | 0 | 3 | 19894-043-004199 | CIRCLE W
45746 | Currently in Use |  | 1995-02-12 |  | Petroleum | Premium gasoline | Premium gasoline | Retail | Steel | Single Wall | Coated & cathodic protection (sti-P3) |  | Fiberglass reinforced plastic |  |  | Catchment Basin | Automatic shutoff device At 95% full | Automatic shutoff device At 95% full |  |  | Automatic Tank Gauge | Direct Bury submersible pump | [7 empty] | UST Currently In Use: 4; UST Temp Close: 0; AST Currently In Use: 0; AST Temp Closed: 0 | 4 | 0 | 3 | 19894-043-004199 | CIRCLE W
45747 | Currently in Use |  | 1995-02-12 |  | Petroleum | On road diesel | On road diesel | Retail | Single Wall | Single Wall | Coated & cathodic protection (sti-P3) |  | Fiberglass reinforced plastic |  |  | Catchment Basin | Automatic shutoff device At 95% full | Automatic shutoff device At 95% full |  |  | Automatic Tank Gauge | Direct Bury submersible pump | [7 empty] | UST Currently In Use: 4; UST Temp Close: 0; AST Currently In Use: 0; AST Temp Closed: 0 | 4 | 0 | 3 | 19894-043-004199 | CIRCLE W
45749 | Temporary Closed | 2021-01-20 | 1995-04-25 |  | Petroleum | Unleaded gasoline | Unleaded gasoline | Retail | Steel | Single Wall | Coated & cathodic protection (sti-P3) |  | Fiberglass reinforced plastic |  | 1901-01-01 | Catchment Basin | Automatic shutoff device At 95% full | Automatic shutoff device At 95% full |  |  | Continuous Automatic Tank Gauge |  | Automatic shutoff device (AELLD) | Automatic shutoff device (AELLD) | [5 empty] | UST Currently In Use: 0; UST Temp Close: 2; AST Currently In Use: 0; AST Temp Closed: 0 | 0 | 2 | 2 | 23337-073-013423 | GHASAN OMAR SAIF HUMAID
45750 | Temporary Closed | 2020-01-21 | 1995-04-25 |  | Petroleum | Unleaded gasoline | Unleaded gasoline | Retail | Steel | Single Wall | Coated & cathodic protection (sti-P3) |  | Fiberglass reinforced plastic |  | 1901-01-01 | Catchment Basin | Automatic shutoff device At 95% full | Automatic shutoff device At 95% full |  |  | Continuous Automatic Tank Gauge |  | Automatic shutoff device (AELLD) | Automatic shutoff device (AELLD) | [5 empty] | UST Currently In Use: 0; UST Temp Close: 2; AST Currently In Use: 0; AST Temp Closed: 0 | 0 | 2 | 2 | 23337-073-013423 | GHASAN OMAR SAIF HUMAID
45751 | Permanently Closed | 2010-01-26 | 1995-07-20 | 2010-01-26 | Petroleum | Unleaded gasoline | Unleaded gasoline | Industrial | Steel | Steel | Coated & cathodic protection (sti-P3) |  | Fiberglass reinforced plastic |  |  | Catchment Basin | Flow Rest 90% Full | Flow Rest 90% Full | [8 empty] | Annual line testing | Annual line testing |  | UST Currently In Use: 0; UST Temp Close: 0; AST Currently In Use: 0; AST Temp Closed: 0 | 0 | 0 | 2 | 20130-083-017505 | LIMESTONE COUNTY BOARD OF EDUCATION
45752 | Permanently Closed | 2010-01-26 | 1995-07-20 | 2010-01-26 | Petroleum | On road diesel | On road diesel | Industrial | Steel | Steel | Coated & cathodic protection (sti-P3) |  | Fiberglass reinforced plastic |  |  | Catchment Basin | Flow Rest 90% Full | Automatic shutoff device At 95% full | [11 empty] | UST Currently In Use: 0; UST Temp Close: 0; AST Currently In Use: 0; AST Temp Closed: 0 | 0 | 0 | 2 | 20130-083-017505 | LIMESTONE COUNTY BOARD OF EDUCATION
45753 | Permanently Closed | 2000-09-01 | 1988-03-01 | 2000-09-19 | Petroleum | Unleaded gasoline | Unleaded gasoline | Retail | Steel | Steel | Field installed cathodic protection |  | Steel |  | 1901-01-01 | Catchment Basin | Automatic shutoff device At 95% full | Automatic shutoff device At 95% full |  |  | Statistical Inventory Reconciliation (SIR) | [5 empty] | Statistical inventory reconciliation (SIR) | Statistical inventory reconciliation (SIR) |  | UST Currently In Use: 0; UST Temp Close: 2; AST Currently In Use: 0; AST Temp Closed: 0 | 0 | 2 | 3 | 25395-073-009538 | NIZAR ALI
45754 | Permanently Closed | 2000-09-01 | 1988-03-01 | 2000-09-22 | Petroleum | Unleaded gasoline | Unleaded gasoline | Retail | Steel | Steel | Field installed cathodic protection |  | Steel |  | 1901-01-01 | Catchment Basin | Automatic shutoff device At 95% full | Automatic shutoff device At 95% full |  |  | Statistical Inventory Reconciliation (SIR) | [8 empty] | UST Currently In Use: 0; UST Temp Close: 2; AST Currently In Use: 0; AST Temp Closed: 0 | 0 | 2 | 3 | 25395-073-009538 | NIZAR ALI
45755 | Permanently Closed | 2000-09-01 | 1988-03-01 | 2000-09-22 | Petroleum | Unleaded gasoline | Unleaded gasoline | Retail | Steel | Steel | Field installed cathodic protection |  | Steel |  | 1901-01-01 | Catchment Basin | Automatic shutoff device At 95% full | Automatic shutoff device At 95% full |  |  | Statistical Inventory Reconciliation (SIR) | [8 empty] | UST Currently In Use: 0; UST Temp Close: 2; AST Currently In Use: 0; AST Temp Closed: 0 | 0 | 2 | 3 | 25395-073-009538 | NIZAR ALI
45756 | Currently in Use |  | 1995-03-18 |  | Petroleum | Unleaded gasoline | Unleaded gasoline | Retail | Single Wall | Fiberglass reinforced plastic |  |  | Double Wall |  |  | Catchment Basin | Automatic shutoff device At 95% full | Automatic shutoff device At 95% full |  |  | Statistical Inventory Reconciliation (SIR) | Single walled submersible pump containment sump | Automatic flow restrictor (MLLD) | Automatic flow restrictor (MLLD) |  | SENSOR TO ATG | Statistical inventory reconciliation (SIR) | Statistical inventory reconciliation (SIR) |  | UST Currently In Use: 4; UST Temp Close: 0; AST Currently In Use: 0; AST Temp Closed: 0 | 4 | 0 | 0 | 21007-033-017506 | VICTORY ENERGY, LLC
45757 | Currently in Use |  | 1995-03-18 |  | Petroleum | Premium gasoline | Premium gasoline | Retail | Fiberglass reinforced plastic | Fiberglass reinforced plastic |  |  | Double Wall |  |  | Catchment Basin | Automatic shutoff device At 95% full | Automatic shutoff device At 95% full |  |  | Statistical Inventory Reconciliation (SIR) | Single walled submersible pump containment sump | Containment Sump | Automatic flow restrictor (MLLD) |  | SENSOR TO ATG | Statistical inventory reconciliation (SIR) | Statistical inventory reconciliation (SIR) |  | UST Currently In Use: 4; UST Temp Close: 0; AST Currently In Use: 0; AST Temp Closed: 0 | 4 | 0 | 0 | 21007-033-017506 | VICTORY ENERGY, LLC
45758 | Currently in Use |  | 1995-03-18 |  | Petroleum | On road diesel | On road diesel | Retail | Fiberglass reinforced plastic | Fiberglass reinforced plastic |  |  | Double Wall |  |  | Catchment Basin | Flow Rest 90% Full | Flow Rest 90% Full |  |  | Statistical Inventory Reconciliation (SIR) | Single walled submersible pump containment sump | Automatic flow restrictor (MLLD) | Automatic flow restrictor (MLLD) |  |  | Statistical inventory reconciliation (SIR) | Statistical inventory reconciliation (SIR) |  | UST Currently In Use: 4; UST Temp Close: 0; AST Currently In Use: 0; AST Temp Closed: 0 | 4 | 0 | 0 | 21007-033-017506 | VICTORY ENERGY, LLC
45759 | Currently in Use |  | 1995-03-18 |  | Petroleum | On road diesel | On road diesel | Retail | Single Wall | Fiberglass reinforced plastic |  |  | Double Wall |  |  | Catchment Basin | Flow Rest 90% Full | Flow Rest 90% Full |  |  | Other | Single walled submersible pump containment sump | Containment Sump | Automatic flow restrictor (MLLD) |  |  | Statistical inventory reconciliation (SIR) | Statistical inventory reconciliation (SIR) |  | UST Currently In Use: 4; UST Temp Close: 0; AST Currently In Use: 0; AST Temp Closed: 0 | 4 | 0 | 0 | 21007-033-017506 | VICTORY ENERGY, LLC
45760 | Currently in Use |  | 1994-12-01 |  | Petroleum | Unleaded gasoline | Unleaded gasoline | Retail | Single Wall | Fiberglass reinforced plastic |  |  | Double Wall | ENVIRON |  | Catchment Basin | Automatic shutoff device At 95% full | Automatic shutoff device At 95% full |  |  | Continuous Automatic Tank Gauge | Single walled submersible pump containment sump | Automatic flow restrictor (MLLD) | Automatic flow restrictor (MLLD) |  |  | Annual line testing | Annual line testing |  | UST Currently In Use: 4; UST Temp Close: 0; AST Currently In Use: 0; AST Temp Closed: 0 | 4 | 0 | 3 | 15201-103-013501 | VULCAN OIL COMPANY INC.
45761 | Currently in Use |  | 1994-12-01 |  | Petroleum | Premium gasoline | Premium gasoline | Retail | Single Wall | Fiberglass reinforced plastic |  |  | Double Wall | ENVIRON |  | Catchment Basin | Automatic shutoff device At 95% full | Automatic shutoff device At 95% full |  |  | Continuous Automatic Tank Gauge | Single walled submersible pump containment sump | Automatic flow restrictor (MLLD) | Automatic flow restrictor (MLLD) |  |  | Annual line testing | Annual line testing |  | UST Currently In Use: 4; UST Temp Close: 0; AST Currently In Use: 0; AST Temp Closed: 0 | 4 | 0 | 3 | 15201-103-013501 | VULCAN OIL COMPANY INC.
45762 | Currently in Use |  | 1994-12-01 |  | Petroleum | On road diesel | On road diesel | Retail | Single Wall | Fiberglass reinforced plastic |  |  | Double Wall | ENVIRON |  | Catchment Basin | Automatic shutoff device At 95% full | Automatic shutoff device At 95% full |  |  | Continuous Automatic Tank Gauge | Single walled submersible pump containment sump | Automatic flow restrictor (MLLD) | Automatic flow restrictor (MLLD) |  |  | Annual line testing | Annual line testing |  | UST Currently In Use: 4; UST Temp Close: 0; AST Currently In Use: 0; AST Temp Closed: 0 | 4 | 0 | 3 | 15201-103-013501 | VULCAN OIL COMPANY INC.
45763 | Currently in Use |  | 1994-12-01 |  | Petroleum | On road diesel | On road diesel | Retail | Fiberglass reinforced plastic | Fiberglass reinforced plastic |  |  | Flexible | ENVIRON |  | Catchment Basin | Automatic shutoff device At 95% full | Automatic shutoff device At 95% full |  |  | Continuous Automatic Tank Gauge | [8 empty] | UST Currently In Use: 4; UST Temp Close: 0; AST Currently In Use: 0; AST Temp Closed: 0 | 4 | 0 | 3 | 15201-103-013501 | VULCAN OIL COMPANY INC.
45764 | Currently in Use |  | 1996-08-20 |  | Petroleum | Unleaded gasoline | Unleaded gasoline | Retail | Steel | Steel | Coated & cathodic protection (sti-P3) |  | Fiberglass reinforced plastic |  |  | Catchment Basin | Flow Rest 90% Full | Flow Rest 90% Full |  |  | Automatic Tank Gauge |  | Containment Sump | Automatic flow restrictor (MLLD) |  |  | Annual line testing | Annual line testing |  | UST Currently In Use: 4; UST Temp Close: 0; AST Currently In Use: 0; AST Temp Closed: 0 | 4 | 0 | 0 | 25546-021-017503 | HEADLEY FOOD MARTS
45765 | Currently in Use |  | 1996-08-20 |  | Petroleum | Premium gasoline | Premium gasoline | Retail | Steel | Steel | Coated & cathodic protection (sti-P3) |  | Fiberglass reinforced plastic |  |  | Catchment Basin | Flow Rest 90% Full | Flow Rest 90% Full |  |  | Automatic Tank Gauge |  | Automatic flow restrictor (MLLD) | Automatic flow restrictor (MLLD) |  |  | Annual line testing | Annual line testing |  | UST Currently In Use: 4; UST Temp Close: 0; AST Currently In Use: 0; AST Temp Closed: 0 | 4 | 0 | 0 | 25546-021-017503 | HEADLEY FOOD MARTS
45766 | Currently in Use |  | 1996-08-20 |  | Petroleum | On road diesel | On road diesel | Retail | Steel | Steel | Coated & cathodic protection (sti-P3) |  | Fiberglass reinforced plastic |  |  | Catchment Basin | Flow Rest 90% Full | Flow Rest 90% Full |  |  | Automatic Tank Gauge |  | Automatic flow restrictor (MLLD) | Automatic flow restrictor (MLLD) |  |  | Annual line testing | Annual line testing |  | UST Currently In Use: 4; UST Temp Close: 0; AST Currently In Use: 0; AST Temp Closed: 0 | 4 | 0 | 0 | 25546-021-017503 | HEADLEY FOOD MARTS
45767 | Permanently Closed | 2015-01-05 | 1995-07-22 | 2017-06-28 | Petroleum | On road diesel | On road diesel | Retail | Single Wall | Single Wall | Coated & cathodic protection (sti-P3) |  | Fiberglass reinforced plastic |  |  | Catchment Basin | Flow Rest 90% Full | Flow Rest 90% Full |  |  | Continuous Automatic Tank Gauge | [8 empty] | UST Currently In Use: 0; UST Temp Close: 0; AST Currently In Use: 0; AST Temp Closed: 0 | 0 | 0 | 6 | 20796-055-006069 | DAVID PATTERSON
45768 | Cannot Locate or abandoned |  | 1995-08-10 |  | Petroleum | Unleaded gasoline | Unleaded gasoline | Retail | Steel | Steel | Coated & cathodic protection (sti-P3) |  | Fiberglass reinforced plastic |  | 1901-01-01 | Catchment Basin | Automatic shutoff device At 95% full | Automatic shutoff device At 95% full |  |  | Automatic Tank Gauge | [8 empty] | UST Currently In Use: 0; UST Temp Close: 0; AST Currently In Use: 0; AST Temp Closed: 0 | 0 | 0 | 3 | 20915-125-017488 | JAMES & BETH BRANYON
45769 | Cannot Locate or abandoned |  | 1995-08-10 |  | Petroleum | Mid-grade gasoline | Mid-grade gasoline | Retail | Steel | Steel | Coated & cathodic protection (sti-P3) |  | Fiberglass reinforced plastic |  | 1901-01-01 | Catchment Basin | Automatic shutoff device At 95% full | Automatic shutoff device At 95% full |  |  | Automatic Tank Gauge | [8 empty] | UST Currently In Use: 0; UST Temp Close: 0; AST Currently In Use: 0; AST Temp Closed: 0 | 0 | 0 | 3 | 20915-125-017488 | JAMES & BETH BRANYON
45770 | Permanently Closed | 2003-09-08 | 1989-02-01 | 2003-09-08 | Petroleum | On road diesel | On road diesel | Emergency power generator | Steel | Steel |  |  | Steel |  | 1901-01-01 | [5 empty] | Manual Tank Gauging (only tanks 1000 gal. or less and 48” or 64” in diameter) | [8 empty] | UST Currently In Use: 0; UST Temp Close: 0; AST Currently In Use: 0; AST Temp Closed: 0 | 0 | 0 | 1 | 19903-101-017507 | MONTGOMERY TOWER PARTNERS
45771 | Currently in Use |  | 1995-06-15 |  | Petroleum | Unleaded gasoline | Unleaded gasoline | Retail | Steel | Steel | Coated & cathodic protection (sti-P3) |  | Fiberglass reinforced plastic |  |  | Catchment Basin | Flow Rest 90% Full | Flow Rest 90% Full |  |  | Continuous Automatic Tank Gauge |  | Automatic flow restrictor (MLLD) | Automatic flow restrictor (MLLD) |  |  | Annual line testing | Annual line testing |  | UST Currently In Use: 2; UST Temp Close: 0; AST Currently In Use: 0; AST Temp Closed: 0 | 2 | 0 | 0 | 20875-039-017508 | GITTY UP-N-GO, INC.
45774 | Currently in Use |  | 1995-06-15 |  | Petroleum | Premium gasoline | Premium gasoline | Retail | Steel | Steel | Coated & cathodic protection (sti-P3) |  | Fiberglass reinforced plastic |  |  | Catchment Basin | Flow Rest 90% Full | Flow Rest 90% Full |  |  | Continuous Automatic Tank Gauge |  | Containment Sump | Automatic flow restrictor (MLLD) |  |  | Annual line testing | Annual line testing |  | UST Currently In Use: 2; UST Temp Close: 0; AST Currently In Use: 0; AST Temp Closed: 0 | 2 | 0 | 0 | 20875-039-017508 | GITTY UP-N-GO, INC.
45775 | Temporary Closed | 2011-12-31 | 1988-09-01 |  | Petroleum | Unleaded gasoline | Unleaded gasoline | Retail | Steel | Single Wall | Coated & cathodic protection (sti-P3) |  | Fiberglass reinforced plastic |  |  | Catchment Basin | Automatic shutoff device At 95% full | Automatic shutoff device At 95% full |  |  | Statistical Inventory Reconciliation (SIR) | [8 empty] | UST Currently In Use: 0; UST Temp Close: 3; AST Currently In Use: 0; AST Temp Closed: 0 | 0 | 3 | 0 | 19905-127-017510 | E. L. NESMITH
45776 | Temporary Closed | 2005-08-01 | 1988-09-01 |  | Petroleum | Mid-grade gasoline | Mid-grade gasoline | Retail | Single Wall | Single Wall | Coated & cathodic protection (sti-P3) |  | Fiberglass reinforced plastic |  |  | Catchment Basin | Automatic shutoff device At 95% full | Automatic shutoff device At 95% full |  |  | Statistical Inventory Reconciliation (SIR) | [8 empty] | UST Currently In Use: 0; UST Temp Close: 3; AST Currently In Use: 0; AST Temp Closed: 0 | 0 | 3 | 0 | 19905-127-017510 | E. L. NESMITH
45777 | Temporary Closed | 2005-08-01 | 1988-09-01 |  | Petroleum | Premium gasoline | Premium gasoline | Retail | Steel | Single Wall | Coated & cathodic protection (sti-P3) |  | Fiberglass reinforced plastic |  |  | Catchment Basin | Automatic shutoff device At 95% full | Automatic shutoff device At 95% full |  |  | Statistical Inventory Reconciliation (SIR) | [8 empty] | UST Currently In Use: 0; UST Temp Close: 3; AST Currently In Use: 0; AST Temp Closed: 0 | 0 | 3 | 0 | 19905-127-017510 | E. L. NESMITH
45778 | Currently in Use |  | 1995-07-01 |  | Petroleum | Unleaded gasoline | Unleaded gasoline | Retail | Single Wall | Single Wall | Coated & cathodic protection (sti-P3) |  | Double Wall | OPW |  | Catchment Basin | Flow Rest 90% Full | Automatic shutoff device At 95% full |  |  | Continuous Automatic Tank Gauge |  | Automatic flow restrictor (MLLD) | Automatic flow restrictor (MLLD) |  |  | Annual line testing | Annual line testing |  | UST Currently In Use: 4; UST Temp Close: 0; AST Currently In Use: 0; AST Temp Closed: 0 | 4 | 0 | 3 | 15201-127-005590 | VULCAN OIL COMPANY INC.
45779 | Currently in Use |  | 1995-07-01 |  | Petroleum | Premium gasoline | Premium gasoline | Retail | MANIFOLDED | Single Wall | Coated & cathodic protection (sti-P3) |  | Double Wall | OPW |  | Catchment Basin | Automatic shutoff device At 95% full | Automatic shutoff device At 95% full |  |  | Continuous Automatic Tank Gauge |  | Automatic flow restrictor (MLLD) | Automatic flow restrictor (MLLD) |  |  | MANIF TO06 | Annual line testing |  | UST Currently In Use: 4; UST Temp Close: 0; AST Currently In Use: 0; AST Temp Closed: 0 | 4 | 0 | 3 | 15201-127-005590 | VULCAN OIL COMPANY INC.
45780 | Currently in Use |  | 1995-07-01 |  | Petroleum | Premium gasoline | Premium gasoline | Retail | MANIFOLDED | Single Wall | Coated & cathodic protection (sti-P3) |  | Double Wall | OPW |  | Catchment Basin | Automatic shutoff device At 95% full | Automatic shutoff device At 95% full |  |  | Continuous Automatic Tank Gauge |  | MANIF TO05 | Other |  |  | Other | Other |  | UST Currently In Use: 4; UST Temp Close: 0; AST Currently In Use: 0; AST Temp Closed: 0 | 4 | 0 | 3 | 15201-127-005590 | VULCAN OIL COMPANY INC.
45781 | Currently in Use |  | 1995-07-12 |  | Petroleum | Unleaded gasoline | Unleaded gasoline | Retail | Fiberglass coated steel | Fiberglass coated steel |  |  | Double Wall |  | 1901-01-01 | Catchment Basin | Flow Rest 90% Full | Flow Rest 90% Full |  |  | Automatic Tank Gauge |  | Containment Sump | Automatic flow restrictor (MLLD) | Interstitial Monitoring within Secondary Containment | MANUAL/VISUAL CHECK |  |  |  | UST Currently In Use: 1; UST Temp Close: 0; AST Currently In Use: 0; AST Temp Closed: 0 | 1 | 0 | 5 | 25861-097-006201 | SUPER GASCO LLC
45782 | Permanently Closed | 1998-12-22 | 1980-01-01 | 1999-12-01 | Petroleum | Unleaded gasoline | Unleaded gasoline | Retail | Steel | Steel |  | Painted or None | Steel |  | 1901-01-01 | [14 empty] | UST Currently In Use: 0; UST Temp Close: 0; AST Currently In Use: 0; AST Temp Closed: 0 | 0 | 0 | 2 | 19908-003-017511 | LOVERN HARRINGTON
45783 | Permanently Closed | 1998-12-22 | 1980-01-01 | 1999-12-01 | Petroleum | Unleaded gasoline | Unleaded gasoline | Retail | Steel | Steel |  | Painted or None | Steel |  | 1901-01-01 | [14 empty] | UST Currently In Use: 0; UST Temp Close: 0; AST Currently In Use: 0; AST Temp Closed: 0 | 0 | 0 | 2 | 19908-003-017511 | LOVERN HARRINGTON
45784 | Currently in Use |  | 1995-06-01 |  | Petroleum | Unleaded gasoline | Unleaded gasoline | Retail | MARINA UST | Single Wall | Coated & cathodic protection (sti-P3) |  | Flexible |  | 1901-01-01 | Catchment Basin | Flow Rest 90% Full | Flow Rest 90% Full |  |  | Statistical Inventory Reconciliation (SIR) |  | Containment Sump | Automatic flow restrictor (MLLD) |  |  | Statistical inventory reconciliation (SIR) | Statistical inventory reconciliation (SIR) |  | UST Currently In Use: 3; UST Temp Close: 0; AST Currently In Use: 0; AST Temp Closed: 0 | 3 | 0 | 3 | 17594-095-000209 | SOUTH SAUTY CREEK RESORT INC
45785 | Currently in Use |  | 1995-04-07 |  | Petroleum | Unleaded gasoline | Unleaded gasoline | Retail | Steel | Steel | Coated & cathodic protection (sti-P3) |  | Fiberglass reinforced plastic |  |  | Catchment Basin | Flow Rest 90% Full | Flow Rest 90% Full | Interstitial Monitoring within Secondary Containment | SENSOR TO ATG | Continuous Automatic Tank Gauge |  | Containment Sump | Automatic flow restrictor (MLLD) | Interstitial Monitoring within Secondary Containment | SENSOR TO ATG | Continuous alarm system | Continuous alarm system |  | UST Currently In Use: 2; UST Temp Close: 0; AST Currently In Use: 0; AST Temp Closed: 0 | 2 | 0 | 3 | 25961-101-009495 | PREM SUN NEIL LLC
45788 | Currently in Use |  | 1995-04-07 |  | Petroleum | On road diesel | On road diesel | Retail | Steel | Steel | Coated & cathodic protection (sti-P3) |  | Fiberglass reinforced plastic |  |  | Catchment Basin | Flow Rest 90% Full | Flow Rest 90% Full |  |  | Continuous Automatic Tank Gauge |  | Automatic flow restrictor (MLLD) | Automatic flow restrictor (MLLD) | Interstitial Monitoring within Secondary Containment | SENSOR TO ATG | Continuous alarm system | Continuous alarm system |  | UST Currently In Use: 2; UST Temp Close: 0; AST Currently In Use: 0; AST Temp Closed: 0 | 2 | 0 | 3 | 25961-101-009495 | PREM SUN NEIL LLC
45789 | Currently in Use |  | 1995-01-10 |  | Petroleum | On road diesel | On road diesel | Bulk facility | Fiberglass coated steel | Fiberglass coated steel |  |  | GEOFLEX |  | 1901-01-01 | Catchment Basin | Automatic shutoff device At 95% full | Automatic shutoff device At 95% full |  |  | Automatic Tank Gauge |  | Automatic flow restrictor (MLLD) | Automatic flow restrictor (MLLD) |  |  | Annual line testing | Annual line testing |  | UST Currently In Use: 2; UST Temp Close: 0; AST Currently In Use: 0; AST Temp Closed: 0 | 2 | 0 | 0 | 19455-101-017514 | BLUE BELL CREAMERIES
45792 | Currently in Use |  | 1995-01-10 |  | Petroleum | Unleaded gasoline | Unleaded gasoline | Bulk facility | Fiberglass coated steel | Fiberglass coated steel |  |  | Flexible |  | 1901-01-01 | Catchment Basin | Automatic shutoff device At 95% full | Automatic shutoff device At 95% full |  |  | Automatic Tank Gauge |  | Containment Sump | Automatic flow restrictor (MLLD) |  |  | Annual line testing | Annual line testing |  | UST Currently In Use: 2; UST Temp Close: 0; AST Currently In Use: 0; AST Temp Closed: 0 | 2 | 0 | 0 | 19455-101-017514 | BLUE BELL CREAMERIES
45793 | Currently in Use |  | 1995-05-26 |  | Petroleum | Unleaded gasoline | Unleaded gasoline | Retail | Steel | Steel | Coated & cathodic protection (sti-P3) |  | ENVIRON |  |  | Catchment Basin | Flow Rest 90% Full | Flow Rest 90% Full |  |  | Continuous Automatic Tank Gauge |  | Automatic flow restrictor (MLLD) | Automatic flow restrictor (MLLD) |  |  | Annual line testing | Annual line testing |  | UST Currently In Use: 3; UST Temp Close: 0; AST Currently In Use: 0; AST Temp Closed: 0 | 3 | 0 | 0 | 13252-063-017515 | MAPLES GAS COMPANY
45794 | Currently in Use |  | 1995-05-26 |  | Petroleum | Premium gasoline | Premium gasoline | Retail | Steel | Steel | Coated & cathodic protection (sti-P3) |  | ENVIRON |  |  | Catchment Basin | Flow Rest 90% Full | Flow Rest 90% Full |  |  | Continuous Automatic Tank Gauge |  | Containment Sump | Automatic flow restrictor (MLLD) |  |  | Annual line testing | Annual line testing |  | UST Currently In Use: 3; UST Temp Close: 0; AST Currently In Use: 0; AST Temp Closed: 0 | 3 | 0 | 0 | 13252-063-017515 | MAPLES GAS COMPANY
45795 | Currently in Use |  | 1995-05-26 |  | Petroleum | On road diesel | On road diesel | Retail | Steel | Steel | Coated & cathodic protection (sti-P3) |  | ENVIRON |  |  | Catchment Basin | Flow Rest 90% Full | Flow Rest 90% Full |  |  | Continuous Automatic Tank Gauge |  | Automatic flow restrictor (MLLD) | Automatic flow restrictor (MLLD) |  |  | Annual line testing | Annual line testing |  | UST Currently In Use: 3; UST Temp Close: 0; AST Currently In Use: 0; AST Temp Closed: 0 | 3 | 0 | 0 | 13252-063-017515 | MAPLES GAS COMPANY
45796 | Permanently Closed | 2003-04-04 | 1995-06-07 | 2003-04-04 | Petroleum | Unleaded gasoline | Unleaded gasoline | Retail | Fiberglass coated steel | Fiberglass coated steel |  |  | Flexible |  | 1901-01-01 | Catchment Basin | Flow Rest 90% Full | Flow Rest 90% Full |  |  | Automatic Tank Gauge |  |  |  | Interstitial Monitoring within Secondary Containment |  | Statistical inventory reconciliation (SIR) | Annual line testing |  | UST Currently In Use: 0; UST Temp Close: 0; AST Currently In Use: 0; AST Temp Closed: 0 | 0 | 0 | 3 | 15873-055-017516 | LARRY MARTIN
45798 | Permanently Closed | 2003-04-04 | 1995-06-07 | 2003-04-04 | Petroleum | Mid-grade gasoline | Mid-grade gasoline | Retail | Fiberglass coated steel | Fiberglass coated steel |  |  | Flexible |  | 1901-01-01 | Catchment Basin | Flow Rest 90% Full | Flow Rest 90% Full |  |  | Automatic Tank Gauge |  |  |  | Interstitial Monitoring within Secondary Containment |  | Annual line testing | Annual line testing |  | UST Currently In Use: 0; UST Temp Close: 0; AST Currently In Use: 0; AST Temp Closed: 0 | 0 | 0 | 3 | 15873-055-017516 | LARRY MARTIN
45799 | Permanently Closed | 2003-04-04 | 1995-06-07 | 2003-04-04 | Petroleum | Premium gasoline | Premium gasoline | Retail | Fiberglass coated steel | Fiberglass coated steel |  |  | Flexible |  | 1901-01-01 | Catchment Basin | Flow Rest 90% Full | Flow Rest 90% Full |  |  | Statistical Inventory Reconciliation (SIR) |  |  |  | Interstitial Monitoring within Secondary Containment |  | Statistical inventory reconciliation (SIR) | Annual line testing |  | UST Currently In Use: 0; UST Temp Close: 0; AST Currently In Use: 0; AST Temp Closed: 0 | 0 | 0 | 3 | 15873-055-017516 | LARRY MARTIN
45800 | Currently in Use |  | 1995-08-11 |  | Petroleum | Unleaded gasoline | Unleaded gasoline | Retail | Fiberglass reinforced plastic | Fiberglass reinforced plastic |  |  | Fiberglass reinforced plastic |  | 1901-01-01 | Catchment Basin | Automatic shutoff device At 95% full | Automatic shutoff device At 95% full |  |  | Continuous Automatic Tank Gauge |  | Containment Sump | Automatic flow restrictor (MLLD) | Interstitial Monitoring within Secondary Containment | MANUAL/VISUAL CHECK | Statistical inventory reconciliation (SIR) | Statistical inventory reconciliation (SIR) |  | UST Currently In Use: 1; UST Temp Close: 1; AST Currently In Use: 0; AST Temp Closed: 0 | 1 | 1 | 2 | 24086-097-000299 | SILVERTONE ENTERPRISES, LLC
45801 | Temporary Closed | 2018-08-15 | 1995-08-11 |  | Petroleum | Premium gasoline | Premium gasoline | Retail | Fiberglass reinforced plastic | Fiberglass reinforced plastic |  |  | Fiberglass reinforced plastic |  | 1901-01-01 | Catchment Basin | Automatic shutoff device At 95% full | Automatic shutoff device At 95% full |  |  | Continuous Automatic Tank Gauge |  | Containment Sump | Automatic flow restrictor (MLLD) | Interstitial Monitoring within Secondary Containment | MANUAL/VISUAL CHECK | Statistical inventory reconciliation (SIR) | Statistical inventory reconciliation (SIR) |  | UST Currently In Use: 1; UST Temp Close: 1; AST Currently In Use: 0; AST Temp Closed: 0 | 1 | 1 | 2 | 24086-097-000299 | SILVERTONE ENTERPRISES, LLC
45802 | Currently in Use |  | 1993-01-01 |  | Petroleum | Unleaded gasoline | Unleaded gasoline | Retail | Single Wall | Single Wall | Field installed cathodic protection |  | Fiberglass reinforced plastic |  | 2011-11-21 | Catchment Basin | Automatic shutoff device At 95% full | Automatic shutoff device At 95% full |  |  | Automatic Tank Gauge |  | Automatic shutoff device (AELLD) | Automatic shutoff device (AELLD) | Interstitial Monitoring within Secondary Containment | SENSOR TO ATG | Continuous alarm system | Continuous alarm system |  | UST Currently In Use: 2; UST Temp Close: 0; AST Currently In Use: 0; AST Temp Closed: 0 | 2 | 0 | 0 | 25614-073-013429 | SUHANA CORPORATION
45803 | Currently in Use |  | 1993-01-01 |  | Petroleum | On road diesel | On road diesel | Retail | Single Wall | Single Wall | Field installed cathodic protection |  | Double Wall |  | 2011-11-21 | Catchment Basin | Automatic shutoff device At 95% full | Automatic shutoff device At 95% full |  |  | Automatic Tank Gauge |  | Automatic shutoff device (AELLD) | Automatic shutoff device (AELLD) | Interstitial Monitoring within Secondary Containment | SENSOR TO ATG | Continuous alarm system | Continuous alarm system |  | UST Currently In Use: 2; UST Temp Close: 0; AST Currently In Use: 0; AST Temp Closed: 0 | 2 | 0 | 0 | 25614-073-013429 | SUHANA CORPORATION
45804 | Currently in Use |  | 1992-06-25 |  | Petroleum | On road diesel | On road diesel | Retail | STIP3 | Other |  |  | Fiberglass reinforced plastic |  | 1901-01-01 | Catchment Basin | Flow Rest 90% Full | Flow Rest 90% Full |  |  | Statistical Inventory Reconciliation (SIR) |  | Automatic flow restrictor (MLLD) | Automatic flow restrictor (MLLD) |  |  | Statistical inventory reconciliation (SIR) | Statistical inventory reconciliation (SIR) |  | UST Currently In Use: 5; UST Temp Close: 0; AST Currently In Use: 0; AST Temp Closed: 0 | 5 | 0 | 3 | 14983-107-011403 | TRI COUNTY COOPERATIVE INC
45805 | Currently in Use |  | 1992-06-25 |  | Petroleum | Off road diesel | Off road diesel | Retail | Other | Other |  |  | Fiberglass reinforced plastic |  | 1901-01-01 | Catchment Basin | Flow Rest 90% Full | Flow Rest 90% Full |  |  | Statistical Inventory Reconciliation (SIR) |  | Automatic flow restrictor (MLLD) | Automatic flow restrictor (MLLD) |  |  | Statistical inventory reconciliation (SIR) | Statistical inventory reconciliation (SIR) |  | UST Currently In Use: 5; UST Temp Close: 0; AST Currently In Use: 0; AST Temp Closed: 0 | 5 | 0 | 3 | 14983-107-011403 | TRI COUNTY COOPERATIVE INC
45806 | Currently in Use |  | 1989-04-03 |  | Petroleum | On road diesel | On road diesel | Retail | Single Wall | Single Wall | Coated & cathodic protection (sti-P3) |  | Fiberglass reinforced plastic |  |  | Catchment Basin | Automatic shutoff device At 95% full | Automatic shutoff device At 95% full |  |  | Continuous Automatic Tank Gauge |  | Automatic flow restrictor (MLLD) | Automatic flow restrictor (MLLD) |  |  | Annual line testing | Annual line testing |  | UST Currently In Use: 3; UST Temp Close: 0; AST Currently In Use: 0; AST Temp Closed: 0 | 3 | 0 | 0 | 22746-073-007741 | ANEIL LLC
45807 | Temporary Closed | 2010-02-28 | 1989-04-03 |  | Petroleum | Kerosene | Kerosene | Retail | Steel | Single Wall | Field installed cathodic protection |  | Steel |  | 1901-01-01 | Catchment Basin | Automatic shutoff device At 95% full | Automatic shutoff device At 95% full | [11 empty] | UST Currently In Use: 0; UST Temp Close: 4; AST Currently In Use: 0; AST Temp Closed: 0 | 0 | 4 | 0 | 25188-073-007743 | NITIN D SHAH
45808 | Temporary Closed | 2020-10-25 | 1989-04-03 |  | Petroleum | On road diesel | On road diesel | Retail | Steel | Single Wall | Field installed cathodic protection |  | Steel |  | 1901-01-01 | Catchment Basin | Automatic shutoff device At 95% full | Automatic shutoff device At 95% full |  |  | Statistical Inventory Reconciliation (SIR) | [8 empty] | UST Currently In Use: 0; UST Temp Close: 4; AST Currently In Use: 0; AST Temp Closed: 0 | 0 | 4 | 0 | 25188-073-007743 | NITIN D SHAH
45809 | Currently in Use |  | 1995-06-01 |  | Petroleum | Unleaded gasoline | Unleaded gasoline | Retail | Steel | Single Wall | Coated & cathodic protection (sti-P3) |  | Double Wall |  |  | Catchment Basin | Automatic shutoff device At 95% full | Automatic shutoff device At 95% full |  |  | Continuous Automatic Tank Gauge |  | Automatic flow restrictor (MLLD) | Automatic flow restrictor (MLLD) | Interstitial Monitoring within Secondary Containment | SENSOR TO ATG | Continuous alarm system | Continuous alarm system |  | UST Currently In Use: 3; UST Temp Close: 0; AST Currently In Use: 0; AST Temp Closed: 0 | 3 | 0 | 0 | 24116-089-017517 | MANSOUR POURHASSANI
45810 | Currently in Use |  | 1995-06-01 |  | Petroleum | Premium gasoline | Premium gasoline | Retail | Single Wall | Single Wall | Coated & cathodic protection (sti-P3) |  | Fiberglass reinforced plastic |  |  | Catchment Basin | Automatic shutoff device At 95% full | Automatic shutoff device At 95% full |  |  | Continuous Automatic Tank Gauge |  | Containment Sump | Automatic flow restrictor (MLLD) | Interstitial Monitoring within Secondary Containment | SENSOR TO ATG | Continuous alarm system | Continuous alarm system |  | UST Currently In Use: 3; UST Temp Close: 0; AST Currently In Use: 0; AST Temp Closed: 0 | 3 | 0 | 0 | 24116-089-017517 | MANSOUR POURHASSANI
45811 | Currently in Use |  | 1995-06-01 |  | Petroleum | On road diesel | On road diesel | Retail | Steel | Single Wall | Coated & cathodic protection (sti-P3) |  | Fiberglass reinforced plastic |  |  | Catchment Basin | Automatic shutoff device At 95% full | Automatic shutoff device At 95% full |  |  | Continuous Automatic Tank Gauge | [8 empty] | UST Currently In Use: 3; UST Temp Close: 0; AST Currently In Use: 0; AST Temp Closed: 0 | 3 | 0 | 0 | 24116-089-017517 | MANSOUR POURHASSANI
45812 | Permanently Closed | 1999-09-01 | 1994-05-10 | 1999-12-31 | Petroleum | Used oil | Used oil | State/federal government | Fiberglass reinforced plastic | Fiberglass reinforced plastic |  |  | Fiberglass reinforced plastic |  | 1901-01-01 | Catchment Basin | EXEMPT | Flow Rest 90% Full | Interstitial Monitoring within Secondary Containment | [10 empty] | UST Currently In Use: 0; UST Temp Close: 0; AST Currently In Use: 0; AST Temp Closed: 0 | 0 | 0 | 18 | 11953-015-015840 | US ARMY GARRISON/TRANSITION FORCE
45813 | Cannot Locate or abandoned | 1999-09-01 | 1994-05-10 |  | Petroleum | Other, HEATINGOIL | Other | Local government | Double Wall | Double Wall |  |  | Fiberglass reinforced plastic |  | 1901-01-01 | Catchment Basin | Flow Rest 90% Full | Flow Rest 90% Full | Interstitial Monitoring within Secondary Containment | [10 empty] | UST Currently In Use: 0; UST Temp Close: 0; AST Currently In Use: 0; AST Temp Closed: 0 | 0 | 0 | 0 | 22081-015-015840 | ANNISTON PARKS AND RECREATION
45814 | Permanently Closed | 1999-09-01 | 1994-05-15 | 2002-08-12 | Petroleum | Used oil | Used oil | State/federal government | Fiberglass reinforced plastic | Fiberglass reinforced plastic |  |  | Fiberglass reinforced plastic |  | 1901-01-01 | Catchment Basin | EXEMPT | Flow Rest 90% Full | Interstitial Monitoring within Secondary Containment | [10 empty] | UST Currently In Use: 0; UST Temp Close: 0; AST Currently In Use: 0; AST Temp Closed: 0 | 0 | 0 | 18 | 11953-015-015840 | US ARMY GARRISON/TRANSITION FORCE
45815 | Permanently Closed | 2003-09-01 | 1994-03-29 | 2004-01-01 | Petroleum | Other, OIL/H20 SE | Other |  | Fiberglass reinforced plastic | Fiberglass reinforced plastic |  |  | Fiberglass reinforced plastic |  | 1901-01-01 | Catchment Basin | Flow Rest 90% Full | Flow Rest 90% Full | Interstitial Monitoring within Secondary Containment | [10 empty] | UST Currently In Use: 0; UST Temp Close: 0; AST Currently In Use: 0; AST Temp Closed: 0 | 0 | 0 | 4 | 21271-015-015840 | CALHOUN CO MCCLELLAN DEVLP AUTHORITY
45816 | Permanently Closed | 2003-09-01 | 1994-05-15 | 2004-01-01 | Petroleum | Other, OIL/H20 SE | Other |  | Fiberglass reinforced plastic | Fiberglass reinforced plastic |  |  | Fiberglass reinforced plastic |  | 1901-01-01 | Catchment Basin | Flow Rest 90% Full | Flow Rest 90% Full | Interstitial Monitoring within Secondary Containment | [10 empty] | UST Currently In Use: 0; UST Temp Close: 0; AST Currently In Use: 0; AST Temp Closed: 0 | 0 | 0 | 4 | 21271-015-015840 | CALHOUN CO MCCLELLAN DEVLP AUTHORITY
45817 | Retired | 1988-12-22 | 1994-05-07 |  | Petroleum | Used oil | Used oil | State/federal government | Double Wall | Double Wall |  |  | Fiberglass reinforced plastic |  | 1901-01-01 | Catchment Basin | Flow Rest 90% Full | Flow Rest 90% Full | Interstitial Monitoring within Secondary Containment | [10 empty] | UST Currently In Use: 0; UST Temp Close: 0; AST Currently In Use: 0; AST Temp Closed: 0 | 0 | 0 | 18 | 11953-015-015840 | US ARMY GARRISON/TRANSITION FORCE
45818 | Retired | 1988-12-22 | 1994-05-09 |  | Petroleum | Used oil | Used oil | State/federal government | Double Wall | Double Wall |  |  | Fiberglass reinforced plastic |  | 1901-01-01 | Catchment Basin | EXEMPT | Flow Rest 90% Full | Interstitial Monitoring within Secondary Containment | [10 empty] | UST Currently In Use: 0; UST Temp Close: 0; AST Currently In Use: 0; AST Temp Closed: 0 | 0 | 0 | 18 | 11953-015-015840 | US ARMY GARRISON/TRANSITION FORCE
45820 | Permanently Closed | 2010-02-15 | 1994-04-20 | 2011-02-02 | Petroleum | Used oil | Used oil |  | Double Wall | Double Wall |  |  | Fiberglass reinforced plastic |  | 1901-01-01 | Catchment Basin | Flow Rest 90% Full | Flow Rest 90% Full | Interstitial Monitoring within Secondary Containment | [10 empty] | UST Currently In Use: 0; UST Temp Close: 0; AST Currently In Use: 0; AST Temp Closed: 0 | 0 | 0 | 2 | 23286-015-015819 | AMPRO MOLDING, LLC
45821 | Currently in Use |  | 1995-05-13 |  | Petroleum | Unleaded gasoline | Unleaded gasoline | Retail | Steel | Steel | Coated & cathodic protection (sti-P3) |  | Fiberglass reinforced plastic |  |  | Catchment Basin | Flow Rest 90% Full | Flow Rest 90% Full |  |  | Automatic Tank Gauge |  | Automatic flow restrictor (MLLD) | Automatic flow restrictor (MLLD) |  |  | Annual line testing | Annual line testing |  | UST Currently In Use: 2; UST Temp Close: 0; AST Currently In Use: 0; AST Temp Closed: 0 | 2 | 0 | 5 | 22963-101-006870 | AEHNLICH AUTOMOTIVE INC
45824 | Currently in Use |  | 1995-05-13 |  | Petroleum | Mid-grade gasoline | Mid-grade gasoline | Retail | Steel | Steel | Field installed cathodic protection |  | Fiberglass reinforced plastic |  |  | Catchment Basin | Flow Rest 90% Full | Flow Rest 90% Full |  |  | Automatic Tank Gauge |  | Automatic flow restrictor (MLLD) | Automatic flow restrictor (MLLD) |  |  | Annual line testing | Annual line testing |  | UST Currently In Use: 2; UST Temp Close: 0; AST Currently In Use: 0; AST Temp Closed: 0 | 2 | 0 | 5 | 22963-101-006870 | AEHNLICH AUTOMOTIVE INC
45825 | Currently in Use |  | 1995-05-05 |  | Petroleum | Unleaded gasoline | Unleaded gasoline | Retail | Fiberglass reinforced plastic | Fiberglass reinforced plastic |  |  | Fiberglass reinforced plastic |  | 1901-01-01 | Catchment Basin | Flow Rest 90% Full | Audible high level alarm At 90% full |  |  | Continuous Automatic Tank Gauge |  | Automatic flow restrictor (MLLD) | Automatic flow restrictor (MLLD) | Interstitial Monitoring within Secondary Containment |  | Annual line testing | Annual line testing |  | UST Currently In Use: 4; UST Temp Close: 0; AST Currently In Use: 0; AST Temp Closed: 0 | 4 | 0 | 0 | 12409-069-017518 | Tim Shirley
45828 | Currently in Use |  | 1995-05-05 |  | Petroleum | Ethanol free gasoline | Ethanol free gasoline | Retail | Fiberglass reinforced plastic | Fiberglass reinforced plastic |  |  | Fiberglass reinforced plastic |  | 1901-01-01 | Catchment Basin | Flow Rest 90% Full | Flow Rest 90% Full |  |  | Continuous Automatic Tank Gauge |  | Automatic flow restrictor (MLLD) | Automatic flow restrictor (MLLD) | Interstitial Monitoring within Secondary Containment |  | Annual line testing | Annual line testing |  | UST Currently In Use: 4; UST Temp Close: 0; AST Currently In Use: 0; AST Temp Closed: 0 | 4 | 0 | 0 | 12409-069-017518 | Tim Shirley
45831 | Currently in Use |  | 1995-05-05 |  | Petroleum | Premium gasoline | Premium gasoline | Retail | Fiberglass reinforced plastic | Fiberglass reinforced plastic |  |  | Fiberglass reinforced plastic |  | 1901-01-01 | Catchment Basin | Audible high level alarm At 90% full | Audible high level alarm At 90% full |  |  | Continuous Automatic Tank Gauge |  | Automatic flow restrictor (MLLD) | Automatic flow restrictor (MLLD) | Interstitial Monitoring within Secondary Containment |  |  |  |  | UST Currently In Use: 4; UST Temp Close: 0; AST Currently In Use: 0; AST Temp Closed: 0 | 4 | 0 | 0 | 12409-069-017518 | Tim Shirley
45834 | Currently in Use |  | 1995-05-05 |  | Petroleum | On road diesel | On road diesel | Retail | Fiberglass reinforced plastic | Fiberglass reinforced plastic |  |  | Fiberglass reinforced plastic |  | 1901-01-01 | Catchment Basin | Flow Rest 90% Full | Audible high level alarm At 90% full |  |  | Continuous Automatic Tank Gauge |  | Automatic flow restrictor (MLLD) | Automatic flow restrictor (MLLD) | Interstitial Monitoring within Secondary Containment |  |  |  |  | UST Currently In Use: 4; UST Temp Close: 0; AST Currently In Use: 0; AST Temp Closed: 0 | 4 | 0 | 0 | 12409-069-017518 | Tim Shirley
45835 | Currently in Use |  | 1995-06-14 |  | Petroleum | Unleaded gasoline | Unleaded gasoline | Retail | Steel | Steel | Coated & cathodic protection (sti-P3) |  | TCI |  |  | Catchment Basin | Flow Rest 90% Full | Flow Rest 90% Full |  |  | Continuous Automatic Tank Gauge |  | Automatic flow restrictor (MLLD) | Automatic flow restrictor (MLLD) |  | MANUAL/VISUAL CHECK | Annual line testing | Annual line testing |  | UST Currently In Use: 3; UST Temp Close: 0; AST Currently In Use: 0; AST Temp Closed: 0 | 3 | 0 | 0 | 13638-013-017519 | NEWTON OIL COMPANY
45837 | Currently in Use |  | 1995-06-14 |  | Petroleum | Mid-grade gasoline | Mid-grade gasoline | Retail | Steel | Steel | Coated & cathodic protection (sti-P3) |  | Flexible |  |  | Catchment Basin | Flow Rest 90% Full | Flow Rest 90% Full |  |  | Continuous Automatic Tank Gauge |  | Automatic flow restrictor (MLLD) | Automatic flow restrictor (MLLD) |  | MANUAL/VISUAL CHECK | Annual line testing | Annual line testing |  | UST Currently In Use: 3; UST Temp Close: 0; AST Currently In Use: 0; AST Temp Closed: 0 | 3 | 0 | 0 | 13638-013-017519 | NEWTON OIL COMPANY
45838 | Currently in Use |  | 1995-06-14 |  | Petroleum | Premium gasoline | Premium gasoline | Retail | Steel | Steel | Coated & cathodic protection (sti-P3) |  | TCI |  |  | Catchment Basin | Flow Rest 90% Full | Flow Rest 90% Full |  |  | Continuous Automatic Tank Gauge |  | Containment Sump | Automatic flow restrictor (MLLD) |  | MANUAL/VISUAL CHECK | Annual line testing | Annual line testing |  | UST Currently In Use: 3; UST Temp Close: 0; AST Currently In Use: 0; AST Temp Closed: 0 | 3 | 0 | 0 | 13638-013-017519 | NEWTON OIL COMPANY
45839 | Currently in Use |  | 1995-06-20 |  | Petroleum | Aviation fuel (JP-4; etc.) | Aviation fuel (JP-4; etc.) | Industrial | Steel | Steel | Coated & cathodic protection (sti-P3) |  | ABOVE GRND |  |  | Catchment Basin | Audible high level alarm At 90% full | Audible high level alarm At 90% full |  |  | Automatic Tank Gauge |  | Automatic flow restrictor (MLLD) | Automatic flow restrictor (MLLD) |  |  | Annual line testing | Annual line testing |  | UST Currently In Use: 1; UST Temp Close: 0; AST Currently In Use: 0; AST Temp Closed: 0 | 1 | 0 | 0 | 24718-107-017520 | HJH AVIATION LLC
45840 | Permanently Closed | 1997-10-09 | 1976-04-01 | 1997-10-09 | Petroleum | Unleaded gasoline | Unleaded gasoline | Retail | Steel | Steel |  | Painted or None | Steel |  | 1901-01-01 | [14 empty] | UST Currently In Use: 0; UST Temp Close: 0; AST Currently In Use: 0; AST Temp Closed: 0 | 0 | 0 | 2 | 19917-073-017521 | TATREE ANGKOOL
45841 | Permanently Closed | 1997-10-09 | 1976-04-01 | 1997-10-09 | Petroleum | Unleaded gasoline | Unleaded gasoline | Retail | Steel | Steel |  | Painted or None | Steel |  | 1901-01-01 | [14 empty] | UST Currently In Use: 0; UST Temp Close: 0; AST Currently In Use: 0; AST Temp Closed: 0 | 0 | 0 | 2 | 19917-073-017521 | TATREE ANGKOOL
45842 | Currently in Use |  | 1991-09-07 |  | Petroleum | Unleaded gasoline | Unleaded gasoline | State/Federal Government | Steel | Steel | Coated & cathodic protection (sti-P3) |  | Fiberglass reinforced plastic |  |  | Catchment Basin | Automatic shutoff device At 95% full | Automatic shutoff device At 95% full |  |  | Statistical Inventory Reconciliation (SIR) | [8 empty] | UST Currently In Use: 1; UST Temp Close: 0; AST Currently In Use: 0; AST Temp Closed: 0 | 1 | 0 | 4 | 12038-047-010345 | GEORGE C WALLACE STATE COMMUNITY COL
45843 | Temporary Closed | 2007-10-30 | 1995-06-20 |  | Petroleum | Unleaded gasoline | Unleaded gasoline | Retail | Single Wall | Single Wall | Coated & cathodic protection (sti-P3) |  | Fiberglass reinforced plastic |  |  | Catchment Basin | Automatic shutoff device At 95% full | Automatic shutoff device At 95% full |  | PIT LINER | Statistical Inventory Reconciliation (SIR) | [8 empty] | UST Currently In Use: 0; UST Temp Close: 2; AST Currently In Use: 0; AST Temp Closed: 0 | 0 | 2 | 4 | 26030-059-000488 | MADE IN USA PROPERTIES LLC
45844 | Currently in Use |  | 1995-07-19 |  | Petroleum | Unleaded gasoline | Unleaded gasoline | Retail | Steel | Steel | Coated & cathodic protection (sti-P3) |  | Fiberglass reinforced plastic |  |  | Catchment Basin | Flow Rest 90% Full | Flow Rest 90% Full |  |  | Continuous Automatic Tank Gauge | [8 empty] | UST Currently In Use: 3; UST Temp Close: 0; AST Currently In Use: 0; AST Temp Closed: 0 | 3 | 0 | 0 | 25179-021-017522 | HAMIDAH LADHANI
45845 | Currently in Use |  | 1995-07-19 |  | Petroleum | Premium gasoline | Premium gasoline | Retail | Steel | Steel | Coated & cathodic protection (sti-P3) |  | Fiberglass reinforced plastic |  |  | Catchment Basin | Flow Rest 90% Full | Flow Rest 90% Full |  |  | Continuous Automatic Tank Gauge | [8 empty] | UST Currently In Use: 3; UST Temp Close: 0; AST Currently In Use: 0; AST Temp Closed: 0 | 3 | 0 | 0 | 25179-021-017522 | HAMIDAH LADHANI
45848 | Permanently Closed | 2021-07-15 | 1995-04-01 | 2021-08-10 | Petroleum | Unleaded gasoline | Unleaded gasoline | Retail | Double Wall | Double Wall |  |  | Fiberglass reinforced plastic |  | 1901-01-01 | Catchment Basin | Automatic shutoff device At 95% full | Automatic shutoff device At 95% full | Interstitial Monitoring within Secondary Containment |  | Automatic Tank Gauge |  | Automatic flow restrictor (MLLD) | Automatic flow restrictor (MLLD) | Interstitial Monitoring within Secondary Containment | SENSOR TO ATG | Continuous alarm system | Annual line testing |  | UST Currently In Use: 0; UST Temp Close: 0; AST Currently In Use: 0; AST Temp Closed: 0 | 0 | 0 | 1 | 23344-073-017523 | ENTERPRISE LEASING CO - SO CNT LLC
45849 | Temporary Closed | 2011-06-29 | 1995-08-25 |  | Petroleum | Unleaded gasoline | Unleaded gasoline | Retail | Steel | Steel | Coated & cathodic protection (sti-P3) |  | Fiberglass reinforced plastic |  | 1901-01-01 | Catchment Basin | Flow Rest 90% Full | Flow Rest 90% Full |  |  | Statistical Inventory Reconciliation (SIR) |  | Automatic flow restrictor (MLLD) | Automatic flow restrictor (MLLD) |  |  | Annual line testing | Annual line testing |  | UST Currently In Use: 0; UST Temp Close: 3; AST Currently In Use: 0; AST Temp Closed: 0 | 0 | 3 | 0 | 23190-049-017524 | D&K PROPERTIES, INC.
45850 | Temporary Closed | 2011-06-29 | 1995-08-25 |  | Petroleum | Premium gasoline | Premium gasoline | Retail | Steel | Steel | Coated & cathodic protection (sti-P3) |  | Fiberglass reinforced plastic |  | 1901-01-01 | Catchment Basin | Flow Rest 90% Full | Flow Rest 90% Full |  |  | Statistical Inventory Reconciliation (SIR) |  | Automatic flow restrictor (MLLD) | Automatic flow restrictor (MLLD) |  |  | Statistical inventory reconciliation (SIR) | Annual line testing |  | UST Currently In Use: 0; UST Temp Close: 3; AST Currently In Use: 0; AST Temp Closed: 0 | 0 | 3 | 0 | 23190-049-017524 | D&K PROPERTIES, INC.
45851 | Temporary Closed | 2011-06-29 | 1995-08-25 |  | Petroleum | On road diesel | On road diesel | Retail | Steel | Steel | Coated & cathodic protection (sti-P3) |  | GEOFLEX II |  | 1901-01-01 | Catchment Basin | Flow Rest 90% Full | Flow Rest 90% Full |  |  | Statistical Inventory Reconciliation (SIR) | [8 empty] | UST Currently In Use: 0; UST Temp Close: 3; AST Currently In Use: 0; AST Temp Closed: 0 | 0 | 3 | 0 | 23190-049-017524 | D&K PROPERTIES, INC.
45852 | Permanently Closed | 2014-05-14 | 1995-01-23 | 2014-05-14 | Petroleum | Unleaded gasoline | Unleaded gasoline | Bulk facility | Steel | Steel | Coated & cathodic protection (sti-P3) |  | Fiberglass reinforced plastic |  |  | Catchment Basin | Flow Rest 90% Full | Flow Rest 90% Full |  |  | Automatic Tank Gauge | [5 empty] | Annual line testing | Annual line testing |  | UST Currently In Use: 0; UST Temp Close: 0; AST Currently In Use: 0; AST Temp Closed: 0 | 0 | 0 | 1 | 11238-117-017526 | COOKS PEST CONTROL
45854 | Permanently Closed | 2001-10-01 | 1995-05-30 | 2003-08-20 | Petroleum | Unleaded gasoline | Unleaded gasoline | Retail | DBWALL | Fiberglass coated steel |  |  | Fiberglass reinforced plastic |  | 1901-01-01 | Catchment Basin | Flow Rest 90% Full | Flow Rest 90% Full | Interstitial Monitoring within Secondary Containment |  | Automatic Tank Gauge | [8 empty] | UST Currently In Use: 0; UST Temp Close: 0; AST Currently In Use: 0; AST Temp Closed: 0 | 0 | 0 | 2 | 12740-121-017486 | JET PEP INC.
45855 | Permanently Closed | 2001-12-17 | 1995-05-30 | 2003-08-20 | Petroleum | Mid-grade gasoline | Mid-grade gasoline | Retail | DBWALL | Fiberglass coated steel |  |  | DBWALL |  | 1901-01-01 | Catchment Basin | Flow Rest 90% Full | Flow Rest 90% Full | Interstitial Monitoring within Secondary Containment |  | Automatic Tank Gauge |  |  |  | Interstitial Monitoring within Secondary Containment |  |  |  |  | UST Currently In Use: 0; UST Temp Close: 0; AST Currently In Use: 0; AST Temp Closed: 0 | 0 | 0 | 2 | 12740-121-017486 | JET PEP INC.
45856 | Currently in Use |  | 1995-06-20 |  | Petroleum | Unleaded gasoline | Unleaded gasoline | Retail | Fiberglass coated steel | Double Wall |  |  | Double Wall |  | 1901-01-01 | Catchment Basin | Automatic shutoff device At 95% full | Automatic shutoff device At 95% full | Interstitial Monitoring within Secondary Containment |  | Continuous Automatic Tank Gauge |  | Automatic flow restrictor (MLLD) | Automatic flow restrictor (MLLD) | Interstitial Monitoring within Secondary Containment | SENSOR TO ATG | Continuous alarm system | Annual line testing |  | UST Currently In Use: 2; UST Temp Close: 0; AST Currently In Use: 0; AST Temp Closed: 0 | 2 | 0 | 4 | 23413-003-008666 | CIRCLE K STORES, INC.
45857 | Currently in Use |  | 1995-06-20 |  | Petroleum | Premium gasoline | Premium gasoline | Retail | Double Wall | Double Wall |  |  | Flexible |  | 1901-01-01 | Catchment Basin | Automatic shutoff device At 95% full | Automatic shutoff device At 95% full | Interstitial Monitoring within Secondary Containment |  | Continuous Automatic Tank Gauge |  | Containment Sump | Automatic flow restrictor (MLLD) | Interstitial Monitoring within Secondary Containment | SENSOR TO ATG | Annual line testing | Annual line testing |  | UST Currently In Use: 2; UST Temp Close: 0; AST Currently In Use: 0; AST Temp Closed: 0 | 2 | 0 | 4 | 23413-003-008666 | CIRCLE K STORES, INC.
45858 | Currently in Use |  | 1994-06-15 |  | Petroleum | Unleaded gasoline | Unleaded gasoline | Retail | Fiberglass reinforced plastic | Fiberglass reinforced plastic |  |  | Double Wall |  | 1901-01-01 | Catchment Basin | Automatic shutoff device At 95% full | Automatic shutoff device At 95% full |  |  | Continuous Automatic Tank Gauge |  | Automatic flow restrictor (MLLD) | Automatic flow restrictor (MLLD) |  |  | Other | Annual line testing |  | UST Currently In Use: 3; UST Temp Close: 0; AST Currently In Use: 0; AST Temp Closed: 0 | 3 | 0 | 0 | 25457-073-003018 | ANDREW INVESTMENTS LLC
45859 | Currently in Use |  | 1994-06-15 |  | Petroleum | Unleaded gasoline | Unleaded gasoline | Retail | Fiberglass reinforced plastic | Fiberglass reinforced plastic |  |  | Fiberglass reinforced plastic |  | 1901-01-01 | Catchment Basin | Automatic shutoff device At 95% full | Automatic shutoff device At 95% full |  |  | Continuous Automatic Tank Gauge |  | Containment Sump | Automatic flow restrictor (MLLD) |  |  | WATERSUMP | Annual line testing |  | UST Currently In Use: 3; UST Temp Close: 0; AST Currently In Use: 0; AST Temp Closed: 0 | 3 | 0 | 0 | 25457-073-003018 | ANDREW INVESTMENTS LLC
45860 | Currently in Use |  | 1994-06-15 |  | Petroleum | Premium gasoline | Premium gasoline | Retail | Fiberglass reinforced plastic | Fiberglass reinforced plastic |  |  | Double Wall |  | 1901-01-01 | Catchment Basin | Automatic shutoff device At 95% full | Automatic shutoff device At 95% full |  |  | Continuous Automatic Tank Gauge |  | Automatic flow restrictor (MLLD) | Automatic flow restrictor (MLLD) |  |  | Annual line testing | Annual line testing |  | UST Currently In Use: 3; UST Temp Close: 0; AST Currently In Use: 0; AST Temp Closed: 0 | 3 | 0 | 0 | 25457-073-003018 | ANDREW INVESTMENTS LLC
45861 | Permanently Closed | 2002-02-01 | 1989-10-06 | 2009-06-17 | Petroleum | Unleaded gasoline | Unleaded gasoline | Retail | Fiberglass coated steel | Fiberglass coated steel |  |  | Fiberglass reinforced plastic |  | 1901-01-01 | Catchment Basin | Audible high level alarm At 90% full | Audible high level alarm At 90% full |  |  | Automatic Tank Gauge |  |  |  | Interstitial Monitoring within Secondary Containment |  |  |  |  | UST Currently In Use: 0; UST Temp Close: 0; AST Currently In Use: 0; AST Temp Closed: 0 | 0 | 0 | 8 | 14477-069-005270 | SOUTHEASTERN OIL CO INC
45862 | Permanently Closed | 2002-02-01 | 1989-10-06 | 2009-06-17 | Petroleum | Unleaded gasoline | Unleaded gasoline | Retail | Fiberglass coated steel | Fiberglass coated steel |  |  | Fiberglass reinforced plastic |  | 1901-01-01 | Catchment Basin | Audible high level alarm At 90% full | Audible high level alarm At 90% full |  |  | Automatic Tank Gauge |  |  |  | Interstitial Monitoring within Secondary Containment |  |  |  |  | UST Currently In Use: 0; UST Temp Close: 0; AST Currently In Use: 0; AST Temp Closed: 0 | 0 | 0 | 8 | 14477-069-005270 | SOUTHEASTERN OIL CO INC
45863 | Permanently Closed | 2002-02-01 | 1989-10-06 | 2009-06-17 | Petroleum | Unleaded gasoline | Unleaded gasoline | Retail | Fiberglass coated steel | Fiberglass coated steel |  |  | Fiberglass reinforced plastic |  | 1901-01-01 | Catchment Basin | Audible high level alarm At 90% full | Audible high level alarm At 90% full |  |  | Automatic Tank Gauge |  |  |  | Interstitial Monitoring within Secondary Containment |  |  |  |  | UST Currently In Use: 0; UST Temp Close: 0; AST Currently In Use: 0; AST Temp Closed: 0 | 0 | 0 | 8 | 14477-069-005270 | SOUTHEASTERN OIL CO INC
45864 | Permanently Closed | 2001-04-18 | 1989-10-06 | 2001-04-18 | Petroleum | Used oil | Used oil | Retail | Steel | Steel |  |  |  |  | 1901-01-01 | Other | EXEMPT | Other |  |  | Manual Tank Gauging (only tanks 1000 gal. or less and 48” or 64” in diameter) | [8 empty] | UST Currently In Use: 0; UST Temp Close: 0; AST Currently In Use: 0; AST Temp Closed: 0 | 0 | 0 | 8 | 14477-069-005270 | SOUTHEASTERN OIL CO INC
45865 | Currently in Use |  | 1995-12-28 |  | Petroleum | Premium gasoline | Premium gasoline | Retail | Steel | Single Wall | Coated & cathodic protection (sti-P3) |  | Double Wall |  |  | Catchment Basin | Flow Rest 90% Full | Flow Rest 90% Full |  |  | Continuous Automatic Tank Gauge | Single walled submersible pump containment sump | Containment Sump | Automatic flow restrictor (MLLD) |  | SENSOR TO ATG | Annual line testing | Annual line testing |  | UST Currently In Use: 3; UST Temp Close: 0; AST Currently In Use: 1; AST Temp Closed: 0 | 3 | 0 | 0 | 24563-127-017527 | K&K BUSINESS INC
45866 | Currently in Use |  | 1995-12-28 |  | Petroleum | Unleaded gasoline | Unleaded gasoline | Retail | Steel | Single Wall | Coated & cathodic protection (sti-P3) |  | Double Wall |  |  | Catchment Basin | Flow Rest 90% Full | Flow Rest 90% Full |  |  | Continuous Automatic Tank Gauge | Single walled submersible pump containment sump | Containment Sump | Automatic flow restrictor (MLLD) |  | SENSOR TO ATG | Annual line testing | Annual line testing |  | UST Currently In Use: 3; UST Temp Close: 0; AST Currently In Use: 1; AST Temp Closed: 0 | 3 | 0 | 0 | 24563-127-017527 | K&K BUSINESS INC
45867 | Currently in Use |  | 1995-12-28 |  | Petroleum | On road diesel | On road diesel | Retail | Steel | Single Wall | Coated & cathodic protection (sti-P3) |  | Double Wall |  |  | Catchment Basin | Flow Rest 90% Full | Flow Rest 90% Full |  |  | Continuous Automatic Tank Gauge | Single walled submersible pump containment sump | Automatic flow restrictor (MLLD) | Automatic flow restrictor (MLLD) |  | SENSOR TO ATG | Annual line testing | Annual line testing |  | UST Currently In Use: 3; UST Temp Close: 0; AST Currently In Use: 1; AST Temp Closed: 0 | 3 | 0 | 0 | 24563-127-017527 | K&K BUSINESS INC
45868 | Permanently Closed | 2002-12-20 | 1988-07-12 | 2004-03-10 | Petroleum | On road diesel | On road diesel | Bulk facility | Steel | Steel | Field installed cathodic protection |  | Fiberglass reinforced plastic |  | 1901-01-01 | Catchment Basin | Flow Rest 90% Full | Flow Rest 90% Full | [11 empty] | UST Currently In Use: 0; UST Temp Close: 0; AST Currently In Use: 0; AST Temp Closed: 0 | 0 | 0 | 3 | 10654-073-001482 | BOYD BROTHERS TRANSPORTATION CO INC
45869 | Currently in Use |  | 1995-09-14 |  | Petroleum | Unleaded gasoline | Unleaded gasoline | Retail | Steel | Steel | Coated & cathodic protection (sti-P3) |  | Fiberglass reinforced plastic |  | 1901-01-01 | Catchment Basin | Automatic shutoff device At 95% full | Automatic shutoff device At 95% full |  |  | Automatic Tank Gauge |  | Automatic flow restrictor (MLLD) | Automatic flow restrictor (MLLD) |  |  | Annual line testing | Annual line testing |  | UST Currently In Use: 3; UST Temp Close: 0; AST Currently In Use: 0; AST Temp Closed: 0 | 3 | 0 | 0 | 25932-003-017528 | JSN ENTERPRISES LLC
45870 | Currently in Use |  | 1995-09-14 |  | Petroleum | Premium gasoline | Premium gasoline | Retail | Steel | Steel | Coated & cathodic protection (sti-P3) |  | Fiberglass reinforced plastic |  | 1901-01-01 | Catchment Basin | Automatic shutoff device At 95% full | Automatic shutoff device At 95% full |  |  | Automatic Tank Gauge |  | Automatic flow restrictor (MLLD) | Automatic flow restrictor (MLLD) |  |  | Annual line testing | Annual line testing |  | UST Currently In Use: 3; UST Temp Close: 0; AST Currently In Use: 0; AST Temp Closed: 0 | 3 | 0 | 0 | 25932-003-017528 | JSN ENTERPRISES LLC
45871 | Currently in Use |  | 1995-09-14 |  | Petroleum | On road diesel | On road diesel | Retail | Steel | Steel | Coated & cathodic protection (sti-P3) |  | Fiberglass reinforced plastic |  | 1901-01-01 | Catchment Basin | Automatic shutoff device At 95% full | Automatic shutoff device At 95% full |  |  | Automatic Tank Gauge |  | Automatic flow restrictor (MLLD) | Automatic flow restrictor (MLLD) |  |  | Annual line testing | Annual line testing |  | UST Currently In Use: 3; UST Temp Close: 0; AST Currently In Use: 0; AST Temp Closed: 0 | 3 | 0 | 0 | 25932-003-017528 | JSN ENTERPRISES LLC
45872 | Currently in Use |  | 1995-06-10 |  | Petroleum | Unleaded gasoline | Unleaded gasoline | Retail | Steel | Steel | Coated & cathodic protection (sti-P3) |  | ENVIROFLEX |  |  | Catchment Basin | Flow Rest 90% Full | Audible high level alarm At 90% full |  |  | Continuous Automatic Tank Gauge |  | Automatic flow restrictor (MLLD) | Automatic flow restrictor (MLLD) |  |  | Annual line testing | Annual line testing |  | UST Currently In Use: 2; UST Temp Close: 0; AST Currently In Use: 0; AST Temp Closed: 0 | 2 | 0 | 0 | 16029-007-017529 | SHANE JONES
45873 | Currently in Use |  | 1995-06-10 |  | Petroleum | Unleaded gasoline | Unleaded gasoline | Retail | Steel | Steel | Coated & cathodic protection (sti-P3) |  | Flexible |  |  | Catchment Basin | Flow Rest 90% Full | Audible high level alarm At 90% full |  |  | Continuous Automatic Tank Gauge |  | Containment Sump | Automatic flow restrictor (MLLD) |  |  | Annual line testing | Annual line testing |  | UST Currently In Use: 2; UST Temp Close: 0; AST Currently In Use: 0; AST Temp Closed: 0 | 2 | 0 | 0 | 16029-007-017529 | SHANE JONES
45874 | Permanently Closed | 2001-04-20 | 1989-02-18 | 2004-08-26 | Petroleum | Unleaded gasoline | Unleaded gasoline | Industrial | Steel | Steel | Coated & cathodic protection (sti-P3) |  | Steel |  | 1901-01-01 | [5 empty] | Manual Tank Gauging (only tanks 1000 gal. or less and 48” or 64” in diameter) | [8 empty] | UST Currently In Use: 0; UST Temp Close: 0; AST Currently In Use: 0; AST Temp Closed: 0 | 0 | 0 | 1 | 19927-003-017530 | ALMS PUMP SERVICE
45875 | Permanently Closed | 2000-01-04 | 1994-10-25 | 2002-01-16 | Petroleum | Unleaded gasoline | Unleaded gasoline | Retail | Fiberglass reinforced plastic | Fiberglass reinforced plastic |  |  | Fiberglass reinforced plastic |  | 1901-01-01 | Catchment Basin | Flow Rest 90% Full | Flow Rest 90% Full | [11 empty] | UST Currently In Use: 0; UST Temp Close: 0; AST Currently In Use: 0; AST Temp Closed: 0 | 0 | 0 | 2 | 20299-073-017531 | BILLY POUNDS
45876 | Permanently Closed | 2000-01-04 | 1994-10-25 | 2002-01-16 | Petroleum | Unleaded gasoline | Unleaded gasoline | Retail | Fiberglass reinforced plastic | Fiberglass reinforced plastic |  |  | Fiberglass reinforced plastic |  | 1901-01-01 | Catchment Basin | Flow Rest 90% Full | Flow Rest 90% Full | [8 empty] | Annual line testing | Annual line testing |  | UST Currently In Use: 0; UST Temp Close: 0; AST Currently In Use: 0; AST Temp Closed: 0 | 0 | 0 | 2 | 20299-073-017531 | BILLY POUNDS
45877 | Currently in Use |  | 1995-06-15 |  | Petroleum | Unleaded gasoline | Unleaded gasoline | Retail | Fiberglass reinforced plastic | Fiberglass reinforced plastic |  |  | Double Wall |  | 1901-01-01 | Catchment Basin | Automatic shutoff device At 95% full | Automatic shutoff device At 95% full |  |  | Continuous Automatic Tank Gauge |  | Automatic flow restrictor (MLLD) | Automatic flow restrictor (MLLD) | Interstitial Monitoring within Secondary Containment |  | Annual line testing | Annual line testing |  | UST Currently In Use: 3; UST Temp Close: 0; AST Currently In Use: 0; AST Temp Closed: 0 | 3 | 0 | 0 | 26026-089-017532 | ROUROX INC
45878 | Currently in Use |  | 1995-06-15 |  | Petroleum | On road diesel | On road diesel | Retail | Fiberglass reinforced plastic | Fiberglass reinforced plastic |  |  | Double Wall |  | 1901-01-01 | Catchment Basin | Automatic shutoff device At 95% full | Automatic shutoff device At 95% full |  |  | Continuous Automatic Tank Gauge |  | Containment Sump | Automatic flow restrictor (MLLD) | Interstitial Monitoring within Secondary Containment |  | Annual line testing | Annual line testing |  | UST Currently In Use: 3; UST Temp Close: 0; AST Currently In Use: 0; AST Temp Closed: 0 | 3 | 0 | 0 | 26026-089-017532 | ROUROX INC
45879 | Currently in Use |  | 1995-06-15 |  | Petroleum | Premium gasoline | Premium gasoline | Retail | Fiberglass reinforced plastic | Fiberglass reinforced plastic |  |  | Double Wall |  | 1901-01-01 | Catchment Basin | Automatic shutoff device At 95% full | Automatic shutoff device At 95% full |  |  | Continuous Automatic Tank Gauge |  | Containment Sump | Automatic flow restrictor (MLLD) | Interstitial Monitoring within Secondary Containment |  | Continuous alarm system | Annual line testing |  | UST Currently In Use: 3; UST Temp Close: 0; AST Currently In Use: 0; AST Temp Closed: 0 | 3 | 0 | 0 | 26026-089-017532 | ROUROX INC
45880 | Currently in Use |  | 1989-09-30 |  | Petroleum | On road diesel | On road diesel | Bulk facility | Steel | Steel | Coated & cathodic protection (sti-P3) |  | Fiberglass reinforced plastic |  |  | Catchment Basin | Flow Rest 90% Full | Flow Rest 90% Full |  |  | Continuous Automatic Tank Gauge | [8 empty] | UST Currently In Use: 2; UST Temp Close: 0; AST Currently In Use: 0; AST Temp Closed: 0 | 2 | 0 | 3 | 12238-065-002432 | HALE COUNTY COMMISSION
45881 | Currently in Use |  | 1995-06-08 |  | Petroleum | Unleaded gasoline | Unleaded gasoline | Retail | Double Wall | Double Wall |  |  | Double Wall |  | 1901-01-01 | Catchment Basin | Automatic shutoff device At 95% full | Automatic shutoff device At 95% full |  |  | Statistical Inventory Reconciliation (SIR) | Single walled submersible pump containment sump | Automatic flow restrictor (MLLD) | Automatic flow restrictor (MLLD) | Interstitial Monitoring within Secondary Containment | SENSOR TO ATG | Statistical inventory reconciliation (SIR) | Continuous alarm system |  | UST Currently In Use: 2; UST Temp Close: 0; AST Currently In Use: 0; AST Temp Closed: 0 | 2 | 0 | 0 | 23413-073-017533 | CIRCLE K STORES, INC.
45882 | Currently in Use |  | 1995-06-08 |  | Petroleum | Premium gasoline | Premium gasoline | Retail | Double Wall | Double Wall |  |  | Fiberglass reinforced plastic |  | 1901-01-01 | Catchment Basin | Automatic shutoff device At 95% full | Automatic shutoff device At 95% full | Interstitial Monitoring within Secondary Containment | SENSOR TO ATG | Statistical Inventory Reconciliation (SIR) | Single walled submersible pump containment sump | Containment Sump | Automatic flow restrictor (MLLD) | Interstitial Monitoring within Secondary Containment | SENSOR TO ATG | Annual line testing | Annual line testing |  | UST Currently In Use: 2; UST Temp Close: 0; AST Currently In Use: 0; AST Temp Closed: 0 | 2 | 0 | 0 | 23413-073-017533 | CIRCLE K STORES, INC.
45883 | Currently in Use |  | 1989-01-01 |  | Petroleum | On road diesel | On road diesel | Emergency Power Generator | Fiberglass reinforced plastic | Fiberglass reinforced plastic |  |  | Fiberglass reinforced plastic |  | 1901-01-01 | Catchment Basin | Flow Rest 90% Full | Flow Rest 90% Full |  |  | Automatic Tank Gauge | [8 empty] | UST Currently In Use: 1; UST Temp Close: 0; AST Currently In Use: 0; AST Temp Closed: 0 | 1 | 0 | 0 | 16407-101-017534 | RETIREMENT SYSTEMS OF ALABAMA
45884 | Currently in Use |  | 1989-05-01 |  | Petroleum | Other, FUEL OIL | Other | Emergency Power Generator | Fiberglass reinforced plastic | Fiberglass reinforced plastic |  |  | Fiberglass reinforced plastic |  | 1901-01-01 | Catchment Basin | Flow Rest 90% Full | Flow Rest 90% Full | Interstitial Monitoring within Secondary Containment | [10 empty] | UST Currently In Use: 1; UST Temp Close: 0; AST Currently In Use: 0; AST Temp Closed: 0 | 1 | 0 | 0 | 16407-101-017535 | RETIREMENT SYSTEMS OF ALABAMA
45885 | Currently in Use |  | 1995-04-18 |  | Petroleum | On road diesel | On road diesel | Retail | Fiberglass reinforced plastic | Fiberglass reinforced plastic |  |  | Flexible | APT | 1901-01-01 | Catchment Basin | Flow Rest 90% Full | Flow Rest 90% Full |  |  | Automatic Tank Gauge | [8 empty] | UST Currently In Use: 2; UST Temp Close: 0; AST Currently In Use: 1; AST Temp Closed: 0 | 2 | 0 | 0 | 24156-115-017537 | BABU JEE INC
45886 | Currently in Use |  | 1995-04-18 |  | Petroleum | Unleaded gasoline | Unleaded gasoline | Retail | Fiberglass reinforced plastic | Fiberglass reinforced plastic |  |  | Flexible | APT | 1901-01-01 | Catchment Basin | Flow Rest 90% Full | Flow Rest 90% Full |  |  | Automatic Tank Gauge |  | Containment Sump | Automatic flow restrictor (MLLD) |  |  | Annual line testing | Annual line testing |  | UST Currently In Use: 2; UST Temp Close: 0; AST Currently In Use: 1; AST Temp Closed: 0 | 2 | 0 | 0 | 24156-115-017537 | BABU JEE INC
45887 | Currently in Use |  | 1995-08-30 |  | Petroleum | Unleaded gasoline | Unleaded gasoline | Retail | Fiberglass reinforced plastic | Fiberglass reinforced plastic |  |  | Fiberglass reinforced plastic |  | 1901-01-01 | Catchment Basin | Flow Rest 90% Full | Flow Rest 90% Full |  |  | Statistical Inventory Reconciliation (SIR) |  | Automatic flow restrictor (MLLD) | Automatic flow restrictor (MLLD) |  |  | Statistical inventory reconciliation (SIR) | Statistical inventory reconciliation (SIR) |  | UST Currently In Use: 3; UST Temp Close: 0; AST Currently In Use: 0; AST Temp Closed: 0 | 3 | 0 | 0 | 14410-003-017538 | MCDONALD OIL COMPANY
45888 | Currently in Use |  | 1995-08-30 |  | Petroleum | Premium gasoline | Premium gasoline | Retail | Fiberglass reinforced plastic | Fiberglass reinforced plastic |  |  | Fiberglass reinforced plastic |  | 1901-01-01 | Catchment Basin | Flow Rest 90% Full | Flow Rest 90% Full |  |  | Statistical Inventory Reconciliation (SIR) |  | Automatic flow restrictor (MLLD) | Automatic flow restrictor (MLLD) |  |  | Statistical inventory reconciliation (SIR) | Statistical inventory reconciliation (SIR) |  | UST Currently In Use: 3; UST Temp Close: 0; AST Currently In Use: 0; AST Temp Closed: 0 | 3 | 0 | 0 | 14410-003-017538 | MCDONALD OIL COMPANY
45889 | Currently in Use |  | 1995-08-30 |  | Petroleum | On road diesel | On road diesel | Retail | Fiberglass reinforced plastic | Fiberglass reinforced plastic |  |  | Fiberglass reinforced plastic |  | 1901-01-01 | Catchment Basin | Flow Rest 90% Full | Flow Rest 90% Full |  |  | Statistical Inventory Reconciliation (SIR) |  | Automatic flow restrictor (MLLD) | Automatic flow restrictor (MLLD) |  |  | Statistical inventory reconciliation (SIR) | Statistical inventory reconciliation (SIR) |  | UST Currently In Use: 3; UST Temp Close: 0; AST Currently In Use: 0; AST Temp Closed: 0 | 3 | 0 | 0 | 14410-003-017538 | MCDONALD OIL COMPANY
45890 | Currently in Use |  | 1995-07-19 |  | Petroleum | On road diesel | On road diesel | Emergency power generator | Fiberglass reinforced plastic | Double Wall |  |  | COPPER |  | 1901-01-01 | Double walled catchment basin | Audible high level alarm At 90% full | Audible high level alarm At 90% full | Interstitial Monitoring within Secondary Containment | SENSOR TO ATG | Automatic Tank Gauge | [8 empty] | UST Currently In Use: 1; UST Temp Close: 0; AST Currently In Use: 0; AST Temp Closed: 0 | 1 | 0 | 2 | 14462-073-012054 | BELLSOUTH TELECOMM. DBA AT&T ALA.
45891 | Currently in Use |  | 1995-09-15 |  | Petroleum | On road diesel | On road diesel | Industrial | Steel | Steel | Coated & cathodic protection (sti-P3) |  | Fiberglass reinforced plastic |  |  | Catchment Basin | Automatic shutoff device At 95% full | Automatic shutoff device At 95% full |  |  | Other | [8 empty] | UST Currently In Use: 1; UST Temp Close: 0; AST Currently In Use: 0; AST Temp Closed: 0 | 1 | 0 | 0 | 19933-097-017539 | VAN ELMORE SERVICES INC
45892 | Permanently Closed | 2013-01-01 | 1995-09-10 | 2015-05-05 | Petroleum | On road diesel | On road diesel | Emergency Power Generator | Fiberglass coated steel | Fiberglass coated steel |  |  | Fiberglass reinforced plastic |  | 1901-01-01 | Catchment Basin | Automatic shutoff device At 95% full | Automatic shutoff device At 95% full |  |  | Automatic Tank Gauge | [8 empty] | UST Currently In Use: 0; UST Temp Close: 0; AST Currently In Use: 0; AST Temp Closed: 0 | 0 | 0 | 1 | 19934-073-017540 | BAPTIST HOSPITAL FOUNDATION SVC CORP
45893 | Currently in Use |  | 1995-07-27 |  | Petroleum | Unleaded gasoline | Unleaded gasoline | Retail | Fiberglass reinforced plastic | Fiberglass reinforced plastic |  |  | Flexible | ENVIRON | 1901-01-01 | Catchment Basin | Flow Rest 90% Full | Flow Rest 90% Full |  |  | Continuous Automatic Tank Gauge |  | Automatic shutoff device (AELLD) | Automatic shutoff device (AELLD) | [5 empty] | UST Currently In Use: 1; UST Temp Close: 0; AST Currently In Use: 0; AST Temp Closed: 0 | 1 | 0 | 0 | 25976-125-017541 | R. PATEL AND V. PATEL
45894 | Temporary Closed | 2019-04-01 | 1995-10-03 |  | Petroleum | Unleaded gasoline | Unleaded gasoline | Retail | Single Wall | Single Wall | Coated & cathodic protection (sti-P3) |  | Single Wall |  |  | Catchment Basin | Automatic shutoff device At 95% full | Automatic shutoff device At 95% full |  |  | Continuous Automatic Tank Gauge | [8 empty] | UST Currently In Use: 0; UST Temp Close: 3; AST Currently In Use: 2; AST Temp Closed: 0 | 0 | 3 | 3 | 23429-055-008117 | MUSA PROPERTIES, LLC
45895 | Temporary Closed | 2019-04-01 | 1995-10-03 |  | Petroleum | Other, 100% | Other | Retail | Steel | Single Wall | Coated & cathodic protection (sti-P3) |  | Fiberglass reinforced plastic |  |  | Catchment Basin | Automatic shutoff device At 95% full | Automatic shutoff device At 95% full |  |  | Continuous Automatic Tank Gauge | [8 empty] | UST Currently In Use: 0; UST Temp Close: 3; AST Currently In Use: 2; AST Temp Closed: 0 | 0 | 3 | 3 | 23429-055-008117 | MUSA PROPERTIES, LLC
45896 | Temporary Closed | 2019-04-01 | 1995-10-03 |  | Petroleum | On road diesel | On road diesel | Retail | Steel | Single Wall | Coated & cathodic protection (sti-P3) |  | Fiberglass reinforced plastic |  |  | Catchment Basin | Automatic shutoff device At 95% full | Automatic shutoff device At 95% full |  |  | Continuous Automatic Tank Gauge | [8 empty] | UST Currently In Use: 0; UST Temp Close: 3; AST Currently In Use: 2; AST Temp Closed: 0 | 0 | 3 | 3 | 23429-055-008117 | MUSA PROPERTIES, LLC
45897 | Currently in Use |  | 1995-10-01 |  | Petroleum | Unleaded gasoline | Unleaded gasoline | Retail | Steel | Single Wall | Coated & cathodic protection (sti-P3) |  | Fiberglass reinforced plastic |  |  | Catchment Basin | Flow Rest 90% Full | Flow Rest 90% Full |  |  | Automatic Tank Gauge |  | Containment Sump | Automatic flow restrictor (MLLD) |  |  | Annual line testing | Annual line testing |  | UST Currently In Use: 3; UST Temp Close: 0; AST Currently In Use: 0; AST Temp Closed: 0 | 3 | 0 | 0 | 13284-133-017542 | H.L. MARTIN DISTRIBUTING CO.
45898 | Currently in Use |  | 1995-10-01 |  | Petroleum | Premium gasoline | Premium gasoline | Retail | Single Wall | Single Wall | Coated & cathodic protection (sti-P3) |  | Double Wall |  |  | Catchment Basin | Flow Rest 90% Full | Flow Rest 90% Full |  |  | Automatic Tank Gauge |  | Automatic flow restrictor (MLLD) | Automatic flow restrictor (MLLD) |  |  | Annual line testing | Annual line testing |  | UST Currently In Use: 3; UST Temp Close: 0; AST Currently In Use: 0; AST Temp Closed: 0 | 3 | 0 | 0 | 13284-133-017542 | H.L. MARTIN DISTRIBUTING CO.
45899 | Currently in Use |  | 1995-10-01 |  | Petroleum | On road diesel | On road diesel | Retail | Single Wall | Single Wall | Coated & cathodic protection (sti-P3) |  | Double Wall |  |  | Catchment Basin | Flow Rest 90% Full | Flow Rest 90% Full |  |  | Automatic Tank Gauge |  | Automatic flow restrictor (MLLD) | Automatic flow restrictor (MLLD) |  |  | Annual line testing | Annual line testing |  | UST Currently In Use: 3; UST Temp Close: 0; AST Currently In Use: 0; AST Temp Closed: 0 | 3 | 0 | 0 | 13284-133-017542 | H.L. MARTIN DISTRIBUTING CO.
45900 | Currently in Use |  | 1995-07-14 |  | Petroleum | Unleaded gasoline | Unleaded gasoline | Retail | Fiberglass coated steel | Fiberglass coated steel |  |  | Flexible |  | 1901-01-01 | Catchment Basin | Automatic shutoff device At 95% full | Automatic shutoff device At 95% full |  |  | Automatic Tank Gauge |  | Containment Sump | Automatic flow restrictor (MLLD) |  |  | Annual line testing | Annual line testing |  | UST Currently In Use: 1; UST Temp Close: 0; AST Currently In Use: 0; AST Temp Closed: 0 | 1 | 0 | 0 | 24798-025-017543 | THOMASVILLE DISCOUNT TOBACCO
45901 | Temporary Closed | 1999-11-10 | 1994-09-16 |  | Petroleum | On road diesel | On road diesel | Industrial | Fiberglass reinforced plastic | Fiberglass reinforced plastic |  |  | Fiberglass reinforced plastic |  | 1901-01-01 | Catchment Basin | Flow Rest 90% Full | Automatic shutoff device At 95% full | Interstitial Monitoring within Secondary Containment |  | Automatic Tank Gauge |  | Automatic flow restrictor (MLLD) | Automatic flow restrictor (MLLD) | Interstitial Monitoring within Secondary Containment |  | Annual line testing | Annual line testing |  | UST Currently In Use: 0; UST Temp Close: 1; AST Currently In Use: 0; AST Temp Closed: 0 | 0 | 1 | 3 | 21722-073-000052 | CYPRESS TRUCK LINES INC
45902 | Permanently Closed | 1999-10-26 | 1995-10-10 | 1999-10-26 | Petroleum | Virgin oil | Virgin oil | Industrial | Fiberglass coated steel | Fiberglass coated steel |  |  | Fiberglass reinforced plastic |  | 1901-01-01 | Catchment Basin | Audible high level alarm At 90% full | Audible high level alarm At 90% full | Interstitial Monitoring within Secondary Containment |  | Continuous Automatic Tank Gauge | [8 empty] | UST Currently In Use: 0; UST Temp Close: 0; AST Currently In Use: 2; AST Temp Closed: 0 | 0 | 0 | 3 | 19936-081-017544 | BRIGGS & STRATTON CORPORATION
45903 | Permanently Closed | 1999-09-08 | 1995-10-10 | 1999-10-26 | Petroleum | Other, EMPTY | Other | Industrial | Fiberglass coated steel | Fiberglass coated steel |  |  | Fiberglass reinforced plastic |  | 1901-01-01 | Catchment Basin | Audible high level alarm At 90% full | Audible high level alarm At 90% full | Interstitial Monitoring within Secondary Containment |  | Automatic Tank Gauge |  |  |  | Interstitial Monitoring within Secondary Containment |  |  |  |  | UST Currently In Use: 0; UST Temp Close: 0; AST Currently In Use: 2; AST Temp Closed: 0 | 0 | 0 | 3 | 19936-081-017544 | BRIGGS & STRATTON CORPORATION
45904 | Permanently Closed | 1999-10-26 | 1995-10-10 | 1999-10-26 | Petroleum | Aviation fuel (JP-4; etc.) | Aviation fuel (JP-4; etc.) | Industrial | Fiberglass coated steel | Fiberglass coated steel |  |  | Fiberglass reinforced plastic |  | 1901-01-01 | Catchment Basin | Audible high level alarm At 90% full | Audible high level alarm At 90% full | Interstitial Monitoring within Secondary Containment |  | Automatic Tank Gauge |  |  |  | Interstitial Monitoring within Secondary Containment |  |  |  |  | UST Currently In Use: 0; UST Temp Close: 0; AST Currently In Use: 2; AST Temp Closed: 0 | 0 | 0 | 3 | 19936-081-017544 | BRIGGS & STRATTON CORPORATION
45905 | Temporary Closed | 2008-03-01 | 1995-08-09 |  | Petroleum | On road diesel | On road diesel | Industrial | Steel | Steel | Coated & cathodic protection (sti-P3) |  | Fiberglass reinforced plastic |  |  | Catchment Basin | Flow Rest 90% Full | Flow Rest 90% Full |  |  | Statistical Inventory Reconciliation (SIR) | [8 empty] | UST Currently In Use: 0; UST Temp Close: 1; AST Currently In Use: 0; AST Temp Closed: 0 | 0 | 1 | 0 | 12425-073-017548 | HORNADY TRUCK LINE INC
45906 | Currently in Use |  | 1995-04-01 |  | Petroleum | Aviation fuel (JP-4; etc.) | Aviation fuel (JP-4; etc.) | Industrial | Double Wall | Double Wall |  |  | Steel |  | 1901-01-01 | Other | Flow Rest 90% Full | Audible high level alarm At 90% full |  |  | Continuous Automatic Tank Gauge |  | Other | Other |  | SENSOR TO ATG |  |  |  | UST Currently In Use: 2; UST Temp Close: 0; AST Currently In Use: 0; AST Temp Closed: 0 | 2 | 0 | 0 | 22293-073-017549 | HARBERT CORPORATION
45907 | Currently in Use |  | 1995-04-01 |  | Petroleum | Aviation fuel (JP-4; etc.) | Aviation fuel (JP-4; etc.) | Industrial | Double Wall | Double Wall |  |  | Steel |  | 1901-01-01 | Other | Automatic shutoff device At 95% full | Automatic shutoff device At 95% full | Interstitial Monitoring within Secondary Containment | SENSOR TO ATG | Continuous Automatic Tank Gauge |  | ABOVEGROUN | Other |  |  | ABOVEGROUN | Other |  | UST Currently In Use: 2; UST Temp Close: 0; AST Currently In Use: 0; AST Temp Closed: 0 | 2 | 0 | 0 | 22293-073-017549 | HARBERT CORPORATION
45908 | Currently in Use |  | 1995-09-01 |  | Petroleum | Unleaded gasoline | Unleaded gasoline | Retail | Fiberglass coated steel | Double Wall | Coated & cathodic protection (sti-P3) |  | Double Wall | OPW | 2009-07-30 | Catchment Basin | Flow Rest 90% Full | Flow Rest 90% Full | Interstitial Monitoring within Secondary Containment | SENSOR TO ATG | Continuous Automatic Tank Gauge |  | Containment Sump | Automatic shutoff device (AELLD) | Interstitial Monitoring within Secondary Containment |  |  |  |  | UST Currently In Use: 2; UST Temp Close: 0; AST Currently In Use: 0; AST Temp Closed: 0 | 2 | 0 | 3 | 12391-055-002872 | HOLLAR CO INC
45909 | Currently in Use |  | 1995-09-01 |  | Petroleum | Premium gasoline | Premium gasoline | Retail | Steel | Single Wall | Coated & cathodic protection (sti-P3) |  | Double Wall | OPW | 2009-07-30 | Catchment Basin | Flow Rest 90% Full | Flow Rest 90% Full |  |  | Continuous Automatic Tank Gauge |  | Automatic shutoff device (AELLD) | Automatic shutoff device (AELLD) | Interstitial Monitoring within Secondary Containment |  |  |  |  | UST Currently In Use: 2; UST Temp Close: 0; AST Currently In Use: 0; AST Temp Closed: 0 | 2 | 0 | 3 | 12391-055-002872 | HOLLAR CO INC
45910 | Currently in Use |  | 1985-11-15 |  | Petroleum | Unleaded gasoline | Unleaded gasoline | Retail | Steel | Steel | Coated & cathodic protection (sti-P3) |  | Fiberglass reinforced plastic |  |  | Catchment Basin | Automatic shutoff device At 95% full | Automatic shutoff device At 95% full |  |  | Automatic Tank Gauge |  | Containment Sump | Automatic flow restrictor (MLLD) |  |  | Annual line testing | Annual line testing |  | UST Currently In Use: 3; UST Temp Close: 0; AST Currently In Use: 0; AST Temp Closed: 0 | 3 | 0 | 0 | 24927-097-017551 | AKSHARDHAM INC
45911 | Currently in Use |  | 1985-11-15 |  | Petroleum | Other, 100% GAS | Other | Retail | Steel | Steel | Coated & cathodic protection (sti-P3) |  | Fiberglass reinforced plastic |  |  | Catchment Basin | Automatic shutoff device At 95% full | Automatic shutoff device At 95% full |  |  | Automatic Tank Gauge |  | Automatic flow restrictor (MLLD) | Automatic flow restrictor (MLLD) |  |  | Annual line testing | Annual line testing |  | UST Currently In Use: 3; UST Temp Close: 0; AST Currently In Use: 0; AST Temp Closed: 0 | 3 | 0 | 0 | 24927-097-017551 | AKSHARDHAM INC
45912 | Currently in Use |  | 1985-11-15 |  | Petroleum | On road diesel | On road diesel | Retail | Steel | Steel | Coated & cathodic protection (sti-P3) |  | Fiberglass reinforced plastic |  |  | Catchment Basin | Automatic shutoff device At 95% full | Automatic shutoff device At 95% full |  |  |  |  | Automatic flow restrictor (MLLD) | Automatic flow restrictor (MLLD) |  |  | Annual line testing | Annual line testing |  | UST Currently In Use: 3; UST Temp Close: 0; AST Currently In Use: 0; AST Temp Closed: 0 | 3 | 0 | 0 | 24927-097-017551 | AKSHARDHAM INC
45913 | Currently in Use |  | 1995-10-01 |  | Petroleum | Unleaded gasoline | Unleaded gasoline | Retail | Fiberglass coated steel | Fiberglass coated steel |  |  | Fiberglass reinforced plastic |  | 1901-01-01 | Catchment Basin | Flow Rest 90% Full | Flow Rest 90% Full |  |  | Continuous Automatic Tank Gauge | [8 empty] | UST Currently In Use: 2; UST Temp Close: 0; AST Currently In Use: 0; AST Temp Closed: 0 | 2 | 0 | 3 | 24087-021-014045 | FIROZ & JOHAINA POONAWALLA
45915 | Currently in Use |  | 1995-10-01 |  | Petroleum | Premium gasoline | Premium gasoline | Retail | Fiberglass coated steel | Fiberglass coated steel |  |  | Fiberglass reinforced plastic |  | 1901-01-01 | Catchment Basin | Flow Rest 90% Full | Flow Rest 90% Full |  |  | Continuous Automatic Tank Gauge | [8 empty] | UST Currently In Use: 2; UST Temp Close: 0; AST Currently In Use: 0; AST Temp Closed: 0 | 2 | 0 | 3 | 24087-021-014045 | FIROZ & JOHAINA POONAWALLA
45916 | Permanently Closed | 1994-11-12 | 1974-01-01 | 1997-11-12 | Petroleum | Unleaded gasoline | Unleaded gasoline | Emergency power generator | Steel | Steel |  |  |  |  | 1901-01-01 | [14 empty] | UST Currently In Use: 0; UST Temp Close: 0; AST Currently In Use: 0; AST Temp Closed: 0 | 0 | 0 | 1 | 19941-127-017552 | NORTHPORT HEALTH SERVICES,INC.
45917 | Temporary Closed | 2006-12-19 | 1995-06-15 |  | Petroleum | Unleaded gasoline | Unleaded gasoline | Retail | Steel | Steel | Coated & cathodic protection (sti-P3) |  | Fiberglass reinforced plastic |  |  | Catchment Basin | Automatic shutoff device At 95% full | Automatic shutoff device At 95% full |  |  | Statistical Inventory Reconciliation (SIR) | [8 empty] | UST Currently In Use: 0; UST Temp Close: 2; AST Currently In Use: 0; AST Temp Closed: 0 | 0 | 2 | 3 | 11656-047-004462 | EDWARDS AND EDWARDS INC
45918 | Temporary Closed | 2006-12-19 | 1995-06-15 |  | Petroleum | Unleaded gasoline | Unleaded gasoline | Retail | Steel | Steel | Coated & cathodic protection (sti-P3) |  | Fiberglass reinforced plastic |  |  | Catchment Basin | Automatic shutoff device At 95% full | Automatic shutoff device At 95% full |  |  | Statistical Inventory Reconciliation (SIR) | [8 empty] | UST Currently In Use: 0; UST Temp Close: 2; AST Currently In Use: 0; AST Temp Closed: 0 | 0 | 2 | 3 | 11656-047-004462 | EDWARDS AND EDWARDS INC
45919 | Permanently Closed | 1996-09-01 | 1974-01-01 | 1996-09-18 | Petroleum | Unleaded gasoline | Unleaded gasoline | Emergency power generator | Steel | Steel |  |  |  |  | 1901-01-01 | [14 empty] | UST Currently In Use: 0; UST Temp Close: 0; AST Currently In Use: 0; AST Temp Closed: 0 | 0 | 0 | 1 | 19941-013-017554 | NORTHPORT HEALTH SERVICES,INC.
45920 | Permanently Closed | 1995-03-01 | 1974-01-01 | 1996-03-26 | Petroleum | Unleaded gasoline | Unleaded gasoline | Bulk facility | Steel | Steel |  |  |  |  | 1901-01-01 | [14 empty] | UST Currently In Use: 0; UST Temp Close: 0; AST Currently In Use: 0; AST Temp Closed: 0 | 0 | 0 | 1 | 19941-041-017555 | NORTHPORT HEALTH SERVICES,INC.
45921 | Currently in Use |  | 1995-10-01 |  | Petroleum | Unleaded gasoline | Unleaded gasoline | Retail | Steel | Steel | Coated & cathodic protection (sti-P3) |  | Fiberglass reinforced plastic |  |  | Catchment Basin | Flow Rest 90% Full | Flow Rest 90% Full |  |  | Continuous Automatic Tank Gauge |  | Automatic flow restrictor (MLLD) | Automatic flow restrictor (MLLD) |  |  | Annual line testing | Annual line testing |  | UST Currently In Use: 3; UST Temp Close: 0; AST Currently In Use: 0; AST Temp Closed: 0 | 3 | 0 | 4 | 23730-047-009377 | FLAG LLC
45922 | Currently in Use |  | 1995-10-01 |  | Petroleum | Unleaded gasoline | Unleaded gasoline | Retail | Steel | Steel | Coated & cathodic protection (sti-P3) |  | Fiberglass reinforced plastic |  |  | Catchment Basin | Flow Rest 90% Full | Flow Rest 90% Full |  |  | Continuous Automatic Tank Gauge |  | Automatic flow restrictor (MLLD) | Automatic flow restrictor (MLLD) |  |  | Annual line testing | Annual line testing |  | UST Currently In Use: 3; UST Temp Close: 0; AST Currently In Use: 0; AST Temp Closed: 0 | 3 | 0 | 4 | 23730-047-009377 | FLAG LLC
45923 | Permanently Closed | 1977-10-21 | 1980-05-30 | 1999-04-21 | Petroleum | Unleaded gasoline | Unleaded gasoline | Bulk facility | Steel | Steel |  |  |  |  | 1901-01-01 | [11 empty] | Annual line testing | Annual line testing |  | UST Currently In Use: 0; UST Temp Close: 0; AST Currently In Use: 0; AST Temp Closed: 0 | 0 | 0 | 3 | 19943-027-017557 | CITY OF LINEVILLE
45924 | Currently in Use |  | 1995-04-08 |  | Petroleum | Other, CONV | Other | Retail | Single Wall | Single Wall | Coated & cathodic protection (sti-P3) |  | Fiberglass reinforced plastic |  | 1901-01-01 | Catchment Basin | Flow Rest 90% Full | Flow Rest 90% Full |  |  | Continuous Automatic Tank Gauge | Direct Bury submersible pump | Automatic flow restrictor (MLLD) | Automatic flow restrictor (MLLD) |  |  | Annual line testing | Annual line testing |  | UST Currently In Use: 4; UST Temp Close: 1; AST Currently In Use: 0; AST Temp Closed: 0 | 4 | 1 | 2 | 25076-043-008800 | HGK, INC.
45925 | Currently in Use |  | 1995-04-08 |  | Petroleum | Unleaded gasoline | Unleaded gasoline | Retail | Steel | Single Wall | Coated & cathodic protection (sti-P3) |  | Fiberglass reinforced plastic |  | 1901-01-01 | Catchment Basin | Flow Rest 90% Full | Flow Rest 90% Full |  |  | Continuous Automatic Tank Gauge | Direct Bury submersible pump | Automatic flow restrictor (MLLD) | Automatic flow restrictor (MLLD) |  |  | Annual line testing | Annual line testing |  | UST Currently In Use: 4; UST Temp Close: 1; AST Currently In Use: 0; AST Temp Closed: 0 | 4 | 1 | 2 | 25076-043-008800 | HGK, INC.
45926 | Currently in Use |  | 1995-03-01 |  | Petroleum | Unleaded gasoline | Unleaded gasoline | Retail | 8K/4K | Steel | Coated & cathodic protection (sti-P3) |  | Double Wall |  | 1901-01-01 | Catchment Basin | Flow Rest 90% Full | Flow Rest 90% Full |  |  | Automatic Tank Gauge |  | Containment Sump | Automatic flow restrictor (MLLD) |  |  | Annual line testing | Annual line testing |  | UST Currently In Use: 1; UST Temp Close: 0; AST Currently In Use: 0; AST Temp Closed: 0 | 1 | 0 | 3 | 23528-115-006074 | L&L MARKET LLC
45927 | Currently in Use |  | 1984-10-01 |  | Petroleum | On road diesel | On road diesel | Retail | Steel | Single Wall | Field installed cathodic protection |  | Single Wall |  |  | Catchment Basin | Automatic shutoff device At 95% full | Automatic shutoff device At 95% full |  |  | Continuous Automatic Tank Gauge |  | Automatic flow restrictor (MLLD) | Automatic flow restrictor (MLLD) |  |  | Annual line testing | Annual line testing |  | UST Currently In Use: 3; UST Temp Close: 0; AST Currently In Use: 0; AST Temp Closed: 0 | 3 | 0 | 0 | 22658-073-002372 | SOUTHEAST HOLDING INVESTMENT LLC
45928 | Permanently Closed | 1997-03-01 | 1983-06-10 | 1997-09-09 | Petroleum | Unleaded gasoline | Unleaded gasoline | Retail | Steel | Steel | Coated & cathodic protection (sti-P3) |  | Steel |  | 1901-01-01 |  | Flow Rest 90% Full | Flow Rest 90% Full | [11 empty] | UST Currently In Use: 0; UST Temp Close: 0; AST Currently In Use: 0; AST Temp Closed: 0 | 0 | 0 | 5 | 13447-125-007723 | MILLER GROCERY INC
45929 | Permanently Closed | 1998-01-01 | 1984-08-01 | 1998-01-09 | Petroleum | Kerosene | Kerosene | Retail | Steel | Steel | Field installed cathodic protection |  | Steel |  | 1901-01-01 | Catchment Basin | Flow Rest 90% Full | Automatic shutoff device At 95% full | [8 empty] | Annual line testing | Annual line testing |  | UST Currently In Use: 4; UST Temp Close: 0; AST Currently In Use: 0; AST Temp Closed: 0 | 4 | 0 | 1 | 22098-073-007757 | SHORT CREEK LLC
45930 | Temporary Closed | 2023-03-20 | 1995-09-15 |  | Petroleum | Unleaded gasoline | Unleaded gasoline | Retail | Double Wall | Double Wall |  |  | Double Wall |  | 1901-01-01 | Catchment Basin | Flow Rest 90% Full | Flow Rest 90% Full | Interstitial Monitoring within Secondary Containment |  | Automatic Tank Gauge |  | Containment Sump | Automatic flow restrictor (MLLD) | Interstitial Monitoring within Secondary Containment |  | Continuous alarm system | Continuous alarm system |  | UST Currently In Use: 0; UST Temp Close: 2; AST Currently In Use: 0; AST Temp Closed: 0 | 0 | 2 | 0 | 19942-125-017556 | TAYLORS AUTOMOTIVE LLC
45932 | Currently in Use |  | 1995-10-18 |  | Petroleum | Premium gasoline | Premium gasoline | Retail | Steel | Steel | Coated & cathodic protection (sti-P3) |  | STL @ H2O |  |  | Catchment Basin | Flow Rest 90% Full | Flow Rest 90% Full |  |  | Statistical Inventory Reconciliation (SIR) | [8 empty] | UST Currently In Use: 1; UST Temp Close: 0; AST Currently In Use: 0; AST Temp Closed: 0 | 1 | 0 | 0 | 24777-055-017562 | GODFREY'S MARINA, LLC
45933 | Temporary Closed | 2023-03-20 | 1995-09-15 |  | Petroleum | Premium gasoline | Premium gasoline | Retail | Fiberglass coated steel | Double Wall |  |  | TTLCONTAIN |  | 1901-01-01 | Catchment Basin | Flow Rest 90% Full | Flow Rest 90% Full | Interstitial Monitoring within Secondary Containment |  | Automatic Tank Gauge |  | Containment Sump | Automatic flow restrictor (MLLD) | Interstitial Monitoring within Secondary Containment |  | Continuous alarm system | Continuous alarm system |  | UST Currently In Use: 0; UST Temp Close: 2; AST Currently In Use: 0; AST Temp Closed: 0 | 0 | 2 | 0 | 19942-125-017556 | TAYLORS AUTOMOTIVE LLC
45934 | Currently in Use |  | 1991-10-07 |  | Petroleum | Ethanol free gasoline | Ethanol free gasoline | Retail | Steel | Steel | Coated & cathodic protection (sti-P3) |  | Fiberglass reinforced plastic |  |  | Catchment Basin | Automatic shutoff device At 95% full | Automatic shutoff device At 95% full |  |  | Continuous Automatic Tank Gauge | [8 empty] | UST Currently In Use: 4; UST Temp Close: 0; AST Currently In Use: 0; AST Temp Closed: 0 | 4 | 0 | 7 | 14136-117-010113 | ROBERT L KIRKLAND
45935 | Currently in Use |  | 1995-06-26 |  | Petroleum | Unleaded gasoline | Unleaded gasoline | Retail | Double Wall | Double Wall |  |  | Double Wall |  | 1995-06-26 | Catchment Basin | Audible high level alarm At 90% full | Audible high level alarm At 90% full | Interstitial Monitoring within Secondary Containment |  | Continuous Automatic Tank Gauge | Single walled submersible pump containment sump | Automatic shutoff device (AELLD) | Automatic shutoff device (AELLD) |  |  | Continuous alarm system | Annual line testing |  | UST Currently In Use: 3; UST Temp Close: 0; AST Currently In Use: 0; AST Temp Closed: 0 | 3 | 0 | 0 | 14001-073-017566 | RACETRAC PETROLEUM, INC.
45936 | Currently in Use |  | 1995-06-26 |  | Petroleum | On road diesel | On road diesel | Retail | Double Wall | Double Wall |  |  | Double Wall |  | 1995-06-26 | Catchment Basin | Audible high level alarm At 90% full | Audible high level alarm At 90% full | Interstitial Monitoring within Secondary Containment |  | Continuous Automatic Tank Gauge | Single walled submersible pump containment sump | Automatic shutoff device (AELLD) | Automatic shutoff device (AELLD) |  |  | Annual line testing | Annual line testing |  | UST Currently In Use: 3; UST Temp Close: 0; AST Currently In Use: 0; AST Temp Closed: 0 | 3 | 0 | 0 | 14001-073-017566 | RACETRAC PETROLEUM, INC.
45937 | Currently in Use |  | 1995-06-26 |  | Petroleum | Premium gasoline | Premium gasoline | Retail | Double Wall | Double Wall |  |  | Double Wall |  | 1995-06-26 | Catchment Basin | Audible high level alarm At 90% full | Audible high level alarm At 90% full | Interstitial Monitoring within Secondary Containment |  | Continuous Automatic Tank Gauge | Single walled submersible pump containment sump | Automatic shutoff device (AELLD) | Automatic shutoff device (AELLD) |  |  | Annual line testing | Annual line testing |  | UST Currently In Use: 3; UST Temp Close: 0; AST Currently In Use: 0; AST Temp Closed: 0 | 3 | 0 | 0 | 14001-073-017566 | RACETRAC PETROLEUM, INC.
45939 | Currently in Use |  | 1992-01-01 |  | Petroleum | On road diesel | On road diesel | Bulk facility | Double Wall | Double Wall |  |  | Steel |  | 1901-01-01 | Catchment Basin | Automatic shutoff device At 95% full | Automatic shutoff device At 95% full | Interstitial Monitoring within Secondary Containment | SENSOR TO ATG | Continuous Automatic Tank Gauge |  | Containment Sump | Containment Sump | [5 empty] | UST Currently In Use: 16; UST Temp Close: 0; AST Currently In Use: 4; AST Temp Closed: 0 | 16 | 0 | 39 | 10267-015-003643 | DEPT OF ARMY
45940 | Currently in Use |  | 1992-01-01 |  | Petroleum | On road diesel | On road diesel | Bulk facility | Fiberglass reinforced plastic | Double Wall |  |  | Steel |  | 1901-01-01 | Catchment Basin | Automatic shutoff device At 95% full | Automatic shutoff device At 95% full | Interstitial Monitoring within Secondary Containment | SENSOR TO ATG | Continuous Automatic Tank Gauge |  | Containment Sump | Containment Sump | [5 empty] | UST Currently In Use: 16; UST Temp Close: 0; AST Currently In Use: 4; AST Temp Closed: 0 | 16 | 0 | 39 | 10267-015-003643 | DEPT OF ARMY
45941 | Currently in Use |  | 1992-01-01 |  | Petroleum | Unleaded gasoline | Unleaded gasoline | Bulk facility | Fiberglass reinforced plastic | Double Wall |  |  | Fiberglass reinforced plastic |  | 1901-01-01 | Catchment Basin | Automatic shutoff device At 95% full | Automatic shutoff device At 95% full | Interstitial Monitoring within Secondary Containment | SENSOR TO ATG | Continuous Automatic Tank Gauge |  | Automatic shutoff device (AELLD) | Automatic shutoff device (AELLD) |  |  | Annual line testing | Annual line testing |  | UST Currently In Use: 16; UST Temp Close: 0; AST Currently In Use: 4; AST Temp Closed: 0 | 16 | 0 | 39 | 10267-015-003643 | DEPT OF ARMY
45942 | Currently in Use |  | 1992-01-01 |  | Petroleum | On road diesel | On road diesel | State/federal government | BUILDING-6 | Double Wall |  |  | Fiberglass reinforced plastic |  | 1901-01-01 | Catchment Basin | Automatic shutoff device At 95% full | Audible high level alarm At 90% full | Interstitial Monitoring within Secondary Containment | SENSOR TO ATG | Continuous Automatic Tank Gauge |  | Automatic shutoff device (AELLD) | Automatic shutoff device (AELLD) |  |  | Annual line testing | Annual line testing |  | UST Currently In Use: 16; UST Temp Close: 0; AST Currently In Use: 4; AST Temp Closed: 0 | 16 | 0 | 39 | 10267-015-003643 | DEPT OF ARMY
45943 | Permanently Closed | 2011-02-01 | 1994-01-01 | 2012-09-07 | Petroleum | Unleaded gasoline | Unleaded gasoline | Bulk facility | BLDG-78 | Double Wall |  |  | Fiberglass reinforced plastic |  | 1901-01-01 | Catchment Basin | Automatic shutoff device At 95% full | Audible high level alarm At 90% full | Interstitial Monitoring within Secondary Containment | SENSOR TO ATG | Continuous Automatic Tank Gauge | [8 empty] | UST Currently In Use: 16; UST Temp Close: 0; AST Currently In Use: 4; AST Temp Closed: 0 | 16 | 0 | 39 | 10267-015-003643 | DEPT OF ARMY
45944 | Permanently Closed | 2011-02-01 | 1994-01-01 | 2012-09-07 | Petroleum | On road diesel | On road diesel | State/federal government | Double Wall | Double Wall |  |  | Fiberglass reinforced plastic |  | 1901-01-01 | Catchment Basin | Audible high level alarm At 90% full | Audible high level alarm At 90% full | Interstitial Monitoring within Secondary Containment | SENSOR TO ATG | Continuous Automatic Tank Gauge | [8 empty] | UST Currently In Use: 16; UST Temp Close: 0; AST Currently In Use: 4; AST Temp Closed: 0 | 16 | 0 | 39 | 10267-015-003643 | DEPT OF ARMY
45945 | Permanently Closed | 2008-05-16 | 1995-01-01 | 2008-05-16 | Petroleum | On road diesel | On road diesel | Bulk facility | Double Wall | Double Wall |  |  | Fiberglass reinforced plastic |  | 1901-01-01 | Catchment Basin | Audible high level alarm At 90% full | Audible high level alarm At 90% full | Interstitial Monitoring within Secondary Containment | SENSOR TO ATG | Continuous Automatic Tank Gauge | [8 empty] | UST Currently In Use: 16; UST Temp Close: 0; AST Currently In Use: 4; AST Temp Closed: 0 | 16 | 0 | 39 | 10267-015-003643 | DEPT OF ARMY
45946 | Currently in Use |  | 1995-10-01 |  | Petroleum | Unleaded gasoline | Unleaded gasoline | Retail | Steel | Steel | Coated & cathodic protection (sti-P3) |  | Fiberglass reinforced plastic |  |  | Catchment Basin | Flow Rest 90% Full | Flow Rest 90% Full |  |  | Continuous Automatic Tank Gauge |  | Automatic flow restrictor (MLLD) | Automatic flow restrictor (MLLD) |  |  | Annual line testing | Annual line testing |  | UST Currently In Use: 2; UST Temp Close: 0; AST Currently In Use: 0; AST Temp Closed: 0 | 2 | 0 | 0 | 25218-097-008370 | SAI GURU INVESTMENTS LLC
45947 | Currently in Use |  | 1995-10-01 |  | Petroleum | Premium gasoline | Premium gasoline | Retail | Steel | Steel | Coated & cathodic protection (sti-P3) |  | Fiberglass reinforced plastic |  |  | Catchment Basin | Flow Rest 90% Full | Flow Rest 90% Full |  |  | Continuous Automatic Tank Gauge |  | Automatic flow restrictor (MLLD) | Automatic flow restrictor (MLLD) |  |  | Annual line testing | Annual line testing |  | UST Currently In Use: 2; UST Temp Close: 0; AST Currently In Use: 0; AST Temp Closed: 0 | 2 | 0 | 0 | 25218-097-008370 | SAI GURU INVESTMENTS LLC
45948 | Temporary Closed | 2017-01-01 | 1985-07-05 |  | Petroleum | On road diesel | On road diesel | Retail | Steel | Steel | Field installed cathodic protection |  | Steel |  |  | Catchment Basin | Automatic shutoff device At 95% full | Automatic shutoff device At 95% full |  |  | Statistical Inventory Reconciliation (SIR) |  | Automatic flow restrictor (MLLD) | Automatic flow restrictor (MLLD) |  |  | Statistical inventory reconciliation (SIR) | Statistical inventory reconciliation (SIR) |  | UST Currently In Use: 0; UST Temp Close: 3; AST Currently In Use: 0; AST Temp Closed: 0 | 0 | 3 | 0 | 25281-107-015111 | DANIEL LACKEY
45949 | Temporary Closed | 2014-06-06 | 1995-08-22 |  | Petroleum | Unleaded gasoline | Unleaded gasoline | Retail | Fiberglass reinforced plastic | Fiberglass reinforced plastic |  |  | Fiberglass reinforced plastic |  | 1901-01-01 | Catchment Basin | Flow Rest 90% Full | Flow Rest 90% Full |  |  | Statistical Inventory Reconciliation (SIR) | Single walled submersible pump containment sump | Automatic flow restrictor (MLLD) | Automatic flow restrictor (MLLD) |  |  | Statistical inventory reconciliation (SIR) | Statistical inventory reconciliation (SIR) |  | UST Currently In Use: 0; UST Temp Close: 3; AST Currently In Use: 0; AST Temp Closed: 0 | 0 | 3 | 5 | 15336-059-006582 | WEBB OIL COMPANY, INC.
45950 | Temporary Closed | 2014-06-06 | 1995-08-22 |  | Petroleum | Premium gasoline | Premium gasoline | Retail | Single Wall | Fiberglass reinforced plastic |  |  | Fiberglass reinforced plastic |  | 1901-01-01 | Catchment Basin | Flow Rest 90% Full | Flow Rest 90% Full |  |  | Statistical Inventory Reconciliation (SIR) | Single walled submersible pump containment sump | Automatic flow restrictor (MLLD) | Automatic flow restrictor (MLLD) |  |  | Statistical inventory reconciliation (SIR) | Statistical inventory reconciliation (SIR) |  | UST Currently In Use: 0; UST Temp Close: 3; AST Currently In Use: 0; AST Temp Closed: 0 | 0 | 3 | 5 | 15336-059-006582 | WEBB OIL COMPANY, INC.
45951 | Temporary Closed | 2014-06-06 | 1995-08-22 |  | Petroleum | On road diesel | On road diesel | Retail | Single Wall | Fiberglass reinforced plastic |  |  | Fiberglass reinforced plastic |  | 1901-01-01 | Catchment Basin | Flow Rest 90% Full | Flow Rest 90% Full |  |  | Statistical Inventory Reconciliation (SIR) | Single walled submersible pump containment sump | Automatic flow restrictor (MLLD) | Automatic flow restrictor (MLLD) |  |  | Statistical inventory reconciliation (SIR) | Statistical inventory reconciliation (SIR) |  | UST Currently In Use: 0; UST Temp Close: 3; AST Currently In Use: 0; AST Temp Closed: 0 | 0 | 3 | 5 | 15336-059-006582 | WEBB OIL COMPANY, INC.
45952 | Currently in Use |  | 1995-10-20 |  | Petroleum | Unleaded gasoline | Unleaded gasoline | Retail | Single Wall | Single Wall | Coated & cathodic protection (sti-P3) |  | Double Wall |  |  | Catchment Basin | Flow Rest 90% Full | Flow Rest 90% Full |  |  | Statistical Inventory Reconciliation (SIR) | Single walled submersible pump containment sump | Containment Sump | Automatic flow restrictor (MLLD) |  |  | Statistical inventory reconciliation (SIR) | Statistical inventory reconciliation (SIR) |  | UST Currently In Use: 2; UST Temp Close: 0; AST Currently In Use: 0; AST Temp Closed: 0 | 2 | 0 | 0 | 19966-133-017569 | J D CLARK
45953 | Currently in Use |  | 1995-10-20 |  | Petroleum | Unleaded gasoline | Unleaded gasoline | Retail | Steel | Single Wall | Coated & cathodic protection (sti-P3) |  | Flexible |  |  | Catchment Basin | Flow Rest 90% Full | Flow Rest 90% Full |  |  | Statistical Inventory Reconciliation (SIR) | Single walled submersible pump containment sump | Containment Sump | Automatic flow restrictor (MLLD) |  |  | Statistical inventory reconciliation (SIR) | Statistical inventory reconciliation (SIR) |  | UST Currently In Use: 2; UST Temp Close: 0; AST Currently In Use: 0; AST Temp Closed: 0 | 2 | 0 | 0 | 19966-133-017569 | J D CLARK
45955 | Currently in Use |  | 1995-09-02 |  | Petroleum | On road diesel | On road diesel | Emergency Power Generator | Double Wall | Double Wall |  |  | Fiberglass reinforced plastic |  |  | Catchment Basin | Audible high level alarm At 90% full | Audible high level alarm At 90% full | Interstitial Monitoring within Secondary Containment | SENSOR TO ATG | Automatic Tank Gauge | Single walled submersible pump containment sump | Containment Sump | Containment Sump | Interstitial Monitoring within Secondary Containment | SENSOR TO ATG | Continuous alarm system | Continuous alarm system |  | UST Currently In Use: 1; UST Temp Close: 0; AST Currently In Use: 0; AST Temp Closed: 0 | 1 | 0 | 1 | 14462-033-012206 | BELLSOUTH TELECOMM. DBA AT&T ALA.
45956 | Currently in Use |  | 1994-10-18 |  | Petroleum | Unleaded gasoline | Unleaded gasoline | Retail | Steel | Steel | Coated & cathodic protection (sti-P3) |  | Flexible |  | 1901-01-01 | Catchment Basin | Flow Rest 90% Full | Flow Rest 90% Full |  |  | Continuous Automatic Tank Gauge |  | Automatic shutoff device (AELLD) | Automatic shutoff device (AELLD) | [5 empty] | UST Currently In Use: 3; UST Temp Close: 0; AST Currently In Use: 0; AST Temp Closed: 0 | 3 | 0 | 0 | 11101-097-017570 | CLARK OIL COMPANY, INC.
45957 | Currently in Use |  | 1994-10-18 |  | Petroleum | Premium gasoline | Premium gasoline | Retail | Steel | Steel | Coated & cathodic protection (sti-P3) |  | Flexible |  | 1901-01-01 | Catchment Basin | Flow Rest 90% Full | Flow Rest 90% Full |  |  | Continuous Automatic Tank Gauge |  | Automatic shutoff device (AELLD) | Automatic shutoff device (AELLD) | [5 empty] | UST Currently In Use: 3; UST Temp Close: 0; AST Currently In Use: 0; AST Temp Closed: 0 | 3 | 0 | 0 | 11101-097-017570 | CLARK OIL COMPANY, INC.
45958 | Currently in Use |  | 1994-10-18 |  | Petroleum | On road diesel | On road diesel | Retail | Steel | Steel | Coated & cathodic protection (sti-P3) |  | Flexible |  | 1901-01-01 | Catchment Basin | Flow Rest 90% Full | Flow Rest 90% Full |  |  | Continuous Automatic Tank Gauge |  | Automatic shutoff device (AELLD) | Automatic shutoff device (AELLD) | [5 empty] | UST Currently In Use: 3; UST Temp Close: 0; AST Currently In Use: 0; AST Temp Closed: 0 | 3 | 0 | 0 | 11101-097-017570 | CLARK OIL COMPANY, INC.
45959 | Currently in Use |  | 1995-11-01 |  | Petroleum | Unleaded gasoline | Unleaded gasoline | Retail | Steel | Single Wall | Coated & cathodic protection (sti-P3) |  | CLAD STEEL |  |  | Catchment Basin | Automatic shutoff device At 95% full | Automatic shutoff device At 95% full |  |  | Continuous Automatic Tank Gauge |  | Automatic shutoff device (AELLD) | Automatic shutoff device (AELLD) | [5 empty] | UST Currently In Use: 2; UST Temp Close: 0; AST Currently In Use: 0; AST Temp Closed: 0 | 2 | 0 | 0 | 15420-115-017571 | MAPCO EXPRESS, INC.
45960 | Currently in Use |  | 1995-11-01 |  | Petroleum | Premium gasoline | Premium gasoline | Retail | Single Wall | Single Wall | Coated & cathodic protection (sti-P3) |  | Double Wall |  |  | Catchment Basin | Automatic shutoff device At 95% full | Automatic shutoff device At 95% full |  |  | Continuous Automatic Tank Gauge |  | Automatic shutoff device (AELLD) | Automatic shutoff device (AELLD) | [5 empty] | UST Currently In Use: 2; UST Temp Close: 0; AST Currently In Use: 0; AST Temp Closed: 0 | 2 | 0 | 0 | 15420-115-017571 | MAPCO EXPRESS, INC.
45961 | Currently in Use |  | 1995-09-01 |  | Petroleum | Unleaded gasoline | Unleaded gasoline | Retail | Fiberglass reinforced plastic | Fiberglass reinforced plastic |  |  | Fiberglass reinforced plastic |  | 1901-01-01 | Catchment Basin | Flow Rest 90% Full | Flow Rest 90% Full |  |  | Automatic Tank Gauge | [8 empty] | UST Currently In Use: 4; UST Temp Close: 0; AST Currently In Use: 0; AST Temp Closed: 0 | 4 | 0 | 0 | 25882-083-017572 | WALEED KASSIM ALGAADI
45962 | Currently in Use |  | 1995-09-01 |  | Petroleum | Mid-grade gasoline | Mid-grade gasoline | Retail | Fiberglass reinforced plastic | Fiberglass reinforced plastic |  |  | Fiberglass reinforced plastic |  | 1901-01-01 | Catchment Basin | Flow Rest 90% Full | Flow Rest 90% Full |  |  | Automatic Tank Gauge | [8 empty] | UST Currently In Use: 4; UST Temp Close: 0; AST Currently In Use: 0; AST Temp Closed: 0 | 4 | 0 | 0 | 25882-083-017572 | WALEED KASSIM ALGAADI
45964 | Currently in Use |  | 1995-09-01 |  | Petroleum | Unleaded gasoline | Unleaded gasoline | Retail | Fiberglass reinforced plastic | Fiberglass reinforced plastic |  |  | Fiberglass reinforced plastic |  | 1901-01-01 | Catchment Basin | Flow Rest 90% Full | Flow Rest 90% Full |  |  | Automatic Tank Gauge | [8 empty] | UST Currently In Use: 4; UST Temp Close: 0; AST Currently In Use: 0; AST Temp Closed: 0 | 4 | 0 | 0 | 25882-083-017572 | WALEED KASSIM ALGAADI
45965 | Currently in Use |  | 1995-09-01 |  | Petroleum | On road diesel | On road diesel | Retail | Fiberglass reinforced plastic | Fiberglass reinforced plastic |  |  | Fiberglass reinforced plastic |  | 1901-01-01 | Catchment Basin | Flow Rest 90% Full | Flow Rest 90% Full |  |  | Automatic Tank Gauge | [8 empty] | UST Currently In Use: 4; UST Temp Close: 0; AST Currently In Use: 0; AST Temp Closed: 0 | 4 | 0 | 0 | 25882-083-017572 | WALEED KASSIM ALGAADI
45966 | Temporary Closed | 2020-03-25 | 1995-11-02 |  | Petroleum | Other, 100% | Other | Retail | Steel | Steel | Coated & cathodic protection (sti-P3) |  | Double Wall |  | 1901-01-01 | Catchment Basin | Flow Rest 90% Full | Flow Rest 90% Full |  |  | Continuous Automatic Tank Gauge |  | Containment Sump | Automatic flow restrictor (MLLD) | Interstitial Monitoring within Secondary Containment | SENSOR TO ATG | Continuous alarm system | Continuous alarm system |  | UST Currently In Use: 0; UST Temp Close: 2; AST Currently In Use: 1; AST Temp Closed: 0 | 0 | 2 | 3 | 19970-015-007199 | JAMES D. HIBBITS
45967 | Temporary Closed | 2020-03-25 | 1995-11-06 |  | Petroleum | Unleaded gasoline | Unleaded gasoline | Retail | Steel | Steel | Coated & cathodic protection (sti-P3) |  | Fiberglass reinforced plastic |  | 1901-01-01 | Catchment Basin | Flow Rest 90% Full | Flow Rest 90% Full |  |  | Continuous Automatic Tank Gauge |  | Containment Sump | Automatic flow restrictor (MLLD) | Interstitial Monitoring within Secondary Containment | SENSOR TO ATG | Continuous alarm system | Continuous alarm system |  | UST Currently In Use: 0; UST Temp Close: 2; AST Currently In Use: 1; AST Temp Closed: 0 | 0 | 2 | 3 | 19970-015-007199 | JAMES D. HIBBITS
45968 | Currently in Use |  | 1995-11-10 |  | Petroleum | On road diesel | On road diesel | Retail | Fiberglass coated steel | Double Wall |  |  | Double Wall |  | 1901-01-01 | Catchment Basin | Flow Rest 90% Full | Flow Rest 90% Full |  |  | Continuous Automatic Tank Gauge |  | Automatic shutoff device (AELLD) | Automatic shutoff device (AELLD) |  |  | Continuous alarm system | Continuous alarm system |  | UST Currently In Use: 3; UST Temp Close: 0; AST Currently In Use: 0; AST Temp Closed: 0 | 3 | 0 | 0 | 25265-089-015771 | LGWS/CROSS AMERICA PARTNERS
45969 | Permanently Closed | 2001-08-14 | 1995-07-01 | 2001-08-14 | Petroleum | Unleaded gasoline | Unleaded gasoline | Local Government | Steel | Steel | Coated & cathodic protection (sti-P3) |  | Fiberglass reinforced plastic |  | 1901-01-01 | Catchment Basin | Automatic shutoff device At 95% full | Automatic shutoff device At 95% full |  |  | Automatic Tank Gauge | [5 empty] | Annual line testing | Annual line testing |  | UST Currently In Use: 0; UST Temp Close: 0; AST Currently In Use: 0; AST Temp Closed: 0 | 0 | 0 | 4 | 13129-083-001318 | LIMESTONE COUNTY COMMISION
45970 | Permanently Closed | 1996-06-21 | 1988-01-01 | 1996-08-15 | Petroleum | Unleaded gasoline | Unleaded gasoline | Industrial | Steel | Steel |  | Painted or None | Steel |  | 1901-01-01 | [11 empty] | Annual line testing | Annual line testing |  | UST Currently In Use: 0; UST Temp Close: 0; AST Currently In Use: 0; AST Temp Closed: 0 | 0 | 0 | 1 | 20015-093-017563 | FOWLER'S HAMILTON PETROLEUM LLC
45971 | Currently in Use |  | 1991-08-21 |  | Petroleum | Unleaded gasoline | Unleaded gasoline | Retail | Single Wall | Single Wall | Coated & cathodic protection (sti-P3) |  | Single Wall |  |  | Catchment Basin | Flow Rest 90% Full | Flow Rest 90% Full |  |  | Continuous Automatic Tank Gauge | Direct Bury submersible pump | Automatic flow restrictor (MLLD) | Automatic flow restrictor (MLLD) |  |  | Annual line testing | Annual line testing |  | UST Currently In Use: 3; UST Temp Close: 0; AST Currently In Use: 0; AST Temp Closed: 0 | 3 | 0 | 5 | 23624-081-006296 | AM-PM FOOD MART
45972 | Currently in Use |  | 1991-08-21 |  | Petroleum | Premium gasoline | Premium gasoline | Retail | Single Wall | Single Wall | Coated & cathodic protection (sti-P3) |  | Fiberglass reinforced plastic |  |  | Catchment Basin | Flow Rest 90% Full | Flow Rest 90% Full |  |  | Continuous Automatic Tank Gauge | Direct Bury submersible pump | Automatic flow restrictor (MLLD) | Automatic flow restrictor (MLLD) |  |  | Annual line testing | Annual line testing |  | UST Currently In Use: 3; UST Temp Close: 0; AST Currently In Use: 0; AST Temp Closed: 0 | 3 | 0 | 5 | 23624-081-006296 | AM-PM FOOD MART
45973 | Currently in Use |  | 1991-08-21 |  | Petroleum | Unleaded gasoline | Unleaded gasoline | Retail | Single Wall | Single Wall | Coated & cathodic protection (sti-P3) |  | Single Wall |  |  | Catchment Basin | Flow Rest 90% Full | Flow Rest 90% Full |  |  | Continuous Automatic Tank Gauge | Direct Bury submersible pump | Automatic flow restrictor (MLLD) | Automatic flow restrictor (MLLD) |  |  | Annual line testing | Annual line testing |  | UST Currently In Use: 3; UST Temp Close: 0; AST Currently In Use: 0; AST Temp Closed: 0 | 3 | 0 | 5 | 23624-081-006296 | AM-PM FOOD MART
45974 | Temporary Closed | 2009-01-13 | 1995-07-01 |  | Petroleum | Unleaded gasoline | Unleaded gasoline | Retail | Steel | Steel | Coated & cathodic protection (sti-P3) |  | Fiberglass reinforced plastic |  |  | Catchment Basin | Automatic shutoff device At 95% full | Automatic shutoff device At 95% full |  |  | Continuous Automatic Tank Gauge | [8 empty] | UST Currently In Use: 0; UST Temp Close: 2; AST Currently In Use: 0; AST Temp Closed: 0 | 0 | 2 | 3 | 24374-005-012914 | PARESH PATEL
45984 | Temporary Closed | 2009-01-13 | 1995-07-01 |  | Petroleum | Mid-grade gasoline | Mid-grade gasoline | Retail | Steel | Steel | Coated & cathodic protection (sti-P3) |  | Fiberglass reinforced plastic |  |  | Catchment Basin | Automatic shutoff device At 95% full | Automatic shutoff device At 95% full |  |  | Continuous Automatic Tank Gauge | [8 empty] | UST Currently In Use: 0; UST Temp Close: 2; AST Currently In Use: 0; AST Temp Closed: 0 | 0 | 2 | 3 | 24374-005-012914 | PARESH PATEL
45985 | Currently in Use |  | 1994-08-01 |  | Petroleum | Unleaded gasoline | Unleaded gasoline | Local Government | Steel | Steel | Coated & cathodic protection (sti-P3) |  | Fiberglass reinforced plastic |  |  | Catchment Basin | Flow Rest 90% Full | Flow Rest 90% Full |  |  | Automatic Tank Gauge | [8 empty] | UST Currently In Use: 1; UST Temp Close: 0; AST Currently In Use: 0; AST Temp Closed: 0 | 1 | 0 | 2 | 14393-117-012294 | SHELBY COUNTY BOARD OF EDUCATION
45986 | Currently in Use |  | 1995-10-23 |  | Petroleum | Unleaded gasoline | Unleaded gasoline | Retail | Steel | Single Wall | Coated & cathodic protection (sti-P3) |  | Fiberglass reinforced plastic |  |  | Catchment Basin | Automatic shutoff device At 95% full | Automatic shutoff device At 95% full |  |  | Continuous Automatic Tank Gauge | [8 empty] | UST Currently In Use: 4; UST Temp Close: 0; AST Currently In Use: 0; AST Temp Closed: 0 | 4 | 0 | 3 | 12534-055-005130 | IRA PHILLIPS INC
45987 | Currently in Use |  | 1995-10-23 |  | Petroleum | Other, REC 90 | Other | Retail | Steel | Single Wall | Coated & cathodic protection (sti-P3) |  | Fiberglass reinforced plastic |  |  | Catchment Basin | Automatic shutoff device At 95% full | Automatic shutoff device At 95% full |  |  | Continuous Automatic Tank Gauge | [8 empty] | UST Currently In Use: 4; UST Temp Close: 0; AST Currently In Use: 0; AST Temp Closed: 0 | 4 | 0 | 3 | 12534-055-005130 | IRA PHILLIPS INC
45988 | Permanently Closed | 2008-09-30 | 1995-10-28 | 2009-02-06 | Petroleum | Unleaded gasoline | Unleaded gasoline | Retail | Steel | Steel | Coated & cathodic protection (sti-P3) |  | Fiberglass reinforced plastic |  |  | Catchment Basin | Automatic shutoff device At 95% full | Automatic shutoff device At 95% full |  |  | Statistical Inventory Reconciliation (SIR) | [5 empty] | Statistical inventory reconciliation (SIR) | Statistical inventory reconciliation (SIR) |  | UST Currently In Use: 0; UST Temp Close: 0; AST Currently In Use: 0; AST Temp Closed: 0 | 0 | 0 | 5 | 17961-053-003607 | POARCH CREEK INDIANS
45989 | Permanently Closed | 2008-09-30 | 1995-10-28 | 2009-02-06 | Petroleum | Mid-grade gasoline | Mid-grade gasoline | Retail | Steel | Steel | Coated & cathodic protection (sti-P3) |  | Fiberglass reinforced plastic |  |  | Catchment Basin | Automatic shutoff device At 95% full | Automatic shutoff device At 95% full |  |  | Statistical Inventory Reconciliation (SIR) | [5 empty] | Statistical inventory reconciliation (SIR) | Statistical inventory reconciliation (SIR) |  | UST Currently In Use: 0; UST Temp Close: 0; AST Currently In Use: 0; AST Temp Closed: 0 | 0 | 0 | 5 | 17961-053-003607 | POARCH CREEK INDIANS
45990 | Permanently Closed | 2008-09-30 | 1995-10-28 | 2009-02-06 | Petroleum | Premium gasoline | Premium gasoline | Retail | Steel | Steel | Coated & cathodic protection (sti-P3) |  | Fiberglass reinforced plastic |  |  | Catchment Basin | Automatic shutoff device At 95% full | Automatic shutoff device At 95% full |  |  | Statistical Inventory Reconciliation (SIR) | [5 empty] | Statistical inventory reconciliation (SIR) | Statistical inventory reconciliation (SIR) |  | UST Currently In Use: 0; UST Temp Close: 0; AST Currently In Use: 0; AST Temp Closed: 0 | 0 | 0 | 5 | 17961-053-003607 | POARCH CREEK INDIANS
45991 | Permanently Closed | 2008-09-30 | 1995-10-28 | 2009-02-06 | Petroleum | On road diesel | On road diesel | Retail | Steel | Steel | Coated & cathodic protection (sti-P3) |  | Fiberglass reinforced plastic |  |  | Catchment Basin | Automatic shutoff device At 95% full | Automatic shutoff device At 95% full |  |  | Statistical Inventory Reconciliation (SIR) | [5 empty] | Statistical inventory reconciliation (SIR) | Statistical inventory reconciliation (SIR) |  | UST Currently In Use: 0; UST Temp Close: 0; AST Currently In Use: 0; AST Temp Closed: 0 | 0 | 0 | 5 | 17961-053-003607 | POARCH CREEK INDIANS
45992 | Permanently Closed | 2008-09-30 | 1995-10-28 | 2009-02-06 | Petroleum | On road diesel | On road diesel | Retail | Steel | Steel | Coated & cathodic protection (sti-P3) |  | Fiberglass reinforced plastic |  |  | Catchment Basin | Automatic shutoff device At 95% full | Automatic shutoff device At 95% full |  |  | Statistical Inventory Reconciliation (SIR) | [5 empty] | Statistical inventory reconciliation (SIR) | Statistical inventory reconciliation (SIR) |  | UST Currently In Use: 0; UST Temp Close: 0; AST Currently In Use: 0; AST Temp Closed: 0 | 0 | 0 | 5 | 17961-053-003607 | POARCH CREEK INDIANS
45993 | Currently in Use |  | 1996-09-13 |  | Petroleum | On road diesel | On road diesel | Retail | Single Wall | Single Wall | Coated & cathodic protection (sti-P3) |  | Fiberglass reinforced plastic | SA&TCI | 2016-08-19 | Catchment Basin | Automatic shutoff device At 95% full | Automatic shutoff device At 95% full |  |  | Automatic Tank Gauge |  | Automatic flow restrictor (MLLD) | Automatic flow restrictor (MLLD) | Interstitial Monitoring within Secondary Containment | MANUAL/VISUAL CHECK |  |  |  | UST Currently In Use: 3; UST Temp Close: 0; AST Currently In Use: 0; AST Temp Closed: 0 | 3 | 0 | 0 | 24816-053-017574 | DISHA LLC 3
45994 | Currently in Use |  | 1996-09-13 |  | Petroleum | Unleaded gasoline | Unleaded gasoline | Retail | Single Wall | Single Wall | Coated & cathodic protection (sti-P3) |  | Fiberglass reinforced plastic |  | 2016-08-19 | Catchment Basin | Automatic shutoff device At 95% full | Automatic shutoff device At 95% full |  |  | Automatic Tank Gauge |  | Containment Sump | Automatic flow restrictor (MLLD) | Interstitial Monitoring within Secondary Containment | MANUAL/VISUAL CHECK |  |  |  | UST Currently In Use: 3; UST Temp Close: 0; AST Currently In Use: 0; AST Temp Closed: 0 | 3 | 0 | 0 | 24816-053-017574 | DISHA LLC 3
45995 | Currently in Use |  | 1995-09-13 |  | Petroleum | Premium gasoline | Premium gasoline | Retail | Single Wall | Single Wall | Coated & cathodic protection (sti-P3) |  | Double Wall |  | 2016-08-19 | Catchment Basin | Automatic shutoff device At 95% full | Automatic shutoff device At 95% full |  |  | Automatic Tank Gauge |  | Containment Sump | Automatic flow restrictor (MLLD) | Interstitial Monitoring within Secondary Containment | MANUAL/VISUAL CHECK |  |  |  | UST Currently In Use: 3; UST Temp Close: 0; AST Currently In Use: 0; AST Temp Closed: 0 | 3 | 0 | 0 | 24816-053-017574 | DISHA LLC 3
45996 | Currently in Use |  | 1995-10-13 |  | Petroleum | Unleaded gasoline | Unleaded gasoline | Retail | Steel | Steel | Coated & cathodic protection (sti-P3) |  | Flexible | APT | 1901-01-01 | Catchment Basin | Automatic shutoff device At 95% full | Automatic shutoff device At 95% full |  |  | Continuous Automatic Tank Gauge | Single walled submersible pump containment sump | Automatic flow restrictor (MLLD) | Automatic flow restrictor (MLLD) | Interstitial Monitoring within Secondary Containment | SENSOR TO ATG | Annual line testing | Annual line testing |  | UST Currently In Use: 6; UST Temp Close: 0; AST Currently In Use: 0; AST Temp Closed: 0 | 6 | 0 | 0 | 18155-049-017575 | KILPATRICK QUICK MART, INC.
45997 | Currently in Use |  | 1995-10-13 |  | Petroleum | Unleaded gasoline | Unleaded gasoline | Retail | Steel | Steel | Coated & cathodic protection (sti-P3) |  | Flexible | APT | 1901-01-01 | Catchment Basin | Automatic shutoff device At 95% full | Automatic shutoff device At 95% full |  |  | Continuous Automatic Tank Gauge |  | Containment Sump | Containment Sump | [5 empty] | UST Currently In Use: 6; UST Temp Close: 0; AST Currently In Use: 0; AST Temp Closed: 0 | 6 | 0 | 0 | 18155-049-017575 | KILPATRICK QUICK MART, INC.
45998 | Currently in Use |  | 1995-10-13 |  | Petroleum | Premium gasoline | Premium gasoline | Retail | Steel | Steel | Coated & cathodic protection (sti-P3) |  | Flexible | APT | 1901-01-01 | Catchment Basin | Automatic shutoff device At 95% full | Automatic shutoff device At 95% full |  |  | Continuous Automatic Tank Gauge | Single walled submersible pump containment sump | Automatic flow restrictor (MLLD) | Automatic flow restrictor (MLLD) | Interstitial Monitoring within Secondary Containment | SENSOR TO ATG | Annual line testing | Annual line testing |  | UST Currently In Use: 6; UST Temp Close: 0; AST Currently In Use: 0; AST Temp Closed: 0 | 6 | 0 | 0 | 18155-049-017575 | KILPATRICK QUICK MART, INC.
45999 | Currently in Use |  | 1995-10-13 |  | Petroleum | On road diesel | On road diesel | Retail | Steel | Steel | Coated & cathodic protection (sti-P3) |  | Flexible | APT | 1901-01-01 | Catchment Basin | Automatic shutoff device At 95% full | Automatic shutoff device At 95% full |  |  | Continuous Automatic Tank Gauge | [8 empty] | UST Currently In Use: 6; UST Temp Close: 0; AST Currently In Use: 0; AST Temp Closed: 0 | 6 | 0 | 0 | 18155-049-017575 | KILPATRICK QUICK MART, INC.
46000 | Currently in Use |  | 1995-10-13 |  | Petroleum | Other, 100% | Other | Retail | Single Wall | Single Wall | Coated & cathodic protection (sti-P3) |  | Double Wall |  | 2011-12-01 | Catchment Basin | Automatic shutoff device At 95% full | Automatic shutoff device At 95% full |  |  | Continuous Automatic Tank Gauge |  | Automatic shutoff device (AELLD) | Automatic shutoff device (AELLD) | Interstitial Monitoring within Secondary Containment | SENSOR TO ATG | Continuous alarm system | Continuous alarm system |  | UST Currently In Use: 3; UST Temp Close: 0; AST Currently In Use: 0; AST Temp Closed: 0 | 3 | 0 | 6 | 23429-015-002742 | MUSA PROPERTIES, LLC
46001 | Currently in Use |  | 1995-10-18 |  | Petroleum | Unleaded gasoline | Unleaded gasoline | Retail | Steel | Single Wall | Coated & cathodic protection (sti-P3) |  | Double Wall |  |  | Catchment Basin | Flow Rest 90% Full | Flow Rest 90% Full |  |  | Automatic Tank Gauge | Single walled submersible pump containment sump | Automatic shutoff device (AELLD) | Automatic shutoff device (AELLD) | [5 empty] | UST Currently In Use: 3; UST Temp Close: 0; AST Currently In Use: 0; AST Temp Closed: 0 | 3 | 0 | 2 | 19979-033-003761 | RAYO MART INC
46002 | Currently in Use |  | 1995-10-18 |  | Petroleum | Premium gasoline | Premium gasoline | Retail | Single Wall | Single Wall | Coated & cathodic protection (sti-P3) |  | Flexible |  |  | Catchment Basin | Flow Rest 90% Full | Flow Rest 90% Full |  |  | Automatic Tank Gauge | Single walled submersible pump containment sump | Automatic shutoff device (AELLD) | Automatic shutoff device (AELLD) | [5 empty] | UST Currently In Use: 3; UST Temp Close: 0; AST Currently In Use: 0; AST Temp Closed: 0 | 3 | 0 | 2 | 19979-033-003761 | RAYO MART INC
46004 | Temporary Closed | 2017-02-17 | 1995-03-01 |  | Petroleum | On road diesel | On road diesel | Retail | Steel | Single Wall | Coated & cathodic protection (sti-P3) |  | Double Wall |  |  | Catchment Basin | Flow Rest 90% Full | Flow Rest 90% Full |  |  | Continuous Automatic Tank Gauge |  | Containment Sump | Automatic flow restrictor (MLLD) | Interstitial Monitoring within Secondary Containment |  | Annual line testing | Annual line testing |  | UST Currently In Use: 0; UST Temp Close: 5; AST Currently In Use: 0; AST Temp Closed: 0 | 0 | 5 | 5 | 24716-083-013442 | I-65 TRUCK STOP INC
46005 | Temporary Closed | 2017-02-17 | 1995-03-01 |  | Petroleum | On road diesel | On road diesel | Retail | Single Wall | Single Wall | Coated & cathodic protection (sti-P3) |  | Fiberglass reinforced plastic |  |  | Catchment Basin | Flow Rest 90% Full | Flow Rest 90% Full |  |  | Continuous Automatic Tank Gauge |  | Containment Sump | Automatic flow restrictor (MLLD) | Interstitial Monitoring within Secondary Containment |  | Annual line testing | Annual line testing |  | UST Currently In Use: 0; UST Temp Close: 5; AST Currently In Use: 0; AST Temp Closed: 0 | 0 | 5 | 5 | 24716-083-013442 | I-65 TRUCK STOP INC
46006 | Temporary Closed | 2017-02-17 | 1995-03-01 |  | Petroleum | Unleaded gasoline | Unleaded gasoline | Retail | Single Wall | Single Wall | Coated & cathodic protection (sti-P3) |  | Fiberglass reinforced plastic |  |  | Catchment Basin | Flow Rest 90% Full | Flow Rest 90% Full |  |  | Continuous Automatic Tank Gauge |  | Automatic flow restrictor (MLLD) | Automatic flow restrictor (MLLD) | Interstitial Monitoring within Secondary Containment |  | Annual line testing | Annual line testing |  | UST Currently In Use: 0; UST Temp Close: 5; AST Currently In Use: 0; AST Temp Closed: 0 | 0 | 5 | 5 | 24716-083-013442 | I-65 TRUCK STOP INC
46007 | Temporary Closed | 2017-02-17 | 1995-03-01 |  | Petroleum | Unleaded gasoline | Unleaded gasoline | Retail | Steel | Single Wall | Coated & cathodic protection (sti-P3) |  | Fiberglass reinforced plastic |  |  | Catchment Basin | Flow Rest 90% Full | Flow Rest 90% Full |  |  | Continuous Automatic Tank Gauge |  | Containment Sump | Automatic flow restrictor (MLLD) | Interstitial Monitoring within Secondary Containment |  | Annual line testing | Annual line testing |  | UST Currently In Use: 0; UST Temp Close: 5; AST Currently In Use: 0; AST Temp Closed: 0 | 0 | 5 | 5 | 24716-083-013442 | I-65 TRUCK STOP INC
46008 | Temporary Closed | 2017-02-17 | 1995-03-01 |  | Petroleum | Premium gasoline | Premium gasoline | Retail | Single Wall | Single Wall | Field installed cathodic protection |  | Double Wall |  |  | Catchment Basin | Flow Rest 90% Full | Flow Rest 90% Full |  |  | Continuous Automatic Tank Gauge |  | Containment Sump | Automatic flow restrictor (MLLD) | Interstitial Monitoring within Secondary Containment |  | Annual line testing | Annual line testing |  | UST Currently In Use: 0; UST Temp Close: 5; AST Currently In Use: 0; AST Temp Closed: 0 | 0 | 5 | 5 | 24716-083-013442 | I-65 TRUCK STOP INC
46009 | Permanently Closed | 2014-04-01 | 1986-01-01 | 2014-04-01 | Petroleum | Unleaded gasoline | Unleaded gasoline | Retail | Fiberglass reinforced plastic | Fiberglass reinforced plastic |  |  | Fiberglass reinforced plastic |  | 1901-01-01 | Catchment Basin | Flow Rest 90% Full | Flow Rest 90% Full |  |  | Continuous Automatic Tank Gauge |  | Automatic shutoff device (AELLD) | Automatic shutoff device (AELLD) | [5 empty] | UST Currently In Use: 2; UST Temp Close: 0; AST Currently In Use: 0; AST Temp Closed: 0 | 2 | 0 | 8 | 20072-073-011521 | A & M OIL CO LLC
46010 | Permanently Closed | 2014-04-01 | 1986-01-01 | 2014-04-01 | Petroleum | Mid-grade gasoline | Mid-grade gasoline | Retail | Fiberglass reinforced plastic | Fiberglass reinforced plastic |  |  | Fiberglass reinforced plastic |  | 1901-01-01 | Catchment Basin | Flow Rest 90% Full | Flow Rest 90% Full |  |  | Continuous Automatic Tank Gauge |  | Automatic shutoff device (AELLD) | Automatic shutoff device (AELLD) | [5 empty] | UST Currently In Use: 2; UST Temp Close: 0; AST Currently In Use: 0; AST Temp Closed: 0 | 2 | 0 | 8 | 20072-073-011521 | A & M OIL CO LLC
46011 | Permanently Closed | 2014-04-01 | 1986-01-01 | 2014-04-01 | Petroleum | Premium gasoline | Premium gasoline | Retail | Fiberglass reinforced plastic | Fiberglass reinforced plastic |  |  | Fiberglass reinforced plastic |  | 1901-01-01 | Catchment Basin | Flow Rest 90% Full | Flow Rest 90% Full |  |  | Continuous Automatic Tank Gauge |  | Automatic shutoff device (AELLD) | Automatic shutoff device (AELLD) | [5 empty] | UST Currently In Use: 2; UST Temp Close: 0; AST Currently In Use: 0; AST Temp Closed: 0 | 2 | 0 | 8 | 20072-073-011521 | A & M OIL CO LLC
46012 | Permanently Closed | 2005-10-24 | 1986-01-01 | 2014-04-01 | Petroleum | Used oil | Used oil | Retail | Fiberglass reinforced plastic | Fiberglass reinforced plastic |  |  | Fiberglass reinforced plastic |  | 1901-01-01 | Catchment Basin | Other | Other |  |  | Manual Tank Gauging (only tanks 1000 gal. or less and 48” or 64” in diameter) | [8 empty] | UST Currently In Use: 2; UST Temp Close: 0; AST Currently In Use: 0; AST Temp Closed: 0 | 2 | 0 | 8 | 20072-073-011521 | A & M OIL CO LLC
46013 | Currently in Use |  | 1995-10-24 |  | Petroleum | On road diesel | On road diesel | Retail | 20K/20K/20 | Double Wall |  |  | Double Wall |  | 1901-01-01 | Other | Flow Rest 90% Full | Flow Rest 90% Full | Interstitial Monitoring within Secondary Containment | SENSOR TO ATG | Other |  | Automatic shutoff device (AELLD) | Automatic shutoff device (AELLD) |  |  | Other | CITLD |  | UST Currently In Use: 3; UST Temp Close: 0; AST Currently In Use: 0; AST Temp Closed: 0 | 3 | 0 | 0 | 19984-073-017576 | PILOT TRAVEL CENTERS, LLC
46015 | Currently in Use |  | 1995-10-24 |  | Petroleum | Unleaded gasoline | Unleaded gasoline | Retail | Double Wall | Double Wall |  |  | DBW |  | 1901-01-01 | Other | Flow Rest 90% Full | Flow Rest 90% Full | Interstitial Monitoring within Secondary Containment | SENSOR TO ATG | Other |  | Automatic shutoff device (AELLD) | Automatic shutoff device (AELLD) |  |  | CITLD | CITLD |  | UST Currently In Use: 3; UST Temp Close: 0; AST Currently In Use: 0; AST Temp Closed: 0 | 3 | 0 | 0 | 19984-073-017576 | PILOT TRAVEL CENTERS, LLC
46017 | Currently in Use |  | 1995-10-24 |  | Petroleum | Premium gasoline | Premium gasoline | Retail | Double Wall | Double Wall |  |  | DBW |  | 1901-01-01 | Other | Flow Rest 90% Full | Flow Rest 90% Full | Interstitial Monitoring within Secondary Containment | SENSOR TO ATG | Other |  | Automatic shutoff device (AELLD) | Automatic shutoff device (AELLD) |  |  | Other | CITLD |  | UST Currently In Use: 3; UST Temp Close: 0; AST Currently In Use: 0; AST Temp Closed: 0 | 3 | 0 | 0 | 19984-073-017576 | PILOT TRAVEL CENTERS, LLC
46018 | Currently in Use |  | 1995-11-15 |  | Petroleum | On road diesel | On road diesel | Industrial | Fiberglass reinforced plastic | Fiberglass reinforced plastic |  |  | 1 PIECE |  | 2017-08-29 | Catchment Basin | Automatic shutoff device At 95% full | Automatic shutoff device At 95% full |  |  | Continuous Automatic Tank Gauge |  | Automatic flow restrictor (MLLD) | Automatic flow restrictor (MLLD) | Interstitial Monitoring within Secondary Containment | SENSOR TO ATG | Continuous alarm system | Continuous alarm system |  | UST Currently In Use: 1; UST Temp Close: 0; AST Currently In Use: 0; AST Temp Closed: 0 | 1 | 0 | 1 | 19455-073-017589 | BLUE BELL CREAMERIES
46019 | Permanently Closed | 2020-10-26 | 1995-11-15 |  | Petroleum | Unleaded gasoline | Unleaded gasoline | Industrial | Fiberglass reinforced plastic | Fiberglass reinforced plastic |  |  | 1 PIECE |  | 2017-08-29 | Catchment Basin | Automatic shutoff device At 95% full | Automatic shutoff device At 95% full |  |  | Continuous Automatic Tank Gauge |  | Containment Sump | Automatic flow restrictor (MLLD) | Interstitial Monitoring within Secondary Containment | SENSOR TO ATG | Continuous alarm system | Continuous alarm system |  | UST Currently In Use: 1; UST Temp Close: 0; AST Currently In Use: 0; AST Temp Closed: 0 | 1 | 0 | 1 | 19455-073-017589 | BLUE BELL CREAMERIES
46020 | Currently in Use |  | 1995-09-14 |  | Petroleum | Unleaded gasoline | Unleaded gasoline | Retail | Double Wall | Double Wall | Coated & cathodic protection (sti-P3) |  | Fiberglass reinforced plastic |  |  | Catchment Basin | Flow Rest 90% Full | Flow Rest 90% Full | Interstitial Monitoring within Secondary Containment | SENSOR TO ATG | Continuous Automatic Tank Gauge |  | Automatic flow restrictor (MLLD) | Automatic flow restrictor (MLLD) |  | SENSOR TO ATG | Continuous alarm system | Annual line testing |  | UST Currently In Use: 3; UST Temp Close: 0; AST Currently In Use: 0; AST Temp Closed: 0 | 3 | 0 | 1 | 13929-003-017592 | PRINCE OIL COMPANY, INC.
46021 | Currently in Use |  | 1995-09-14 |  | Petroleum | Premium gasoline | Premium gasoline | Retail | Steel | Double Wall | Coated & cathodic protection (sti-P3) |  | Fiberglass reinforced plastic |  |  | Catchment Basin | Flow Rest 90% Full | Flow Rest 90% Full | Interstitial Monitoring within Secondary Containment | SENSOR TO ATG | Continuous Automatic Tank Gauge |  | Containment Sump | Automatic flow restrictor (MLLD) |  | SENSOR TO ATG | Annual line testing | Annual line testing |  | UST Currently In Use: 3; UST Temp Close: 0; AST Currently In Use: 0; AST Temp Closed: 0 | 3 | 0 | 1 | 13929-003-017592 | PRINCE OIL COMPANY, INC.
46022 | Cannot Locate or abandoned | 2003-11-03 | 1911-11-11 |  | Petroleum | Unleaded gasoline | Unleaded gasoline | Retail | Fiberglass reinforced plastic | Fiberglass reinforced plastic |  |  | Fiberglass reinforced plastic |  | 1901-01-01 | Catchment Basin | [13 empty] | UST Currently In Use: 0; UST Temp Close: 0; AST Currently In Use: 0; AST Temp Closed: 0 | 0 | 0 | 0 | 19990-085-017593 | LARRY LANGLEY
46023 | Currently in Use |  | 1995-06-15 |  | Petroleum | Unleaded gasoline | Unleaded gasoline | Retail | Double Wall | Double Wall |  |  | Double Wall |  | 2014-01-20 | Catchment Basin | Flow Rest 90% Full | Flow Rest 90% Full | Interstitial Monitoring within Secondary Containment | SENSOR TO ATG | Continuous Automatic Tank Gauge |  | Containment Sump | Automatic flow restrictor (MLLD) |  | SENSOR TO ATG | Continuous alarm system | Continuous alarm system |  | UST Currently In Use: 2; UST Temp Close: 0; AST Currently In Use: 0; AST Temp Closed: 0 | 2 | 0 | 0 | 23413-097-017594 | CIRCLE K STORES, INC.
46024 | Currently in Use |  | 1995-06-15 |  | Petroleum | Premium gasoline | Premium gasoline | Retail | Double Wall | Double Wall |  |  | GEO-FLEX |  | 2014-01-20 | Catchment Basin | Flow Rest 90% Full | Flow Rest 90% Full | Interstitial Monitoring within Secondary Containment | SENSOR TO ATG | Continuous Automatic Tank Gauge |  | Automatic flow restrictor (MLLD) | Automatic flow restrictor (MLLD) |  | SENSOR TO ATG | Continuous alarm system | Continuous alarm system |  | UST Currently In Use: 2; UST Temp Close: 0; AST Currently In Use: 0; AST Temp Closed: 0 | 2 | 0 | 0 | 23413-097-017594 | CIRCLE K STORES, INC.
46025 | Currently in Use |  | 1995-10-26 |  | Petroleum | Unleaded gasoline | Unleaded gasoline | Retail | Steel | Steel | Coated & cathodic protection (sti-P3) |  | 2 PIECES |  |  | Catchment Basin | Flow Rest 90% Full | Flow Rest 90% Full |  |  | Continuous Automatic Tank Gauge |  | Automatic shutoff device (AELLD) | Automatic shutoff device (AELLD) |  |  | Statistical inventory reconciliation (SIR) | Statistical inventory reconciliation (SIR) |  | UST Currently In Use: 3; UST Temp Close: 0; AST Currently In Use: 0; AST Temp Closed: 0 | 3 | 0 | 3 | 22176-073-004366 | CIRCLE K
46026 | Currently in Use |  | 1995-10-26 |  | Petroleum | Premium gasoline | Premium gasoline | Retail | Steel | Steel | Coated & cathodic protection (sti-P3) |  | 2 PIECES |  |  | Catchment Basin | Flow Rest 90% Full | Flow Rest 90% Full |  |  | Continuous Automatic Tank Gauge |  | Automatic shutoff device (AELLD) | Automatic shutoff device (AELLD) |  |  | Statistical inventory reconciliation (SIR) | Statistical inventory reconciliation (SIR) |  | UST Currently In Use: 3; UST Temp Close: 0; AST Currently In Use: 0; AST Temp Closed: 0 | 3 | 0 | 3 | 22176-073-004366 | CIRCLE K
46027 | Currently in Use |  | 1995-10-26 |  | Petroleum | On road diesel | On road diesel | Retail | Steel | Steel | Coated & cathodic protection (sti-P3) |  | 2 PIECES |  |  | Catchment Basin | Flow Rest 90% Full | Flow Rest 90% Full |  |  | Continuous Automatic Tank Gauge |  | Automatic shutoff device (AELLD) | Automatic shutoff device (AELLD) |  |  | Statistical inventory reconciliation (SIR) | Statistical inventory reconciliation (SIR) |  | UST Currently In Use: 3; UST Temp Close: 0; AST Currently In Use: 0; AST Temp Closed: 0 | 3 | 0 | 3 | 22176-073-004366 | CIRCLE K
46028 | Currently in Use |  | 1995-05-18 |  | Petroleum | Unleaded gasoline | Unleaded gasoline | Retail | Steel | Steel | Coated & cathodic protection (sti-P3) |  | Flexible | ENVIRON |  | Catchment Basin | Flow Rest 90% Full | Flow Rest 90% Full |  |  | Continuous Automatic Tank Gauge |  | Containment Sump | Automatic shutoff device (AELLD) | Interstitial Monitoring within Secondary Containment | SENSOR TO ATG | Annual line testing | Annual line testing |  | UST Currently In Use: 3; UST Temp Close: 0; AST Currently In Use: 0; AST Temp Closed: 0 | 3 | 0 | 0 | 23429-015-017596 | MUSA PROPERTIES, LLC
46029 | Currently in Use |  | 1995-05-18 |  | Petroleum | Mid-grade gasoline | Mid-grade gasoline | Retail | Steel | Steel | Coated & cathodic protection (sti-P3) |  | Flexible | ENVIRON |  | Catchment Basin | Flow Rest 90% Full | Flow Rest 90% Full |  |  | Continuous Automatic Tank Gauge |  | Automatic shutoff device (AELLD) | Automatic shutoff device (AELLD) | Interstitial Monitoring within Secondary Containment | SENSOR TO ATG | Annual line testing | Annual line testing |  | UST Currently In Use: 3; UST Temp Close: 0; AST Currently In Use: 0; AST Temp Closed: 0 | 3 | 0 | 0 | 23429-015-017596 | MUSA PROPERTIES, LLC
46030 | Permanently Closed | 1998-03-02 | 1978-05-10 | 1998-03-02 | Petroleum | On road diesel | On road diesel | Retail | Steel | Steel |  |  | Steel |  | 1901-01-01 | [5 empty] | Manual Tank Gauging (only tanks 1000 gal. or less and 48” or 64” in diameter) | [8 empty] | UST Currently In Use: 0; UST Temp Close: 0; AST Currently In Use: 0; AST Temp Closed: 0 | 0 | 0 | 3 | 19996-021-017597 | NORTH MOUNTAIN ASSOCIATES INC
46031 | Permanently Closed | 1998-03-02 | 1978-05-10 | 1998-03-02 | Petroleum | Unleaded gasoline | Unleaded gasoline | Retail | Steel | Steel |  |  | Steel |  | 1901-01-01 | [5 empty] | Manual Tank Gauging (only tanks 1000 gal. or less and 48” or 64” in diameter) | [8 empty] | UST Currently In Use: 0; UST Temp Close: 0; AST Currently In Use: 0; AST Temp Closed: 0 | 0 | 0 | 3 | 19996-021-017597 | NORTH MOUNTAIN ASSOCIATES INC
46032 | Permanently Closed | 1998-03-02 | 1983-09-15 | 1998-03-02 | Petroleum | Unleaded gasoline | Unleaded gasoline | Retail | Steel | Steel |  |  | Steel |  | 1901-01-01 | [5 empty] | Manual Tank Gauging (only tanks 1000 gal. or less and 48” or 64” in diameter) | [8 empty] | UST Currently In Use: 0; UST Temp Close: 0; AST Currently In Use: 0; AST Temp Closed: 0 | 0 | 0 | 3 | 19996-021-017597 | NORTH MOUNTAIN ASSOCIATES INC
46033 | Permanently Closed | 2013-01-25 | 1981-01-01 | 2013-04-09 | Petroleum | On road diesel | On road diesel | Local government | Steel | Steel | Field installed cathodic protection |  | Steel |  |  | Catchment Basin | Flow Rest 90% Full | Flow Rest 90% Full |  |  | Automatic Tank Gauge | [5 empty] | Annual line testing | Annual line testing |  | UST Currently In Use: 2; UST Temp Close: 0; AST Currently In Use: 0; AST Temp Closed: 0 | 2 | 0 | 6 | 19997-089-017598 | MADISON COUNTY COMMISSION
46034 | Permanently Closed | 2013-01-25 | 1981-01-01 | 2013-04-09 | Petroleum | On road diesel | On road diesel | Local government | Steel | Steel | Field installed cathodic protection |  | Steel |  |  | Catchment Basin | Flow Rest 90% Full | Flow Rest 90% Full |  |  | Automatic Tank Gauge | [5 empty] | Annual line testing | Annual line testing |  | UST Currently In Use: 2; UST Temp Close: 0; AST Currently In Use: 0; AST Temp Closed: 0 | 2 | 0 | 6 | 19997-089-017598 | MADISON COUNTY COMMISSION
46035 | Permanently Closed | 2013-01-25 | 1981-01-01 | 2013-04-09 | Petroleum | On road diesel | On road diesel | Local government | Steel | Steel | Field installed cathodic protection |  | Steel |  |  | Catchment Basin | Flow Rest 90% Full | Flow Rest 90% Full |  |  | Automatic Tank Gauge |  | MANIFOLDED | Other |  |  | MANIFOLDED | Other |  | UST Currently In Use: 2; UST Temp Close: 0; AST Currently In Use: 0; AST Temp Closed: 0 | 2 | 0 | 6 | 19997-089-017598 | MADISON COUNTY COMMISSION
46036 | Permanently Closed | 2013-01-25 | 1981-01-01 | 2013-04-09 | Petroleum | Unleaded gasoline | Unleaded gasoline | Local government | Steel | Steel | Field installed cathodic protection |  | Steel |  |  | Catchment Basin | Flow Rest 90% Full | Flow Rest 90% Full |  |  | Automatic Tank Gauge | [5 empty] | Annual line testing | Annual line testing |  | UST Currently In Use: 2; UST Temp Close: 0; AST Currently In Use: 0; AST Temp Closed: 0 | 2 | 0 | 6 | 19997-089-017598 | MADISON COUNTY COMMISSION
46037 | Permanently Closed | 2012-02-01 | 1981-01-01 | 2013-04-09 | Petroleum | Unleaded gasoline | Unleaded gasoline | Local government | Steel | Steel | Field installed cathodic protection |  | Steel |  |  | Catchment Basin | Flow Rest 90% Full | Flow Rest 90% Full |  |  | Automatic Tank Gauge |  | MANIFOLDED | Other |  |  | MANIFOLDED | Other |  | UST Currently In Use: 2; UST Temp Close: 0; AST Currently In Use: 0; AST Temp Closed: 0 | 2 | 0 | 6 | 19997-089-017598 | MADISON COUNTY COMMISSION
46038 | Permanently Closed | 2012-02-01 | 1981-01-01 | 2013-04-09 | Petroleum | Unleaded gasoline | Unleaded gasoline | Local government | Steel | Steel | Field installed cathodic protection |  | Steel |  |  | Catchment Basin | Flow Rest 90% Full | Flow Rest 90% Full |  |  | Automatic Tank Gauge |  | MANIFOLDED | Other |  |  | Other | Other |  | UST Currently In Use: 2; UST Temp Close: 0; AST Currently In Use: 0; AST Temp Closed: 0 | 2 | 0 | 6 | 19997-089-017598 | MADISON COUNTY COMMISSION
46039 | Permanently Closed | 1996-12-02 | 1988-01-01 | 1998-12-02 | Petroleum | Unleaded gasoline | Unleaded gasoline | Industrial | Steel | Steel |  | Painted or None | Steel |  | 1901-01-01 | [11 empty] | Annual line testing | Annual line testing |  | UST Currently In Use: 0; UST Temp Close: 0; AST Currently In Use: 3; AST Temp Closed: 0 | 0 | 0 | 2 | 19997-089-017599 | MADISON COUNTY COMMISSION
46040 | Permanently Closed | 1996-12-02 | 1988-01-01 | 1998-12-02 | Petroleum | On road diesel | On road diesel | Industrial | Steel | Steel |  | Painted or None | Steel |  | 1901-01-01 | [11 empty] | Annual line testing | Annual line testing |  | UST Currently In Use: 0; UST Temp Close: 0; AST Currently In Use: 3; AST Temp Closed: 0 | 0 | 0 | 2 | 19997-089-017599 | MADISON COUNTY COMMISSION
46041 | Permanently Closed | 1998-03-25 | 1988-01-01 |  | Petroleum | Unleaded gasoline | Unleaded gasoline | Industrial | Steel | Steel |  |  | Steel |  | 1901-01-01 | [11 empty] | Annual line testing | Annual line testing |  | UST Currently In Use: 0; UST Temp Close: 0; AST Currently In Use: 2; AST Temp Closed: 0 | 0 | 0 | 2 | 19997-089-017600 | MADISON COUNTY COMMISSION
46042 | Permanently Closed | 1998-03-25 | 1988-01-01 | 1998-04-27 | Petroleum | On road diesel | On road diesel | Local Government | Steel | Steel |  |  | Steel |  | 1901-01-01 | [11 empty] | Annual line testing | Annual line testing |  | UST Currently In Use: 0; UST Temp Close: 0; AST Currently In Use: 2; AST Temp Closed: 0 | 0 | 0 | 2 | 19997-089-017600 | MADISON COUNTY COMMISSION
46043 | Currently in Use |  | 1995-06-22 |  | Petroleum | Unleaded gasoline | Unleaded gasoline | Retail | Steel | Steel | Coated & cathodic protection (sti-P3) |  | Fiberglass reinforced plastic |  |  | Catchment Basin | Flow Rest 90% Full | Flow Rest 90% Full |  |  | Continuous Automatic Tank Gauge |  | Automatic flow restrictor (MLLD) | Automatic flow restrictor (MLLD) |  |  | Annual line testing | Annual line testing |  | UST Currently In Use: 3; UST Temp Close: 0; AST Currently In Use: 0; AST Temp Closed: 0 | 3 | 0 | 0 | 21013-117-017601 | MIRAJ INC
46044 | Currently in Use |  | 1995-06-22 |  | Petroleum | Premium gasoline | Premium gasoline | Retail | Steel | Steel | Coated & cathodic protection (sti-P3) |  | Fiberglass reinforced plastic |  |  | Catchment Basin | Flow Rest 90% Full | Flow Rest 90% Full |  |  | Continuous Automatic Tank Gauge |  | Containment Sump | Automatic flow restrictor (MLLD) |  |  | Annual line testing | Annual line testing |  | UST Currently In Use: 3; UST Temp Close: 0; AST Currently In Use: 0; AST Temp Closed: 0 | 3 | 0 | 0 | 21013-117-017601 | MIRAJ INC
46045 | Currently in Use |  | 1995-06-22 |  | Petroleum | On road diesel | On road diesel | Retail | Steel | Steel | Coated & cathodic protection (sti-P3) |  | Fiberglass reinforced plastic |  |  | Catchment Basin | Flow Rest 90% Full | Flow Rest 90% Full |  |  | Continuous Automatic Tank Gauge |  | Containment Sump | Automatic flow restrictor (MLLD) |  |  | Annual line testing | Annual line testing |  | UST Currently In Use: 3; UST Temp Close: 0; AST Currently In Use: 0; AST Temp Closed: 0 | 3 | 0 | 0 | 21013-117-017601 | MIRAJ INC
46046 | Permanently Closed | 1998-06-17 | 1988-01-01 | 1998-06-17 | Petroleum | Unleaded gasoline | Unleaded gasoline | Industrial | Steel | Steel |  |  | Steel |  | 1901-01-01 | [11 empty] | Annual line testing | Annual line testing |  | UST Currently In Use: 0; UST Temp Close: 0; AST Currently In Use: 2; AST Temp Closed: 0 | 0 | 0 | 2 | 19997-089-017602 | MADISON COUNTY COMMISSION
46047 | Permanently Closed | 1998-06-17 | 1988-01-01 | 1998-06-17 | Petroleum | On road diesel | On road diesel | Industrial | Steel | Steel |  |  | Steel |  | 1901-01-01 | [11 empty] | Annual line testing | Annual line testing |  | UST Currently In Use: 0; UST Temp Close: 0; AST Currently In Use: 2; AST Temp Closed: 0 | 0 | 0 | 2 | 19997-089-017602 | MADISON COUNTY COMMISSION
46048 | Currently in Use |  | 1990-08-13 |  | Petroleum | Unleaded gasoline | Unleaded gasoline | Local government | Steel | Single Wall | Coated & cathodic protection (sti-P3) |  | Fiberglass reinforced plastic |  |  | Catchment Basin | Flow Rest 90% Full | Flow Rest 90% Full |  |  | Continuous Automatic Tank Gauge | [8 empty] | UST Currently In Use: 2; UST Temp Close: 0; AST Currently In Use: 0; AST Temp Closed: 0 | 2 | 0 | 0 | 19997-089-017604 | MADISON COUNTY COMMISSION
46049 | Currently in Use |  | 1990-08-13 |  | Petroleum | On road diesel | On road diesel | Local government | Single Wall | Single Wall | Coated & cathodic protection (sti-P3) |  | Fiberglass reinforced plastic |  |  | Catchment Basin | Flow Rest 90% Full | Flow Rest 90% Full |  |  | Continuous Automatic Tank Gauge | [8 empty] | UST Currently In Use: 2; UST Temp Close: 0; AST Currently In Use: 0; AST Temp Closed: 0 | 2 | 0 | 0 | 19997-089-017604 | MADISON COUNTY COMMISSION
46050 | Permanently Closed | 1996-04-02 | 1984-01-01 | 1996-04-02 | Petroleum | Unleaded gasoline | Unleaded gasoline | Local Government | Steel | Steel |  | Painted or None | Steel |  | 1901-01-01 | Catchment Basin | Automatic shutoff device At 95% full | Automatic shutoff device At 95% full |  |  | Automatic Tank Gauge | [5 empty] | Annual line testing | Annual line testing |  | UST Currently In Use: 0; UST Temp Close: 0; AST Currently In Use: 0; AST Temp Closed: 0 | 0 | 0 | 1 | 19997-089-017605 | MADISON COUNTY COMMISSION
46051 | Currently in Use |  | 1995-08-29 |  | Petroleum | Unleaded gasoline | Unleaded gasoline | Retail | Steel | Steel | Coated & cathodic protection (sti-P3) |  | Fiberglass reinforced plastic |  |  | Catchment Basin | Automatic shutoff device At 95% full | Automatic shutoff device At 95% full |  |  | Continuous Automatic Tank Gauge |  | Automatic flow restrictor (MLLD) | Automatic flow restrictor (MLLD) |  |  | Annual line testing | Annual line testing |  | UST Currently In Use: 3; UST Temp Close: 0; AST Currently In Use: 0; AST Temp Closed: 0 | 3 | 0 | 0 | 15201-117-017603 | VULCAN OIL COMPANY INC.
46052 | Currently in Use |  | 1995-08-29 |  | Petroleum | On road diesel | On road diesel | Retail | Steel | Steel | Coated & cathodic protection (sti-P3) |  | Fiberglass reinforced plastic |  |  | Catchment Basin | Automatic shutoff device At 95% full | Automatic shutoff device At 95% full |  |  | Continuous Automatic Tank Gauge |  | Automatic flow restrictor (MLLD) | Automatic flow restrictor (MLLD) |  |  | Annual line testing | Annual line testing |  | UST Currently In Use: 3; UST Temp Close: 0; AST Currently In Use: 0; AST Temp Closed: 0 | 3 | 0 | 0 | 15201-117-017603 | VULCAN OIL COMPANY INC.
46053 | Currently in Use |  | 1995-08-29 |  | Petroleum | Premium gasoline | Premium gasoline | Retail | Steel | Steel | Coated & cathodic protection (sti-P3) |  | Fiberglass reinforced plastic |  |  | Catchment Basin | Automatic shutoff device At 95% full | Automatic shutoff device At 95% full |  |  | Continuous Automatic Tank Gauge |  | Automatic flow restrictor (MLLD) | Automatic flow restrictor (MLLD) |  |  | Annual line testing | Annual line testing |  | UST Currently In Use: 3; UST Temp Close: 0; AST Currently In Use: 0; AST Temp Closed: 0 | 3 | 0 | 0 | 15201-117-017603 | VULCAN OIL COMPANY INC.
46054 |  | 1996-01-01 | 1992-04-19 |  | Petroleum | Unleaded gasoline | Unleaded gasoline | Retail | Steel | Steel |  |  | Steel |  | 1901-01-01 | [5 empty] | Statistical Inventory Reconciliation (SIR) | [8 empty] | UST Currently In Use: 0; UST Temp Close: 0; AST Currently In Use: 0; AST Temp Closed: 0 | 0 | 0 | 0 | 19998-127-017606 | EDDIE RAY TURNER
46055 |  | 1996-01-01 | 1982-04-18 23:00 |  | Petroleum | Unleaded gasoline | Unleaded gasoline | Retail | Steel | Steel |  |  | Steel |  | 1901-01-01 | [5 empty] | Statistical Inventory Reconciliation (SIR) | [8 empty] | UST Currently In Use: 0; UST Temp Close: 0; AST Currently In Use: 0; AST Temp Closed: 0 | 0 | 0 | 0 | 19998-127-017606 | EDDIE RAY TURNER
46056 |  | 1996-01-01 | 1982-04-18 23:00 |  | Petroleum | Unleaded gasoline | Unleaded gasoline | Retail | Steel | Steel |  |  | Steel |  | 1901-01-01 | [5 empty] | Statistical Inventory Reconciliation (SIR) | [8 empty] | UST Currently In Use: 0; UST Temp Close: 0; AST Currently In Use: 0; AST Temp Closed: 0 | 0 | 0 | 0 | 19998-127-017606 | EDDIE RAY TURNER
46057 |  | 1996-01-01 | 1982-04-18 23:00 |  | Petroleum | Unleaded gasoline | Unleaded gasoline | Retail | Steel | Steel |  |  | Steel |  | 1901-01-01 | [5 empty] | Statistical Inventory Reconciliation (SIR) | [8 empty] | UST Currently In Use: 0; UST Temp Close: 0; AST Currently In Use: 0; AST Temp Closed: 0 | 0 | 0 | 0 | 19998-127-017606 | EDDIE RAY TURNER
46058 | Permanently Closed | 1993-04-13 | 1985-01-01 | 1999-04-13 | Petroleum | Unleaded gasoline | Unleaded gasoline | Retail | Steel | Steel |  | Painted or None | Steel |  | 1901-01-01 | [5 empty] | Statistical Inventory Reconciliation (SIR) | [8 empty] | UST Currently In Use: 0; UST Temp Close: 0; AST Currently In Use: 0; AST Temp Closed: 0 | 0 | 0 | 2 | 20000-055-017607 | ERSTON S TONEY
46059 | Permanently Closed | 1993-04-13 | 1985-01-01 | 1999-04-13 | Petroleum | Unleaded gasoline | Unleaded gasoline | Retail | Steel | Steel |  | Painted or None | Steel |  | 1901-01-01 | [5 empty] | Statistical Inventory Reconciliation (SIR) | [8 empty] | UST Currently In Use: 0; UST Temp Close: 0; AST Currently In Use: 0; AST Temp Closed: 0 | 0 | 0 | 2 | 20000-055-017607 | ERSTON S TONEY
46060 | Currently in Use |  | 1995-11-14 |  | Petroleum | Premium gasoline | Premium gasoline | Retail | Steel | Steel | Coated & cathodic protection (sti-P3) |  | Double Wall |  |  | Catchment Basin | Flow Rest 90% Full | Flow Rest 90% Full |  |  | Automatic Tank Gauge | Single walled submersible pump containment sump | Automatic flow restrictor (MLLD) | Automatic flow restrictor (MLLD) |  | SENSOR TO ATG | Annual line testing | Annual line testing |  | UST Currently In Use: 4; UST Temp Close: 0; AST Currently In Use: 0; AST Temp Closed: 7 | 4 | 0 | 5 | 24613-033-010801 | SINGH-KAUR PROPERTIES LLC
46061 | Currently in Use |  | 1995-11-14 |  | Petroleum | Unleaded gasoline | Unleaded gasoline | Retail | Steel | Steel | Coated & cathodic protection (sti-P3) |  | Double Wall |  |  | Catchment Basin | Flow Rest 90% Full | Flow Rest 90% Full |  |  | Automatic Tank Gauge | Single walled submersible pump containment sump | Containment Sump | Automatic flow restrictor (MLLD) |  | SENSOR TO ATG | Annual line testing | Annual line testing |  | UST Currently In Use: 4; UST Temp Close: 0; AST Currently In Use: 0; AST Temp Closed: 7 | 4 | 0 | 5 | 24613-033-010801 | SINGH-KAUR PROPERTIES LLC
46062 | Currently in Use |  | 1995-11-14 |  | Petroleum | Unleaded gasoline | Unleaded gasoline | Retail | Steel | Steel | Coated & cathodic protection (sti-P3) |  | Double Wall |  |  | Catchment Basin | Flow Rest 90% Full | Flow Rest 90% Full |  |  | Automatic Tank Gauge | Single walled submersible pump containment sump | Automatic flow restrictor (MLLD) | Automatic flow restrictor (MLLD) |  | SENSOR TO ATG | Annual line testing | Annual line testing |  | UST Currently In Use: 4; UST Temp Close: 0; AST Currently In Use: 0; AST Temp Closed: 7 | 4 | 0 | 5 | 24613-033-010801 | SINGH-KAUR PROPERTIES LLC
46063 | Currently in Use |  | 1995-11-14 |  | Petroleum | On road diesel | On road diesel | Retail | Steel | Steel | Coated & cathodic protection (sti-P3) |  | Fiberglass reinforced plastic |  |  | Catchment Basin | Flow Rest 90% Full | Flow Rest 90% Full |  |  | Automatic Tank Gauge | [8 empty] | UST Currently In Use: 4; UST Temp Close: 0; AST Currently In Use: 0; AST Temp Closed: 7 | 4 | 0 | 5 | 24613-033-010801 | SINGH-KAUR PROPERTIES LLC
46064 | Currently in Use |  | 1995-06-18 |  | Petroleum | Unleaded gasoline | Unleaded gasoline | Retail | Steel | Steel | Coated & cathodic protection (sti-P3) |  | Fiberglass reinforced plastic |  |  | Catchment Basin | Flow Rest 90% Full | Flow Rest 90% Full |  |  | Statistical Inventory Reconciliation (SIR) |  | Automatic flow restrictor (MLLD) | Automatic flow restrictor (MLLD) |  |  | Statistical inventory reconciliation (SIR) | Statistical inventory reconciliation (SIR) |  | UST Currently In Use: 1; UST Temp Close: 3; AST Currently In Use: 0; AST Temp Closed: 0 | 1 | 3 | 0 | 24073-097-017608 | FAHEEM SIDDIQUI
46065 | Temporary Closed | 2012-01-01 | 1995-06-18 |  | Petroleum | Mid-grade gasoline | Mid-grade gasoline | Retail | Steel | Steel | Coated & cathodic protection (sti-P3) |  | Fiberglass reinforced plastic |  |  | Catchment Basin | Flow Rest 90% Full | Flow Rest 90% Full |  |  | Statistical Inventory Reconciliation (SIR) |  | Automatic flow restrictor (MLLD) | Automatic flow restrictor (MLLD) |  |  | Statistical inventory reconciliation (SIR) | Statistical inventory reconciliation (SIR) |  | UST Currently In Use: 1; UST Temp Close: 3; AST Currently In Use: 0; AST Temp Closed: 0 | 1 | 3 | 0 | 24073-097-017608 | FAHEEM SIDDIQUI
46066 | Temporary Closed | 2010-05-01 | 1995-06-18 |  | Petroleum | Premium gasoline | Premium gasoline | Retail | Steel | Steel | Coated & cathodic protection (sti-P3) |  | Fiberglass reinforced plastic |  |  | Catchment Basin | Flow Rest 90% Full | Flow Rest 90% Full |  |  | Statistical Inventory Reconciliation (SIR) |  | Automatic flow restrictor (MLLD) | Automatic flow restrictor (MLLD) |  |  | Statistical inventory reconciliation (SIR) | Statistical inventory reconciliation (SIR) |  | UST Currently In Use: 1; UST Temp Close: 3; AST Currently In Use: 0; AST Temp Closed: 0 | 1 | 3 | 0 | 24073-097-017608 | FAHEEM SIDDIQUI
46067 | Temporary Closed | 2009-06-09 | 1995-06-18 |  | Petroleum | On road diesel | On road diesel | Retail | Steel | Steel | Coated & cathodic protection (sti-P3) |  | Fiberglass reinforced plastic |  |  | Catchment Basin | Flow Rest 90% Full | Flow Rest 90% Full |  |  | Statistical Inventory Reconciliation (SIR) |  | Automatic flow restrictor (MLLD) | Automatic flow restrictor (MLLD) |  |  | Statistical inventory reconciliation (SIR) | Statistical inventory reconciliation (SIR) |  | UST Currently In Use: 1; UST Temp Close: 3; AST Currently In Use: 0; AST Temp Closed: 0 | 1 | 3 | 0 | 24073-097-017608 | FAHEEM SIDDIQUI
46068 | Permanently Closed | 1999-05-21 | 1996-01-01 | 2008-08-22 | Petroleum | Unleaded gasoline | Unleaded gasoline | Retail | Steel | Steel | Coated & cathodic protection (sti-P3) |  |  |  | 1901-01-01 | Catchment Basin | Flow Rest 90% Full | Flow Rest 90% Full | [11 empty] | UST Currently In Use: 0; UST Temp Close: 0; AST Currently In Use: 0; AST Temp Closed: 0 | 0 | 0 | 4 | 16792-097-017609 | JOHN LOCKLIER
46069 | Permanently Closed | 1999-05-21 | 1996-01-01 | 2008-08-22 | Petroleum | Unleaded gasoline | Unleaded gasoline | Retail | Steel | Steel | Coated & cathodic protection (sti-P3) |  |  |  | 1901-01-01 | Catchment Basin | Flow Rest 90% Full | Flow Rest 90% Full | [11 empty] | UST Currently In Use: 0; UST Temp Close: 0; AST Currently In Use: 0; AST Temp Closed: 0 | 0 | 0 | 4 | 16792-097-017609 | JOHN LOCKLIER
46070 | Permanently Closed | 1999-05-21 | 1996-01-01 | 2008-08-22 | Petroleum | Unleaded gasoline | Unleaded gasoline | Retail | Steel | Steel | Coated & cathodic protection (sti-P3) |  |  |  | 1901-01-01 | Catchment Basin | Flow Rest 90% Full | Flow Rest 90% Full | [11 empty] | UST Currently In Use: 0; UST Temp Close: 0; AST Currently In Use: 0; AST Temp Closed: 0 | 0 | 0 | 4 | 16792-097-017609 | JOHN LOCKLIER
46071 | Permanently Closed | 1999-05-21 | 1996-01-01 | 2008-08-22 | Petroleum | On road diesel | On road diesel | Retail | Steel | Steel | Coated & cathodic protection (sti-P3) |  |  |  | 1901-01-01 | Catchment Basin | Flow Rest 90% Full | Flow Rest 90% Full | [11 empty] | UST Currently In Use: 0; UST Temp Close: 0; AST Currently In Use: 0; AST Temp Closed: 0 | 0 | 0 | 4 | 16792-097-017609 | JOHN LOCKLIER
46072 | Temporary Closed | 1901-01-01 | 1995-03-15 |  | Petroleum | Unleaded gasoline | Unleaded gasoline | Retail | Steel | Steel | Coated & cathodic protection (sti-P3) |  | Fiberglass reinforced plastic |  | 1901-01-01 | Catchment Basin | Automatic shutoff device At 95% full | Automatic shutoff device At 95% full | [11 empty] | UST Currently In Use: 0; UST Temp Close: 3; AST Currently In Use: 0; AST Temp Closed: 0 | 0 | 3 | 0 | 16278-005-017610 | BOBBY FRANK KNOWLES
46075 | Temporary Closed | 1901-01-01 | 1995-03-15 |  | Petroleum | Mid-grade gasoline | Mid-grade gasoline | Retail | Steel | Steel | Coated & cathodic protection (sti-P3) |  | Fiberglass reinforced plastic |  | 1901-01-01 | Catchment Basin | Automatic shutoff device At 95% full | Automatic shutoff device At 95% full | [11 empty] | UST Currently In Use: 0; UST Temp Close: 3; AST Currently In Use: 0; AST Temp Closed: 0 | 0 | 3 | 0 | 16278-005-017610 | BOBBY FRANK KNOWLES
46078 | Temporary Closed | 1901-01-01 | 1995-03-15 |  | Petroleum | Premium gasoline | Premium gasoline | Retail | Steel | Steel | Coated & cathodic protection (sti-P3) |  | Fiberglass reinforced plastic |  | 1901-01-01 | Catchment Basin | Automatic shutoff device At 95% full | Automatic shutoff device At 95% full | [11 empty] | UST Currently In Use: 0; UST Temp Close: 3; AST Currently In Use: 0; AST Temp Closed: 0 | 0 | 3 | 0 | 16278-005-017610 | BOBBY FRANK KNOWLES
46082 | Currently in Use |  | 1995-10-01 |  | Petroleum | Unleaded gasoline | Unleaded gasoline | Retail | Fiberglass reinforced plastic | Double Wall |  |  | Fiberglass reinforced plastic |  | 1901-01-01 | Catchment Basin | Automatic shutoff device At 95% full | Automatic shutoff device At 95% full |  |  | Continuous Automatic Tank Gauge |  | Containment Sump | Automatic shutoff device (AELLD) | Interstitial Monitoring within Secondary Containment |  | Continuous alarm system | Continuous alarm system |  | UST Currently In Use: 3; UST Temp Close: 0; AST Currently In Use: 0; AST Temp Closed: 0 | 3 | 0 | 0 | 13343-117-017612 | MCCULLOUGH OIL COMPANY, INC.
46083 | Currently in Use |  | 1995-10-01 |  | Petroleum | Premium gasoline | Premium gasoline | Retail | Double Wall | Double Wall |  |  | Fiberglass reinforced plastic |  | 1901-01-01 | Catchment Basin | Automatic shutoff device At 95% full | Automatic shutoff device At 95% full |  |  | Continuous Automatic Tank Gauge |  | Automatic flow restrictor (MLLD) | Automatic flow restrictor (MLLD) | Interstitial Monitoring within Secondary Containment |  | Continuous alarm system | Continuous alarm system |  | UST Currently In Use: 3; UST Temp Close: 0; AST Currently In Use: 0; AST Temp Closed: 0 | 3 | 0 | 0 | 13343-117-017612 | MCCULLOUGH OIL COMPANY, INC.
46084 | Currently in Use |  | 1995-10-01 |  | Petroleum | On road diesel | On road diesel | Retail | Double Wall | Double Wall |  |  | Fiberglass reinforced plastic |  | 1901-01-01 | Catchment Basin | Automatic shutoff device At 95% full | Automatic shutoff device At 95% full |  |  | Continuous Automatic Tank Gauge |  | Automatic flow restrictor (MLLD) | Automatic flow restrictor (MLLD) | Interstitial Monitoring within Secondary Containment |  | Continuous alarm system | Continuous alarm system |  | UST Currently In Use: 3; UST Temp Close: 0; AST Currently In Use: 0; AST Temp Closed: 0 | 3 | 0 | 0 | 13343-117-017612 | MCCULLOUGH OIL COMPANY, INC.
46085 | Temporary Closed | 2016-12-27 | 1995-11-01 |  | Petroleum | Unleaded gasoline | Unleaded gasoline | Retail | Steel | Single Wall | Coated & cathodic protection (sti-P3) |  | Fiberglass reinforced plastic |  | 1901-01-01 | Catchment Basin | Automatic shutoff device At 95% full | Automatic shutoff device At 95% full |  |  | Statistical Inventory Reconciliation (SIR) | [8 empty] | UST Currently In Use: 0; UST Temp Close: 1; AST Currently In Use: 0; AST Temp Closed: 0 | 0 | 1 | 2 | 11461-071-006174 | DICUS OIL CO INC
46086 | Currently in Use |  | 1996-10-01 |  | Petroleum | Unleaded gasoline | Unleaded gasoline | Retail | Steel | Steel | IN VAULT |  | Fiberglass reinforced plastic |  |  | Catchment Basin | Flow Rest 90% Full | Audible high level alarm At 90% full |  |  | Continuous Automatic Tank Gauge |  | Containment Sump | Automatic shutoff device (AELLD) |  |  | Continuous alarm system | Continuous alarm system |  | UST Currently In Use: 4; UST Temp Close: 0; AST Currently In Use: 0; AST Temp Closed: 0 | 4 | 0 | 0 | 19721-011-017333 | MAY'S DISTRIBUTING CO. INC.
46089 | Currently in Use |  | 1996-10-01 |  | Petroleum | Premium gasoline | Premium gasoline | Retail | Steel | Steel | IN VAULT |  | Fiberglass reinforced plastic |  |  | Catchment Basin | Flow Rest 90% Full | Audible high level alarm At 90% full |  |  | Continuous Automatic Tank Gauge |  | Containment Sump | Automatic shutoff device (AELLD) |  |  | Continuous alarm system | Continuous alarm system |  | UST Currently In Use: 4; UST Temp Close: 0; AST Currently In Use: 0; AST Temp Closed: 0 | 4 | 0 | 0 | 19721-011-017333 | MAY'S DISTRIBUTING CO. INC.
46096 | Permanently Closed | 1998-06-20 | 1976-06-01 | 1998-06-20 | Petroleum | Unleaded gasoline | Unleaded gasoline | Retail | Steel | Steel | Coated & cathodic protection (sti-P3) |  | Steel |  | 1901-01-01 | [14 empty] | UST Currently In Use: 0; UST Temp Close: 0; AST Currently In Use: 0; AST Temp Closed: 0 | 0 | 0 | 3 | 19969-113-017573 | ESTATE OF MARY HOLLAR
46099 | Permanently Closed | 1998-06-20 | 1976-06-01 | 1998-06-20 | Petroleum | Unleaded gasoline | Unleaded gasoline | Retail | Steel | Steel | Coated & cathodic protection (sti-P3) |  | Steel |  | 1901-01-01 | [14 empty] | UST Currently In Use: 0; UST Temp Close: 0; AST Currently In Use: 0; AST Temp Closed: 0 | 0 | 0 | 3 | 19969-113-017573 | ESTATE OF MARY HOLLAR
46102 | Permanently Closed | 1998-06-20 | 1976-06-01 | 1998-06-20 | Petroleum | Unleaded gasoline | Unleaded gasoline | Retail | Steel | Steel | Coated & cathodic protection (sti-P3) |  | Steel |  | 1901-01-01 | [14 empty] | UST Currently In Use: 0; UST Temp Close: 0; AST Currently In Use: 0; AST Temp Closed: 0 | 0 | 0 | 3 | 19969-113-017573 | ESTATE OF MARY HOLLAR
46103 | Currently in Use |  | 1995-08-18 |  | Petroleum | Unleaded gasoline | Unleaded gasoline | Retail | Fiberglass reinforced plastic | Fiberglass reinforced plastic |  |  | Fiberglass reinforced plastic |  | 1901-01-01 | Catchment Basin | Automatic shutoff device At 95% full | Automatic shutoff device At 95% full |  |  | Continuous Automatic Tank Gauge |  | Automatic shutoff device (AELLD) | Automatic shutoff device (AELLD) | [5 empty] | UST Currently In Use: 3; UST Temp Close: 0; AST Currently In Use: 0; AST Temp Closed: 0 | 3 | 0 | 4 | 25265-125-001465 | LGWS/CROSS AMERICA PARTNERS
46104 | Currently in Use |  | 1995-08-18 |  | Petroleum | Mid-grade gasoline | Mid-grade gasoline | Retail | Fiberglass reinforced plastic | Fiberglass reinforced plastic |  |  | Fiberglass reinforced plastic |  | 1901-01-01 | Catchment Basin | Automatic shutoff device At 95% full | Automatic shutoff device At 95% full |  |  | Continuous Automatic Tank Gauge |  | Automatic shutoff device (AELLD) | Automatic shutoff device (AELLD) | [5 empty] | UST Currently In Use: 3; UST Temp Close: 0; AST Currently In Use: 0; AST Temp Closed: 0 | 3 | 0 | 4 | 25265-125-001465 | LGWS/CROSS AMERICA PARTNERS
46105 | Currently in Use |  | 1995-08-18 |  | Petroleum | Premium gasoline | Premium gasoline | Retail | Fiberglass reinforced plastic | Fiberglass reinforced plastic |  |  | Fiberglass reinforced plastic |  | 1901-01-01 | Catchment Basin | Automatic shutoff device At 95% full | Automatic shutoff device At 95% full |  |  | Continuous Automatic Tank Gauge |  | Automatic shutoff device (AELLD) | Automatic shutoff device (AELLD) | [5 empty] | UST Currently In Use: 3; UST Temp Close: 0; AST Currently In Use: 0; AST Temp Closed: 0 | 3 | 0 | 4 | 25265-125-001465 | LGWS/CROSS AMERICA PARTNERS
46106 | Currently in Use |  | 1995-11-29 |  | Petroleum | Unleaded gasoline | Unleaded gasoline | Retail | Steel | Steel | Coated & cathodic protection (sti-P3) |  | AMERON |  |  | Catchment Basin | Flow Rest 90% Full | Flow Rest 90% Full |  |  | Continuous Automatic Tank Gauge |  | Automatic flow restrictor (MLLD) | Automatic flow restrictor (MLLD) |  | SENSOR TO ATG | Continuous alarm system | Annual line testing |  | UST Currently In Use: 3; UST Temp Close: 0; AST Currently In Use: 0; AST Temp Closed: 0 | 3 | 0 | 0 | 22176-125-017614 | CIRCLE K
46107 | Currently in Use |  | 1995-11-29 |  | Petroleum | Premium gasoline | Premium gasoline | Retail | Steel | Steel | Coated & cathodic protection (sti-P3) |  | AMERON |  |  | Catchment Basin | Flow Rest 90% Full | Flow Rest 90% Full |  |  | Continuous Automatic Tank Gauge |  | Automatic flow restrictor (MLLD) | Automatic flow restrictor (MLLD) |  | SENSOR TO ATG | Annual line testing | Annual line testing |  | UST Currently In Use: 3; UST Temp Close: 0; AST Currently In Use: 0; AST Temp Closed: 0 | 3 | 0 | 0 | 22176-125-017614 | CIRCLE K
46108 | Currently in Use |  | 1995-11-29 |  | Petroleum | On road diesel | On road diesel | Retail | Steel | Steel | Coated & cathodic protection (sti-P3) |  | AMERON |  |  | Catchment Basin | Flow Rest 90% Full | Flow Rest 90% Full |  |  | Continuous Automatic Tank Gauge |  | Automatic flow restrictor (MLLD) | Automatic flow restrictor (MLLD) |  | SENSOR TO ATG | Continuous alarm system | Annual line testing |  | UST Currently In Use: 3; UST Temp Close: 0; AST Currently In Use: 0; AST Temp Closed: 0 | 3 | 0 | 0 | 22176-125-017614 | CIRCLE K
46109 | Currently in Use |  | 1995-05-23 |  | Petroleum | Unleaded gasoline | Unleaded gasoline | Retail | Single Wall | Single Wall | Coated & cathodic protection (sti-P3) |  | Fiberglass reinforced plastic |  |  | Catchment Basin | Flow Rest 90% Full | Flow Rest 90% Full |  |  | Continuous Automatic Tank Gauge |  | Containment Sump | Automatic flow restrictor (MLLD) |  |  | Statistical inventory reconciliation (SIR) | Annual line testing |  | UST Currently In Use: 2; UST Temp Close: 0; AST Currently In Use: 0; AST Temp Closed: 0 | 2 | 0 | 0 | 11287-095-017615 | CRAIN OIL CO INC
46110 | Currently in Use |  | 1995-05-23 |  | Petroleum | Premium gasoline | Premium gasoline | Retail | Single Wall | Single Wall | Coated & cathodic protection (sti-P3) |  | Double Wall |  |  | Catchment Basin | Flow Rest 90% Full | Flow Rest 90% Full |  |  | Statistical Inventory Reconciliation (SIR) |  | Automatic flow restrictor (MLLD) | Automatic flow restrictor (MLLD) |  |  | Statistical inventory reconciliation (SIR) | Annual line testing |  | UST Currently In Use: 2; UST Temp Close: 0; AST Currently In Use: 0; AST Temp Closed: 0 | 2 | 0 | 0 | 11287-095-017615 | CRAIN OIL CO INC
46111 | Temporary Closed | 2008-11-01 | 1995-01-01 |  | Petroleum | Unleaded gasoline | Unleaded gasoline | Retail | Single Wall | Single Wall | Coated & cathodic protection (sti-P3) |  | Fiberglass reinforced plastic |  |  | Catchment Basin | Flow Rest 90% Full | Flow Rest 90% Full |  |  | Continuous Automatic Tank Gauge |  | Automatic flow restrictor (MLLD) | Automatic flow restrictor (MLLD) | Interstitial Monitoring within Secondary Containment |  |  |  |  | UST Currently In Use: 0; UST Temp Close: 2; AST Currently In Use: 1; AST Temp Closed: 0 | 0 | 2 | 4 | 11287-095-004106 | CRAIN OIL CO INC
46112 | Temporary Closed | 2008-11-01 | 1995-01-01 |  | Petroleum | Premium gasoline | Premium gasoline | Retail | Single Wall | Single Wall | Coated & cathodic protection (sti-P3) |  | Double Wall |  |  | Catchment Basin | Flow Rest 90% Full | Flow Rest 90% Full |  |  | Continuous Automatic Tank Gauge |  | Automatic flow restrictor (MLLD) | Automatic flow restrictor (MLLD) | Interstitial Monitoring within Secondary Containment |  |  |  |  | UST Currently In Use: 0; UST Temp Close: 2; AST Currently In Use: 1; AST Temp Closed: 0 | 0 | 2 | 4 | 11287-095-004106 | CRAIN OIL CO INC
46113 | Permanently Closed | 1996-05-17 | 1973-10-01 | 1996-05-17 | Petroleum | On road diesel | On road diesel | Emergency Power Generator | Steel | Steel | Coated & cathodic protection (sti-P3) |  | Flexible |  | 1901-01-01 | Catchment Basin | [13 empty] | UST Currently In Use: 0; UST Temp Close: 0; AST Currently In Use: 0; AST Temp Closed: 0 | 0 | 0 | 4 | 20006-031-017616 | ENTERPRISE NURSING HOME
46116 | Permanently Closed | 1996-05-30 | 1974-11-01 | 1996-05-30 | Petroleum | On road diesel | On road diesel | Industrial | Steel | Steel | Coated & cathodic protection (sti-P3) |  | Flexible |  | 1901-01-01 | Catchment Basin | Flow Rest 90% Full | Flow Rest 90% Full | [11 empty] | UST Currently In Use: 0; UST Temp Close: 0; AST Currently In Use: 0; AST Temp Closed: 0 | 0 | 0 | 4 | 20006-031-017616 | ENTERPRISE NURSING HOME
46119 | Permanently Closed | 1996-05-30 | 1974-11-01 | 1996-05-30 | Petroleum | Unleaded gasoline | Unleaded gasoline | Emergency Power Generator | Steel | Steel | Coated & cathodic protection (sti-P3) |  | Flexible |  | 1901-01-01 | Catchment Basin | Flow Rest 90% Full | Flow Rest 90% Full | [11 empty] | UST Currently In Use: 0; UST Temp Close: 0; AST Currently In Use: 0; AST Temp Closed: 0 | 0 | 0 | 4 | 20006-031-017616 | ENTERPRISE NURSING HOME
46122 | Permanently Closed | 1996-05-17 | 1979-07-03 | 1996-05-17 | Petroleum | Unleaded gasoline | Unleaded gasoline | Emergency Power Generator | Steel | Steel | Coated & cathodic protection (sti-P3) |  | Flexible |  | 1901-01-01 | Catchment Basin | Flow Rest 90% Full | Flow Rest 90% Full | [11 empty] | UST Currently In Use: 0; UST Temp Close: 0; AST Currently In Use: 0; AST Temp Closed: 0 | 0 | 0 | 4 | 20006-031-017616 | ENTERPRISE NURSING HOME
46123 | Currently in Use |  | 1995-11-03 |  | Petroleum | On road diesel | On road diesel | Retail | Steel | Single Wall | Coated & cathodic protection (sti-P3) |  | Fiberglass reinforced plastic |  |  | Catchment Basin | Automatic shutoff device At 95% full | Automatic shutoff device At 95% full |  |  | Continuous Automatic Tank Gauge |  | Containment Sump | Automatic flow restrictor (MLLD) |  |  | Annual line testing | Annual line testing |  | UST Currently In Use: 4; UST Temp Close: 1; AST Currently In Use: 0; AST Temp Closed: 0 | 4 | 1 | 0 | 13284-103-007587 | H.L. MARTIN DISTRIBUTING CO.
46124 | Currently in Use |  | 1991-02-14 |  | Petroleum | Unleaded gasoline | Unleaded gasoline | Retail | Steel | Steel | Coated & cathodic protection (sti-P3) |  | Fiberglass reinforced plastic |  |  | Catchment Basin | Flow Rest 90% Full | Flow Rest 90% Full |  |  | Automatic Tank Gauge |  | Automatic flow restrictor (MLLD) | Automatic flow restrictor (MLLD) |  |  | Annual line testing | Annual line testing |  | UST Currently In Use: 4; UST Temp Close: 0; AST Currently In Use: 0; AST Temp Closed: 0 | 4 | 0 | 0 | 21106-113-017595 | GRIGGS INC.
46127 | Currently in Use |  | 1991-02-14 |  | Petroleum | Mid-grade gasoline | Mid-grade gasoline | Retail | Steel | Steel | Coated & cathodic protection (sti-P3) |  | Fiberglass reinforced plastic |  |  | Catchment Basin | Flow Rest 90% Full | Flow Rest 90% Full |  |  | Automatic Tank Gauge |  | Automatic flow restrictor (MLLD) | Automatic flow restrictor (MLLD) |  |  | Annual line testing | Annual line testing |  | UST Currently In Use: 4; UST Temp Close: 0; AST Currently In Use: 0; AST Temp Closed: 0 | 4 | 0 | 0 | 21106-113-017595 | GRIGGS INC.
46130 | Currently in Use |  | 1991-02-14 |  | Petroleum | Premium gasoline | Premium gasoline | Retail | Steel | Steel | Coated & cathodic protection (sti-P3) |  | Fiberglass reinforced plastic |  |  | Catchment Basin | Flow Rest 90% Full | Flow Rest 90% Full |  |  | Automatic Tank Gauge |  | Automatic flow restrictor (MLLD) | Automatic flow restrictor (MLLD) |  |  | Annual line testing | Annual line testing |  | UST Currently In Use: 4; UST Temp Close: 0; AST Currently In Use: 0; AST Temp Closed: 0 | 4 | 0 | 0 | 21106-113-017595 | GRIGGS INC.
46133 | Currently in Use |  | 1991-02-14 |  | Petroleum | On road diesel | On road diesel | Retail | Steel | Steel | Coated & cathodic protection (sti-P3) |  | Fiberglass reinforced plastic |  |  | Catchment Basin | Flow Rest 90% Full | Flow Rest 90% Full |  |  | Automatic Tank Gauge |  | Automatic flow restrictor (MLLD) | Automatic flow restrictor (MLLD) |  |  | Annual line testing | Annual line testing |  | UST Currently In Use: 4; UST Temp Close: 0; AST Currently In Use: 0; AST Temp Closed: 0 | 4 | 0 | 0 | 21106-113-017595 | GRIGGS INC.
46134 | Currently in Use |  | 1995-11-07 |  | Petroleum | Unleaded gasoline | Unleaded gasoline | Retail | Steel | Steel | Coated & cathodic protection (sti-P3) |  | Double Wall |  |  | Catchment Basin | Flow Rest 90% Full | Flow Rest 90% Full |  |  | Statistical Inventory Reconciliation (SIR) |  | Automatic flow restrictor (MLLD) | Automatic flow restrictor (MLLD) |  |  | Statistical inventory reconciliation (SIR) | Statistical inventory reconciliation (SIR) |  | UST Currently In Use: 3; UST Temp Close: 0; AST Currently In Use: 0; AST Temp Closed: 0 | 3 | 0 | 0 | 25326-101-017617 | STA GROUP LLC
46137 | Currently in Use |  | 1995-11-07 |  | Petroleum | Unleaded gasoline | Unleaded gasoline | Retail | Steel | Steel | Coated & cathodic protection (sti-P3) |  | Double Wall |  |  | Catchment Basin | Flow Rest 90% Full | Flow Rest 90% Full |  |  | Statistical Inventory Reconciliation (SIR) |  | Automatic flow restrictor (MLLD) | Automatic flow restrictor (MLLD) |  |  | Statistical inventory reconciliation (SIR) | Statistical inventory reconciliation (SIR) |  | UST Currently In Use: 3; UST Temp Close: 0; AST Currently In Use: 0; AST Temp Closed: 0 | 3 | 0 | 0 | 25326-101-017617 | STA GROUP LLC
46140 | Currently in Use |  | 1995-11-07 |  | Petroleum | Unleaded gasoline | Unleaded gasoline | Retail | Steel | Steel | Coated & cathodic protection (sti-P3) |  | Double Wall |  |  | Catchment Basin | Flow Rest 90% Full | Flow Rest 90% Full |  |  | Statistical Inventory Reconciliation (SIR) |  | Automatic flow restrictor (MLLD) | Automatic flow restrictor (MLLD) |  |  | Statistical inventory reconciliation (SIR) | Statistical inventory reconciliation (SIR) |  | UST Currently In Use: 3; UST Temp Close: 0; AST Currently In Use: 0; AST Temp Closed: 0 | 3 | 0 | 0 | 25326-101-017617 | STA GROUP LLC
46141 | Currently in Use |  | 1994-01-10 |  | Petroleum | Unleaded gasoline | Unleaded gasoline | Retail | Steel | Steel | Coated & cathodic protection (sti-P3) |  | Flexible |  |  | Catchment Basin | Flow Rest 90% Full | Flow Rest 90% Full |  |  | Automatic Tank Gauge |  | Automatic flow restrictor (MLLD) | Automatic flow restrictor (MLLD) |  |  | Annual line testing | Annual line testing |  | UST Currently In Use: 2; UST Temp Close: 0; AST Currently In Use: 0; AST Temp Closed: 0 | 2 | 0 | 0 | 21904-091-017619 | ELKS FOOD MART, LLC
46142 | Currently in Use |  | 1994-01-10 |  | Petroleum | Premium gasoline | Premium gasoline | Retail | Steel | Steel | Coated & cathodic protection (sti-P3) |  | Flexible |  |  | Catchment Basin | Flow Rest 90% Full | Flow Rest 90% Full |  |  | Automatic Tank Gauge |  | Containment Sump | Automatic flow restrictor (MLLD) |  |  | Annual line testing | Annual line testing |  | UST Currently In Use: 2; UST Temp Close: 0; AST Currently In Use: 0; AST Temp Closed: 0 | 2 | 0 | 0 | 21904-091-017619 | ELKS FOOD MART, LLC
46143 | Temporary Closed | 2015-08-01 | 1993-10-21 |  | Petroleum | Premium gasoline | Premium gasoline | Retail | Steel | Single Wall | Coated & cathodic protection (sti-P3) |  | Single Wall |  |  | Catchment Basin | Flow Rest 90% Full | Flow Rest 90% Full |  |  | Statistical Inventory Reconciliation (SIR) | [8 empty] | UST Currently In Use: 0; UST Temp Close: 3; AST Currently In Use: 0; AST Temp Closed: 0 | 0 | 3 | 1 | 25372-095-006218 | SWEET 227 INC
46144 | Temporary Closed | 2006-10-30 | 1995-11-16 |  | Petroleum | Unleaded gasoline | Unleaded gasoline | Retail | Single Wall | Single Wall | Coated & cathodic protection (sti-P3) |  | Double Wall |  |  | Catchment Basin | Flow Rest 90% Full | Flow Rest 90% Full |  |  | Statistical Inventory Reconciliation (SIR) |  | Containment Sump | Automatic flow restrictor (MLLD) | Interstitial Monitoring within Secondary Containment |  | Statistical inventory reconciliation (SIR) | Statistical inventory reconciliation (SIR) |  | UST Currently In Use: 0; UST Temp Close: 2; AST Currently In Use: 1; AST Temp Closed: 0 | 0 | 2 | 2 | 13284-093-015073 | H.L. MARTIN DISTRIBUTING CO.
46145 | Temporary Closed | 2006-10-30 | 1995-11-16 |  | Petroleum | Premium gasoline | Premium gasoline | Retail | Steel | Single Wall | Coated & cathodic protection (sti-P3) |  | Double Wall |  |  | Catchment Basin | Flow Rest 90% Full | Flow Rest 90% Full |  |  | Statistical Inventory Reconciliation (SIR) |  | Containment Sump | Automatic flow restrictor (MLLD) | Interstitial Monitoring within Secondary Containment |  | Statistical inventory reconciliation (SIR) | Statistical inventory reconciliation (SIR) |  | UST Currently In Use: 0; UST Temp Close: 2; AST Currently In Use: 1; AST Temp Closed: 0 | 0 | 2 | 2 | 13284-093-015073 | H.L. MARTIN DISTRIBUTING CO.
46146 | Currently in Use |  | 1995-08-30 |  | Petroleum | Unleaded gasoline | Unleaded gasoline | Retail | Single Wall | Single Wall | Coated & cathodic protection (sti-P3) |  | Flexible |  |  | Catchment Basin | Flow Rest 90% Full | Flow Rest 90% Full |  |  | Continuous Automatic Tank Gauge |  | Containment Sump | Automatic flow restrictor (MLLD) | Interstitial Monitoring within Secondary Containment | SENSOR TO ATG |  |  |  | UST Currently In Use: 3; UST Temp Close: 0; AST Currently In Use: 0; AST Temp Closed: 0 | 3 | 0 | 0 | 25349-093-017620 | VIKASH ROHELLA
46147 | Currently in Use |  | 1995-08-30 |  | Petroleum | Premium gasoline | Premium gasoline | Retail | Steel | Single Wall | Coated & cathodic protection (sti-P3) |  | Double Wall |  |  | Catchment Basin | Flow Rest 90% Full | Flow Rest 90% Full |  |  | Continuous Automatic Tank Gauge |  | Containment Sump | Automatic flow restrictor (MLLD) | Interstitial Monitoring within Secondary Containment | SENSOR TO ATG |  |  |  | UST Currently In Use: 3; UST Temp Close: 0; AST Currently In Use: 0; AST Temp Closed: 0 | 3 | 0 | 0 | 25349-093-017620 | VIKASH ROHELLA
46148 | Currently in Use |  | 1995-08-30 |  | Petroleum | On road diesel | On road diesel | Retail | Single Wall | Single Wall | Coated & cathodic protection (sti-P3) |  | Double Wall |  |  | Catchment Basin | Flow Rest 90% Full | Flow Rest 90% Full |  |  | Continuous Automatic Tank Gauge |  | Automatic flow restrictor (MLLD) | Automatic flow restrictor (MLLD) | Interstitial Monitoring within Secondary Containment | SENSOR TO ATG |  |  |  | UST Currently In Use: 3; UST Temp Close: 0; AST Currently In Use: 0; AST Temp Closed: 0 | 3 | 0 | 0 | 25349-093-017620 | VIKASH ROHELLA
46149 | Permanently Closed | 2011-01-01 | 1995-11-16 | 2011-09-07 | Petroleum | Unleaded gasoline | Unleaded gasoline | Retail | Steel | Steel | Coated & cathodic protection (sti-P3) |  | Fiberglass reinforced plastic |  |  | Catchment Basin | Flow Rest 90% Full | Audible high level alarm At 90% full |  |  | Continuous Automatic Tank Gauge |  | Containment Sump | Containment Sump | Interstitial Monitoring within Secondary Containment | SENSOR TO ATG | Continuous alarm system | Continuous alarm system |  | UST Currently In Use: 0; UST Temp Close: 0; AST Currently In Use: 0; AST Temp Closed: 0 | 0 | 0 | 2 | 22668-119-017626 | NHM INVESTMENTS OF ALABAMA LLC
46150 | Permanently Closed | 2011-01-01 | 1995-11-16 | 2011-09-07 | Petroleum | Premium gasoline | Premium gasoline | Retail | Steel | Steel | Coated & cathodic protection (sti-P3) |  | Fiberglass reinforced plastic |  |  | Catchment Basin | Flow Rest 90% Full | Audible high level alarm At 90% full |  |  | Continuous Automatic Tank Gauge |  | Containment Sump | Containment Sump | Interstitial Monitoring within Secondary Containment | SENSOR TO ATG | Continuous alarm system | Continuous alarm system |  | UST Currently In Use: 0; UST Temp Close: 0; AST Currently In Use: 0; AST Temp Closed: 0 | 0 | 0 | 2 | 22668-119-017626 | NHM INVESTMENTS OF ALABAMA LLC
46152 | Permanently Closed | 1996-06-10 | 1901-01-01 |  | Petroleum | Used oil | Used oil |  | Steel | Steel |  |  |  |  | 1901-01-01 | Other | EXEMPT | Other |  |  | Manual Tank Gauging (only tanks 1000 gal. or less and 48” or 64” in diameter) | [8 empty] | UST Currently In Use: 0; UST Temp Close: 0; AST Currently In Use: 0; AST Temp Closed: 0 | 0 | 0 | 4 | 14988-093-005890 | TRICO OIL CO INC
46153 | Temporary Closed | 2004-12-17 | 1995-12-06 |  | Petroleum | Unleaded gasoline | Unleaded gasoline | Retail | Steel | Steel | Coated & cathodic protection (sti-P3) |  | Fiberglass reinforced plastic |  | 1901-01-01 | Catchment Basin | Flow Rest 90% Full | Audible high level alarm At 90% full | Interstitial Monitoring within Secondary Containment |  | Automatic Tank Gauge |  | Automatic flow restrictor (MLLD) | Automatic flow restrictor (MLLD) | Interstitial Monitoring within Secondary Containment |  |  |  |  | UST Currently In Use: 0; UST Temp Close: 2; AST Currently In Use: 0; AST Temp Closed: 0 | 0 | 2 | 0 | 10713-057-017627 | BRUNOS SUPERMARKETS INC
46154 | Temporary Closed | 2004-12-17 | 1995-12-06 |  | Petroleum | Unleaded gasoline | Unleaded gasoline | Retail | Steel | Steel | Coated & cathodic protection (sti-P3) |  | Fiberglass reinforced plastic |  | 1901-01-01 | Catchment Basin | Flow Rest 90% Full | Audible high level alarm At 90% full | Interstitial Monitoring within Secondary Containment |  | Automatic Tank Gauge |  | Automatic flow restrictor (MLLD) | Automatic flow restrictor (MLLD) | Interstitial Monitoring within Secondary Containment |  |  |  |  | UST Currently In Use: 0; UST Temp Close: 2; AST Currently In Use: 0; AST Temp Closed: 0 | 0 | 2 | 0 | 10713-057-017627 | BRUNOS SUPERMARKETS INC
46155 | Currently in Use |  | 1995-07-01 |  | Petroleum | Unleaded gasoline | Unleaded gasoline | Retail | Steel | Steel | Coated & cathodic protection (sti-P3) |  | Flexible |  |  | Catchment Basin | Flow Rest 90% Full | Flow Rest 90% Full |  |  | Continuous Automatic Tank Gauge |  | Automatic flow restrictor (MLLD) | Automatic flow restrictor (MLLD) | Interstitial Monitoring within Secondary Containment |  | Continuous alarm system | Continuous alarm system |  | UST Currently In Use: 2; UST Temp Close: 0; AST Currently In Use: 0; AST Temp Closed: 0 | 2 | 0 | 0 | 23372-125-017628 | MIDSTATES PETROLEUM COMPANY
46156 | Currently in Use |  | 1995-07-01 |  | Petroleum | Premium gasoline | Premium gasoline | Retail | Steel | Steel | Field installed cathodic protection |  | ENVIROFLEX |  |  | Catchment Basin | Flow Rest 90% Full | Flow Rest 90% Full |  |  | Continuous Automatic Tank Gauge |  | Automatic flow restrictor (MLLD) | Automatic flow restrictor (MLLD) | Interstitial Monitoring within Secondary Containment |  | Continuous alarm system | Continuous alarm system |  | UST Currently In Use: 2; UST Temp Close: 0; AST Currently In Use: 0; AST Temp Closed: 0 | 2 | 0 | 0 | 23372-125-017628 | MIDSTATES PETROLEUM COMPANY
46157 | Currently in Use |  | 1996-01-10 |  | Petroleum | Unleaded gasoline | Unleaded gasoline | Retail | Double Wall | Double Wall |  |  | Flexible | APT | 1996-01-01 | Catchment Basin | Flow Rest 90% Full | Flow Rest 90% Full | Interstitial Monitoring within Secondary Containment |  | Automatic Tank Gauge |  | Automatic shutoff device (AELLD) | Automatic shutoff device (AELLD) |  |  | Automatic electronic line leak detector (AELLD) | Automatic electronic line leak detector (AELLD) |  | UST Currently In Use: 2; UST Temp Close: 0; AST Currently In Use: 0; AST Temp Closed: 0 | 2 | 0 | 0 | 25265-073-004266 | LGWS/CROSS AMERICA PARTNERS
46158 | Currently in Use |  | 1996-01-10 |  | Petroleum | Premium gasoline | Premium gasoline | Retail | Fiberglass reinforced plastic | Double Wall |  |  | Flexible | APT | 1996-01-01 | Catchment Basin | Flow Rest 90% Full | Flow Rest 90% Full |  |  | Automatic Tank Gauge |  | Automatic shutoff device (AELLD) | Automatic shutoff device (AELLD) |  |  | Automatic electronic line leak detector (AELLD) | Automatic electronic line leak detector (AELLD) |  | UST Currently In Use: 2; UST Temp Close: 0; AST Currently In Use: 0; AST Temp Closed: 0 | 2 | 0 | 0 | 25265-073-004266 | LGWS/CROSS AMERICA PARTNERS
46159 | Permanently Closed | 2009-08-07 | 1994-08-01 | 2010-06-23 | Petroleum | Premium gasoline | Premium gasoline | Retail | Steel | Steel | Coated & cathodic protection (sti-P3) |  | Fiberglass reinforced plastic |  | 1901-01-01 | Catchment Basin | Flow Rest 90% Full | Automatic shutoff device At 95% full |  |  | Statistical Inventory Reconciliation (SIR) | [5 empty] | Annual line testing | Annual line testing |  | UST Currently In Use: 0; UST Temp Close: 0; AST Currently In Use: 0; AST Temp Closed: 0 | 0 | 0 | 4 | 22005-057-004787 | DONALD GWIN
46160 | Permanently Closed | 2009-08-07 | 1994-08-01 | 2010-06-23 | Petroleum | Unleaded gasoline | Unleaded gasoline | Retail | Steel | Steel | Coated & cathodic protection (sti-P3) |  | Fiberglass reinforced plastic |  | 1901-01-01 | Catchment Basin | Flow Rest 90% Full | Automatic shutoff device At 95% full |  |  | Statistical Inventory Reconciliation (SIR) | [8 empty] | UST Currently In Use: 0; UST Temp Close: 0; AST Currently In Use: 0; AST Temp Closed: 0 | 0 | 0 | 4 | 22005-057-004787 | DONALD GWIN
46161 | Currently in Use |  | 1995-12-13 |  | Petroleum | Unleaded gasoline | Unleaded gasoline | Retail | Fiberglass reinforced plastic | Fiberglass reinforced plastic |  |  | OLD TYPE |  | 1901-01-01 | Catchment Basin | Automatic shutoff device At 95% full | Automatic shutoff device At 95% full |  |  | Continuous Automatic Tank Gauge |  | Automatic flow restrictor (MLLD) | Automatic flow restrictor (MLLD) |  |  | Annual line testing | Annual line testing |  | UST Currently In Use: 3; UST Temp Close: 0; AST Currently In Use: 0; AST Temp Closed: 0 | 3 | 0 | 0 | 25892-073-007373 | PRADEEP BIKRAM SINGH
46162 | Currently in Use |  | 1995-12-13 |  | Petroleum | Mid-grade gasoline | Mid-grade gasoline | Retail | Fiberglass reinforced plastic | Fiberglass reinforced plastic |  |  | Double Wall |  | 1901-01-01 | Catchment Basin | Automatic shutoff device At 95% full | Automatic shutoff device At 95% full |  |  | Continuous Automatic Tank Gauge |  | Automatic flow restrictor (MLLD) | Automatic flow restrictor (MLLD) |  |  | Annual line testing | Annual line testing |  | UST Currently In Use: 3; UST Temp Close: 0; AST Currently In Use: 0; AST Temp Closed: 0 | 3 | 0 | 0 | 25892-073-007373 | PRADEEP BIKRAM SINGH
46163 | Currently in Use |  | 1995-12-13 |  | Petroleum | Premium gasoline | Premium gasoline | Retail | Fiberglass reinforced plastic | Fiberglass reinforced plastic |  |  | OLD TYPE |  | 1901-01-01 | Catchment Basin | Automatic shutoff device At 95% full | Automatic shutoff device At 95% full |  |  | Continuous Automatic Tank Gauge |  | Automatic flow restrictor (MLLD) | Automatic flow restrictor (MLLD) |  |  | Annual line testing | Annual line testing |  | UST Currently In Use: 3; UST Temp Close: 0; AST Currently In Use: 0; AST Temp Closed: 0 | 3 | 0 | 0 | 25892-073-007373 | PRADEEP BIKRAM SINGH
46164 | Currently in Use |  | 1995-12-15 |  | Petroleum | Unleaded gasoline | Unleaded gasoline | Retail | Fiberglass coated steel | Fiberglass coated steel | Coated & cathodic protection (sti-P3) |  | Double Wall |  | 1901-01-01 | Catchment Basin | Flow Rest 90% Full | Flow Rest 90% Full |  |  | Continuous Automatic Tank Gauge |  | Automatic shutoff device (AELLD) | Automatic flow restrictor (MLLD) |  |  | Annual line testing | Annual line testing |  | UST Currently In Use: 2; UST Temp Close: 0; AST Currently In Use: 0; AST Temp Closed: 0 | 2 | 0 | 0 | 25244-089-017629 | MEX NORTH ALABAMA, LLC.
46165 | Currently in Use |  | 1995-12-15 |  | Petroleum | Premium gasoline | Premium gasoline | Retail | Fiberglass coated steel | Fiberglass coated steel | Coated & cathodic protection (sti-P3) |  | Double Wall |  | 1901-01-01 | Catchment Basin | Flow Rest 90% Full | Flow Rest 90% Full |  |  | Continuous Automatic Tank Gauge |  | Automatic flow restrictor (MLLD) | Automatic flow restrictor (MLLD) |  |  | Annual line testing | Annual line testing |  | UST Currently In Use: 2; UST Temp Close: 0; AST Currently In Use: 0; AST Temp Closed: 0 | 2 | 0 | 0 | 25244-089-017629 | MEX NORTH ALABAMA, LLC.
46166 | Permanently Closed | 2002-02-27 | 1966-01-01 | 2002-02-27 | Petroleum | Unleaded gasoline | Unleaded gasoline | Emergency Power Generator | Steel | Steel |  | Painted or None | Steel |  | 1901-01-01 | [14 empty] | UST Currently In Use: 0; UST Temp Close: 0; AST Currently In Use: 0; AST Temp Closed: 0 | 0 | 0 | 1 | 20020-101-017632 | CROWNE INVESTMENTS INC
46167 | Permanently Closed | 1997-01-01 | 1988-01-01 | 1997-07-08 | Petroleum | Used oil | Used oil | [5 empty] | NO PIPING |  | 1901-01-01 | [5 empty] | Manual Tank Gauging (only tanks 1000 gal. or less and 48” or 64” in diameter) | [5 empty] | Annual line testing | Annual line testing |  | UST Currently In Use: 0; UST Temp Close: 0; AST Currently In Use: 0; AST Temp Closed: 0 | 0 | 0 | 5 | 10180-097-001723 | ALLEN BRIGGS
46168 | Permanently Closed | 2021-05-20 | 1994-09-01 | 2021-12-15 | Petroleum | On road diesel | On road diesel | Emergency Power Generator | Double Wall | Double Wall |  |  | Double Wall |  | 1901-01-01 | Catchment Basin | Automatic shutoff device At 95% full | Automatic shutoff device At 95% full | Interstitial Monitoring within Secondary Containment |  | Automatic Tank Gauge | [8 empty] | UST Currently In Use: 0; UST Temp Close: 0; AST Currently In Use: 13; AST Temp Closed: 0 | 0 | 0 | 11 | 15158-125-001921 | TUSCALOOSA V A MEDICAL CENTER
46169 | Currently in Use |  | 1994-08-15 |  | Petroleum | Unleaded gasoline | Unleaded gasoline | Retail | Steel | Steel | Coated & cathodic protection (sti-P3) |  | Fiberglass reinforced plastic |  |  | Catchment Basin | Flow Rest 90% Full | Flow Rest 90% Full |  |  | Automatic Tank Gauge |  | Automatic flow restrictor (MLLD) | Automatic flow restrictor (MLLD) |  |  | Annual line testing | Annual line testing |  | UST Currently In Use: 2; UST Temp Close: 1; AST Currently In Use: 0; AST Temp Closed: 0 | 2 | 1 | 0 | 20021-065-011321 | DAVID EPPERSON
46170 | Currently in Use |  | 1994-08-15 |  | Petroleum | Unleaded gasoline | Unleaded gasoline | Retail | Steel | Steel | Coated & cathodic protection (sti-P3) |  | Fiberglass reinforced plastic |  |  | Catchment Basin | Flow Rest 90% Full | Flow Rest 90% Full |  |  | Automatic Tank Gauge |  | Containment Sump | Automatic flow restrictor (MLLD) |  |  | Annual line testing | Annual line testing |  | UST Currently In Use: 2; UST Temp Close: 1; AST Currently In Use: 0; AST Temp Closed: 0 | 2 | 1 | 0 | 20021-065-011321 | DAVID EPPERSON
46171 | Currently in Use |  | 1995-12-01 |  | Petroleum | Mid-grade gasoline | Mid-grade gasoline | Retail | Steel | Steel | Coated & cathodic protection (sti-P3) |  | Fiberglass reinforced plastic |  |  | Catchment Basin | Automatic shutoff device At 95% full | Automatic shutoff device At 95% full |  |  | Continuous Automatic Tank Gauge |  | Automatic shutoff device (AELLD) | Automatic shutoff device (AELLD) |  |  | Annual line testing | Annual line testing |  | UST Currently In Use: 3; UST Temp Close: 0; AST Currently In Use: 0; AST Temp Closed: 0 | 3 | 0 | 2 | 24225-003-007833 | S & M CROSSROADS, LLC
46172 | Temporary Closed | 2015-07-20 | 1995-10-24 |  | Petroleum | Unleaded gasoline | Unleaded gasoline | Retail | Steel | Steel | Coated & cathodic protection (sti-P3) |  | Fiberglass reinforced plastic |  |  | Catchment Basin | Automatic shutoff device At 95% full | Automatic shutoff device At 95% full |  |  | Statistical Inventory Reconciliation (SIR) |  | Automatic flow restrictor (MLLD) | Automatic flow restrictor (MLLD) |  |  | Annual line testing | Annual line testing |  | UST Currently In Use: 0; UST Temp Close: 4; AST Currently In Use: 0; AST Temp Closed: 0 | 0 | 4 | 0 | 23149-003-001389 | PICK & SAVE FOOD MART
46173 | Currently in Use |  | 1996-01-10 |  | Petroleum | Unleaded gasoline | Unleaded gasoline | Retail | Steel | Single Wall | Coated & cathodic protection (sti-P3) |  | FGL COATED |  |  | Catchment Basin | Automatic shutoff device At 95% full | Automatic shutoff device At 95% full |  |  | Continuous Automatic Tank Gauge |  | Containment Sump | Automatic shutoff device (AELLD) | [5 empty] | UST Currently In Use: 2; UST Temp Close: 0; AST Currently In Use: 0; AST Temp Closed: 0 | 2 | 0 | 3 | 15420-027-003261 | MAPCO EXPRESS, INC.
46174 | Currently in Use |  | 1996-01-10 |  | Petroleum | Premium gasoline | Premium gasoline | Retail | Single Wall | Single Wall | Coated & cathodic protection (sti-P3) |  | Double Wall |  |  | Catchment Basin | Automatic shutoff device At 95% full | Automatic shutoff device At 95% full |  |  | Continuous Automatic Tank Gauge |  | Automatic shutoff device (AELLD) | Automatic shutoff device (AELLD) | [5 empty] | UST Currently In Use: 2; UST Temp Close: 0; AST Currently In Use: 0; AST Temp Closed: 0 | 2 | 0 | 3 | 15420-027-003261 | MAPCO EXPRESS, INC.
46175 | Permanently Closed | 1995-10-18 | 1983-07-08 | 1997-10-18 | Petroleum | Unleaded gasoline | Unleaded gasoline | Retail | Steel | Steel |  | Painted or None | Steel |  | 1901-01-01 | [14 empty] | UST Currently In Use: 3; UST Temp Close: 0; AST Currently In Use: 0; AST Temp Closed: 0 | 3 | 0 | 3 | 22955-015-015813 | RENEE WINKS
46176 | Permanently Closed | 1995-10-18 | 1983-07-08 | 1997-10-18 | Petroleum | Unleaded gasoline | Unleaded gasoline | Retail | Steel | Steel |  | Painted or None | Steel |  | 1901-01-01 | [14 empty] | UST Currently In Use: 3; UST Temp Close: 0; AST Currently In Use: 0; AST Temp Closed: 0 | 3 | 0 | 3 | 22955-015-015813 | RENEE WINKS
46177 | Permanently Closed | 1995-10-18 | 1983-07-08 | 1997-10-18 | Petroleum | On road diesel | On road diesel | Retail | Steel | Steel |  | Painted or None | Steel |  | 1901-01-01 | [14 empty] | UST Currently In Use: 3; UST Temp Close: 0; AST Currently In Use: 0; AST Temp Closed: 0 | 3 | 0 | 3 | 22955-015-015813 | RENEE WINKS
46178 | Currently in Use |  | 1995-11-03 |  | Petroleum | Unleaded gasoline | Unleaded gasoline | Industrial | Fiberglass reinforced plastic | Fiberglass reinforced plastic |  |  | Single Wall |  |  | Catchment Basin | Automatic shutoff device At 95% full | Automatic shutoff device At 95% full |  |  | Continuous Automatic Tank Gauge | Direct Bury submersible pump | [7 empty] | UST Currently In Use: 3; UST Temp Close: 0; AST Currently In Use: 0; AST Temp Closed: 0 | 3 | 0 | 6 | 11407-103-001098 | COCA COLA OF DECATUR
46179 | Currently in Use |  | 1995-11-03 |  | Petroleum | Premium gasoline | Premium gasoline | Industrial | Fiberglass reinforced plastic | Fiberglass reinforced plastic |  |  | Single Wall |  |  | Catchment Basin | Automatic shutoff device At 95% full | Automatic shutoff device At 95% full |  |  | Continuous Automatic Tank Gauge | Direct Bury submersible pump | [7 empty] | UST Currently In Use: 3; UST Temp Close: 0; AST Currently In Use: 0; AST Temp Closed: 0 | 3 | 0 | 6 | 11407-103-001098 | COCA COLA OF DECATUR
46180 | Currently in Use |  | 1995-11-03 |  | Petroleum | On road diesel | On road diesel | Industrial | Single Wall | Fiberglass reinforced plastic |  |  | Single Wall |  |  | Catchment Basin | Automatic shutoff device At 95% full | Automatic shutoff device At 95% full |  |  | Continuous Automatic Tank Gauge | Direct Bury submersible pump | [7 empty] | UST Currently In Use: 3; UST Temp Close: 0; AST Currently In Use: 0; AST Temp Closed: 0 | 3 | 0 | 6 | 11407-103-001098 | COCA COLA OF DECATUR
46181 | Currently in Use |  | 1995-11-13 |  | Petroleum | Unleaded gasoline | Unleaded gasoline | Retail | Steel | Steel | Coated & cathodic protection (sti-P3) |  | Double Wall |  |  | Catchment Basin | Automatic shutoff device At 95% full | Automatic shutoff device At 95% full |  |  | Continuous Automatic Tank Gauge |  | Containment Sump | Automatic flow restrictor (MLLD) |  | SENSOR TO ATG | Annual line testing | Annual line testing |  | UST Currently In Use: 3; UST Temp Close: 0; AST Currently In Use: 0; AST Temp Closed: 0 | 3 | 0 | 0 | 24361-003-017635 | DIXIE OAKS INC
46182 | Currently in Use |  | 1995-11-13 |  | Petroleum | Premium gasoline | Premium gasoline | Retail | Steel | Steel | Coated & cathodic protection (sti-P3) |  | Flexible |  |  | Catchment Basin | Automatic shutoff device At 95% full | Automatic shutoff device At 95% full |  |  | Continuous Automatic Tank Gauge |  | Containment Sump | Automatic flow restrictor (MLLD) |  |  | Annual line testing | Annual line testing |  | UST Currently In Use: 3; UST Temp Close: 0; AST Currently In Use: 0; AST Temp Closed: 0 | 3 | 0 | 0 | 24361-003-017635 | DIXIE OAKS INC
46183 | Currently in Use |  | 1995-08-02 |  | Petroleum | Unleaded gasoline | Unleaded gasoline | Retail | Steel | Steel | Coated & cathodic protection (sti-P3) |  | Fiberglass reinforced plastic |  |  | Catchment Basin | Automatic shutoff device At 95% full | Automatic shutoff device At 95% full |  |  | Continuous Automatic Tank Gauge |  | Automatic shutoff device (AELLD) | Automatic shutoff device (AELLD) |  |  | Continuous alarm system | Continuous alarm system |  | UST Currently In Use: 2; UST Temp Close: 0; AST Currently In Use: 0; AST Temp Closed: 0 | 2 | 0 | 0 | 10182-123-017636 | ALLEN OIL CO
46184 | Currently in Use |  | 1995-08-02 |  | Petroleum | Premium gasoline | Premium gasoline | Retail | Steel | Steel | Coated & cathodic protection (sti-P3) |  | Fiberglass reinforced plastic |  |  | Catchment Basin | Automatic shutoff device At 95% full | Automatic shutoff device At 95% full |  |  | Continuous Automatic Tank Gauge |  | Automatic shutoff device (AELLD) | Automatic shutoff device (AELLD) |  |  | Continuous alarm system | Continuous alarm system |  | UST Currently In Use: 2; UST Temp Close: 0; AST Currently In Use: 0; AST Temp Closed: 0 | 2 | 0 | 0 | 10182-123-017636 | ALLEN OIL CO
46185 | Temporary Closed | 2019-07-25 | 1995-10-15 |  | Petroleum | Unleaded gasoline | Unleaded gasoline | Retail | Fiberglass coated steel | Fiberglass coated steel |  |  | Fiberglass reinforced plastic |  | 1901-01-01 | Catchment Basin | Automatic shutoff device At 95% full | Automatic shutoff device At 95% full |  |  | Automatic Tank Gauge |  | Automatic flow restrictor (MLLD) | Automatic flow restrictor (MLLD) |  |  | Annual line testing | Annual line testing |  | UST Currently In Use: 0; UST Temp Close: 3; AST Currently In Use: 0; AST Temp Closed: 0 | 0 | 3 | 2 | 19898-067-006268 | PETRO SOUTH INC
46188 | Temporary Closed | 2019-07-25 | 1995-10-15 |  | Petroleum | Premium gasoline | Premium gasoline | Retail | Fiberglass coated steel | Fiberglass coated steel |  |  | Fiberglass reinforced plastic |  | 1901-01-01 | Catchment Basin | Automatic shutoff device At 95% full | Automatic shutoff device At 95% full |  |  | Automatic Tank Gauge |  | Automatic flow restrictor (MLLD) | Automatic flow restrictor (MLLD) |  |  | Annual line testing | Annual line testing |  | UST Currently In Use: 0; UST Temp Close: 3; AST Currently In Use: 0; AST Temp Closed: 0 | 0 | 3 | 2 | 19898-067-006268 | PETRO SOUTH INC
46189 | Currently in Use |  | 1995-12-28 |  | Petroleum | Unleaded gasoline | Unleaded gasoline | Retail | Fiberglass reinforced plastic | Fiberglass reinforced plastic |  |  | Fiberglass reinforced plastic |  | 1901-01-01 | Catchment Basin | Automatic shutoff device At 95% full | Automatic shutoff device At 95% full |  | SENSOR TO ATG | Continuous Automatic Tank Gauge |  | Containment Sump | Automatic flow restrictor (MLLD) | Interstitial Monitoring within Secondary Containment | SENSOR TO ATG | Annual line testing | Annual line testing |  | UST Currently In Use: 3; UST Temp Close: 0; AST Currently In Use: 0; AST Temp Closed: 0 | 3 | 0 | 0 | 23982-039-017637 | CENERGY OIL AND GAS
46192 | Currently in Use |  | 1995-12-28 |  | Petroleum | On road diesel | On road diesel | Retail | Fiberglass reinforced plastic | Fiberglass reinforced plastic |  |  | Fiberglass reinforced plastic |  | 1901-01-01 | Catchment Basin | Automatic shutoff device At 95% full | Automatic shutoff device At 95% full |  | SENSOR TO ATG | Continuous Automatic Tank Gauge |  | Automatic flow restrictor (MLLD) | Automatic flow restrictor (MLLD) | Interstitial Monitoring within Secondary Containment | SENSOR TO ATG | Continuous alarm system | Annual line testing |  | UST Currently In Use: 3; UST Temp Close: 0; AST Currently In Use: 0; AST Temp Closed: 0 | 3 | 0 | 0 | 23982-039-017637 | CENERGY OIL AND GAS
46193 | Currently in Use |  | 1995-10-01 |  | Petroleum | Unleaded gasoline | Unleaded gasoline | Retail | Fiberglass reinforced plastic | Fiberglass reinforced plastic |  |  | Fiberglass reinforced plastic |  | 1901-01-01 | Catchment Basin | Automatic shutoff device At 95% full | Automatic shutoff device At 95% full |  |  | Automatic Tank Gauge |  | MANIFOLDED | Containment Sump |  |  | MANIFOLDED | Other |  | UST Currently In Use: 3; UST Temp Close: 0; AST Currently In Use: 0; AST Temp Closed: 0 | 3 | 0 | 0 | 22565-101-017638 | MADHUR LLC
46196 | Currently in Use |  | 1995-10-01 |  | Petroleum | Unleaded gasoline | Unleaded gasoline | Retail | Fiberglass reinforced plastic | Fiberglass reinforced plastic |  |  | Fiberglass reinforced plastic |  | 1901-01-01 | Catchment Basin | Automatic shutoff device At 95% full | Automatic shutoff device At 95% full |  |  | Automatic Tank Gauge |  | Containment Sump | Automatic flow restrictor (MLLD) |  |  | Annual line testing | Annual line testing |  | UST Currently In Use: 3; UST Temp Close: 0; AST Currently In Use: 0; AST Temp Closed: 0 | 3 | 0 | 0 | 22565-101-017638 | MADHUR LLC
46199 | Currently in Use |  | 1995-10-01 |  | Petroleum | Premium gasoline | Premium gasoline | Retail | Fiberglass reinforced plastic | Fiberglass reinforced plastic |  |  | Fiberglass reinforced plastic |  | 1901-01-01 | Catchment Basin | Automatic shutoff device At 95% full | Automatic shutoff device At 95% full |  |  | Automatic Tank Gauge |  | Containment Sump | Automatic flow restrictor (MLLD) |  |  | Annual line testing | Annual line testing |  | UST Currently In Use: 3; UST Temp Close: 0; AST Currently In Use: 0; AST Temp Closed: 0 | 3 | 0 | 0 | 22565-101-017638 | MADHUR LLC
46200 | Currently in Use |  | 1996-01-29 |  | Petroleum | Unleaded gasoline | Unleaded gasoline | Retail | Fiberglass reinforced plastic | Fiberglass reinforced plastic |  |  | Flexible |  |  | Catchment Basin | Automatic shutoff device At 95% full | Automatic shutoff device At 95% full |  |  | Continuous Automatic Tank Gauge | Single walled submersible pump containment sump | Containment Sump | Automatic flow restrictor (MLLD) |  |  | Annual line testing | Annual line testing |  | UST Currently In Use: 4; UST Temp Close: 1; AST Currently In Use: 0; AST Temp Closed: 0 | 4 | 1 | 6 | 24444-103-007167 | LEWIS & RAULERSON, INC.
46201 | Temporary Closed | 2015-06-01 | 1996-01-29 |  | Petroleum | Mid-grade gasoline | Mid-grade gasoline | Retail | Fiberglass reinforced plastic | Fiberglass reinforced plastic |  |  | Double Wall |  | 1901-01-01 | Catchment Basin | Flow Rest 90% Full | Automatic shutoff device At 95% full |  |  | Continuous Automatic Tank Gauge | Single walled submersible pump containment sump | Containment Sump | Automatic flow restrictor (MLLD) |  |  | Annual line testing | Annual line testing |  | UST Currently In Use: 4; UST Temp Close: 1; AST Currently In Use: 0; AST Temp Closed: 0 | 4 | 1 | 6 | 24444-103-007167 | LEWIS & RAULERSON, INC.
46202 | Currently in Use |  | 1996-01-29 |  | Petroleum | Premium gasoline | Premium gasoline | Retail | Fiberglass reinforced plastic | Fiberglass reinforced plastic |  |  | Double Wall |  |  | Catchment Basin | Flow Rest 90% Full | Automatic shutoff device At 95% full |  |  | Continuous Automatic Tank Gauge | Single walled submersible pump containment sump | Containment Sump | Automatic flow restrictor (MLLD) |  |  | Annual line testing | Annual line testing |  | UST Currently In Use: 4; UST Temp Close: 1; AST Currently In Use: 0; AST Temp Closed: 0 | 4 | 1 | 6 | 24444-103-007167 | LEWIS & RAULERSON, INC.
46203 | Currently in Use |  | 1996-01-29 |  | Petroleum | On road diesel | On road diesel | Retail | Fiberglass reinforced plastic | Fiberglass reinforced plastic |  |  | Flexible |  |  | Catchment Basin | Automatic shutoff device At 95% full | Automatic shutoff device At 95% full |  |  | Continuous Automatic Tank Gauge | Single walled submersible pump containment sump | Containment Sump | Automatic flow restrictor (MLLD) |  |  | Annual line testing | Annual line testing |  | UST Currently In Use: 4; UST Temp Close: 1; AST Currently In Use: 0; AST Temp Closed: 0 | 4 | 1 | 6 | 24444-103-007167 | LEWIS & RAULERSON, INC.
46204 | Currently in Use |  | 1996-01-29 |  | Petroleum | On road diesel | On road diesel | Retail | Fiberglass reinforced plastic | Fiberglass reinforced plastic |  |  | Double Wall |  |  | Catchment Basin | Automatic shutoff device At 95% full | Automatic shutoff device At 95% full |  |  | Continuous Automatic Tank Gauge | Single walled submersible pump containment sump | Automatic flow restrictor (MLLD) | Automatic flow restrictor (MLLD) |  |  | Annual line testing | Annual line testing |  | UST Currently In Use: 4; UST Temp Close: 1; AST Currently In Use: 0; AST Temp Closed: 0 | 4 | 1 | 6 | 24444-103-007167 | LEWIS & RAULERSON, INC.
46205 | Permanently Closed | 2019-10-31 | 1996-02-26 | 2020-04-07 | Petroleum | On road diesel | On road diesel | Retail | Steel | Steel | Coated & cathodic protection (sti-P3) |  | Fiberglass reinforced plastic |  |  | Catchment Basin | Flow Rest 90% Full | Flow Rest 90% Full |  |  | Automatic Tank Gauge |  | Automatic flow restrictor (MLLD) | Automatic flow restrictor (MLLD) |  |  | Annual line testing | Annual line testing |  | UST Currently In Use: 0; UST Temp Close: 0; AST Currently In Use: 0; AST Temp Closed: 0 | 0 | 0 | 6 | 17328-091-004897 | A W COMPTON AND SON
46206 | Permanently Closed | 1997-06-12 | 1985-01-01 | 1997-06-12 | Petroleum | Kerosene | Kerosene | Retail | Steel | Steel |  | Painted or None | Steel |  | 1901-01-01 |  | Automatic shutoff device At 95% full | Automatic shutoff device At 95% full | [11 empty] | UST Currently In Use: 0; UST Temp Close: 2; AST Currently In Use: 0; AST Temp Closed: 0 | 0 | 2 | 6 | 20463-117-012461 | JAMES S. DAWSON AND SUSAN J.
46207 | Currently in Use |  | 1996-11-15 |  | Petroleum | Unleaded gasoline | Unleaded gasoline | Retail | Fiberglass reinforced plastic | Fiberglass reinforced plastic |  |  | Double Wall |  | 1901-01-01 | Catchment Basin | Flow Rest 90% Full | Audible high level alarm At 90% full |  |  | Continuous Automatic Tank Gauge |  | Automatic flow restrictor (MLLD) | Automatic flow restrictor (MLLD) | Interstitial Monitoring within Secondary Containment | SENSOR TO ATG | Continuous alarm system | Annual line testing |  | UST Currently In Use: 4; UST Temp Close: 1; AST Currently In Use: 0; AST Temp Closed: 0 | 4 | 1 | 0 | 25064-089-017640 | DQ TEXACO SHAYONA 101, INC.
46208 | Temporary Closed | 2015-06-01 | 1996-11-15 |  | Petroleum | Mid-grade gasoline | Mid-grade gasoline | Retail | Fiberglass reinforced plastic | Fiberglass reinforced plastic |  |  | Double Wall |  | 1901-01-01 | Catchment Basin | Flow Rest 90% Full | Flow Rest 90% Full |  |  | Continuous Automatic Tank Gauge |  | Automatic flow restrictor (MLLD) | Automatic flow restrictor (MLLD) | Interstitial Monitoring within Secondary Containment | SENSOR TO ATG | Continuous alarm system | Continuous alarm system |  | UST Currently In Use: 4; UST Temp Close: 1; AST Currently In Use: 0; AST Temp Closed: 0 | 4 | 1 | 0 | 25064-089-017640 | DQ TEXACO SHAYONA 101, INC.
46209 | Currently in Use |  | 1996-11-15 |  | Petroleum | Premium gasoline | Premium gasoline | Retail | Fiberglass reinforced plastic | Fiberglass reinforced plastic |  |  | Double Wall |  | 1901-01-01 | Catchment Basin | Flow Rest 90% Full | Audible high level alarm At 90% full |  |  | Continuous Automatic Tank Gauge |  | Containment Sump | Automatic flow restrictor (MLLD) |  |  | Annual line testing | Annual line testing |  | UST Currently In Use: 4; UST Temp Close: 1; AST Currently In Use: 0; AST Temp Closed: 0 | 4 | 1 | 0 | 25064-089-017640 | DQ TEXACO SHAYONA 101, INC.
46210 | Currently in Use |  | 1996-11-15 |  | Petroleum | On road diesel | On road diesel | Retail | Fiberglass reinforced plastic | Fiberglass reinforced plastic |  |  | Double Wall |  | 1901-01-01 | Catchment Basin | Audible high level alarm At 90% full | Audible high level alarm At 90% full |  |  | Continuous Automatic Tank Gauge |  | Containment Sump | Automatic flow restrictor (MLLD) | Interstitial Monitoring within Secondary Containment | SENSOR TO ATG | Annual line testing | Annual line testing |  | UST Currently In Use: 4; UST Temp Close: 1; AST Currently In Use: 0; AST Temp Closed: 0 | 4 | 1 | 0 | 25064-089-017640 | DQ TEXACO SHAYONA 101, INC.
46211 | Currently in Use |  | 1996-11-15 |  | Petroleum | Kerosene | Kerosene | Retail | Fiberglass reinforced plastic | Fiberglass reinforced plastic |  |  | Fiberglass reinforced plastic |  | 1901-01-01 | Catchment Basin | Flow Rest 90% Full | Flow Rest 90% Full |  |  | Continuous Automatic Tank Gauge | [8 empty] | UST Currently In Use: 4; UST Temp Close: 1; AST Currently In Use: 0; AST Temp Closed: 0 | 4 | 1 | 0 | 25064-089-017640 | DQ TEXACO SHAYONA 101, INC.
46212 | Currently in Use |  | 1901-01-01 |  | Petroleum | Unleaded gasoline | Unleaded gasoline | Retail | Single Wall | Single Wall | Coated & cathodic protection (sti-P3) |  | Single Wall |  |  | Catchment Basin | Flow Rest 90% Full | Flow Rest 90% Full |  |  | Continuous Automatic Tank Gauge |  | Automatic flow restrictor (MLLD) | Automatic flow restrictor (MLLD) |  |  | Annual line testing | Annual line testing |  | UST Currently In Use: 5; UST Temp Close: 0; AST Currently In Use: 0; AST Temp Closed: 0 | 5 | 0 | 0 | 24596-127-017641 | HOLDEN ENERGY LLC
46213 | Currently in Use |  | 1901-01-01 |  | Petroleum | Premium gasoline | Premium gasoline | Retail | Single Wall | Single Wall | Coated & cathodic protection (sti-P3) |  | Fiberglass reinforced plastic |  |  | Catchment Basin | Flow Rest 90% Full | Flow Rest 90% Full |  |  | Continuous Automatic Tank Gauge |  | Automatic flow restrictor (MLLD) | Automatic flow restrictor (MLLD) |  |  | Annual line testing | Annual line testing |  | UST Currently In Use: 5; UST Temp Close: 0; AST Currently In Use: 0; AST Temp Closed: 0 | 5 | 0 | 0 | 24596-127-017641 | HOLDEN ENERGY LLC
46214 | Currently in Use |  | 1901-01-01 |  | Petroleum | On road diesel | On road diesel | Retail | Steel | Single Wall | Coated & cathodic protection (sti-P3) |  | Fiberglass reinforced plastic |  |  | Catchment Basin | Flow Rest 90% Full | Flow Rest 90% Full |  |  | Continuous Automatic Tank Gauge |  | Automatic flow restrictor (MLLD) | Automatic flow restrictor (MLLD) |  |  | Annual line testing | Annual line testing |  | UST Currently In Use: 5; UST Temp Close: 0; AST Currently In Use: 0; AST Temp Closed: 0 | 5 | 0 | 0 | 24596-127-017641 | HOLDEN ENERGY LLC
46215 | Currently in Use |  | 1901-01-01 |  | Petroleum | Mid-grade gasoline | Mid-grade gasoline | Retail | Steel | Single Wall | Coated & cathodic protection (sti-P3) |  | Fiberglass reinforced plastic |  |  | Catchment Basin | Flow Rest 90% Full | Flow Rest 90% Full |  |  | Continuous Automatic Tank Gauge |  | Automatic flow restrictor (MLLD) | Automatic flow restrictor (MLLD) |  |  | Annual line testing | Annual line testing |  | UST Currently In Use: 5; UST Temp Close: 0; AST Currently In Use: 0; AST Temp Closed: 0 | 5 | 0 | 0 | 24596-127-017641 | HOLDEN ENERGY LLC
46216 | Currently in Use |  | 1994-12-01 |  | Petroleum | Unleaded gasoline | Unleaded gasoline | Retail | Fiberglass reinforced plastic | Fiberglass reinforced plastic |  |  | Double Wall |  | 1901-01-01 | Catchment Basin | Flow Rest 90% Full | Flow Rest 90% Full |  |  | Automatic Tank Gauge |  | Automatic flow restrictor (MLLD) | Automatic flow restrictor (MLLD) |  |  | Annual line testing | Annual line testing |  | UST Currently In Use: 4; UST Temp Close: 0; AST Currently In Use: 0; AST Temp Closed: 0 | 4 | 0 | 0 | 23533-083-017642 | BK, LLC
46217 | Currently in Use |  | 1994-12-01 |  | Petroleum | Premium gasoline | Premium gasoline | Retail | Fiberglass reinforced plastic | Fiberglass reinforced plastic |  |  | Double Wall |  | 1901-01-01 | Catchment Basin | Flow Rest 90% Full | Flow Rest 90% Full |  |  | Automatic Tank Gauge |  | Automatic flow restrictor (MLLD) | Automatic flow restrictor (MLLD) |  |  | Annual line testing | Annual line testing |  | UST Currently In Use: 4; UST Temp Close: 0; AST Currently In Use: 0; AST Temp Closed: 0 | 4 | 0 | 0 | 23533-083-017642 | BK, LLC
46218 | Currently in Use |  | 1994-12-01 |  | Petroleum | On road diesel | On road diesel | Retail | Fiberglass reinforced plastic | Fiberglass reinforced plastic |  |  | Single Wall |  | 1901-01-01 | Catchment Basin | Flow Rest 90% Full | Flow Rest 90% Full |  |  | Automatic Tank Gauge | [8 empty] | UST Currently In Use: 4; UST Temp Close: 0; AST Currently In Use: 0; AST Temp Closed: 0 | 4 | 0 | 0 | 23533-083-017642 | BK, LLC
46219 | Currently in Use | 2018-05-01 | 1994-12-01 |  | Petroleum | Ethanol free gasoline | Ethanol free gasoline | Retail | Fiberglass reinforced plastic | Fiberglass reinforced plastic |  |  | Fiberglass reinforced plastic |  | 1901-01-01 | Catchment Basin | Flow Rest 90% Full | Flow Rest 90% Full |  |  | Automatic Tank Gauge | [8 empty] | UST Currently In Use: 4; UST Temp Close: 0; AST Currently In Use: 0; AST Temp Closed: 0 | 4 | 0 | 0 | 23533-083-017642 | BK, LLC
46220 | Currently in Use |  | 1988-09-13 |  | Petroleum | Unleaded gasoline | Unleaded gasoline | Local government | Steel | Steel | Coated & cathodic protection (sti-P3) |  | Flexible | APT |  | Catchment Basin | Automatic shutoff device At 95% full | Automatic shutoff device At 95% full |  |  | Automatic Tank Gauge | [8 empty] | UST Currently In Use: 3; UST Temp Close: 0; AST Currently In Use: 0; AST Temp Closed: 0 | 3 | 0 | 0 | 11243-037-017653 | COOSA COUNTY COMMISSION
46221 | Currently in Use |  | 1988-09-13 |  | Petroleum | Other, OFFROAD | Other | Local government | Steel | Steel | Coated & cathodic protection (sti-P3) |  | Double Wall | APT |  | Catchment Basin | Automatic shutoff device At 95% full | Automatic shutoff device At 95% full |  |  | Automatic Tank Gauge | [8 empty] | UST Currently In Use: 3; UST Temp Close: 0; AST Currently In Use: 0; AST Temp Closed: 0 | 3 | 0 | 0 | 11243-037-017653 | COOSA COUNTY COMMISSION
46222 | Currently in Use |  | 1988-09-13 |  | Petroleum | On road diesel | On road diesel | Local government | Steel | Steel | Coated & cathodic protection (sti-P3) |  | Double Wall | APT |  | Catchment Basin | Automatic shutoff device At 95% full | Automatic shutoff device At 95% full |  |  | Automatic Tank Gauge | [8 empty] | UST Currently In Use: 3; UST Temp Close: 0; AST Currently In Use: 0; AST Temp Closed: 0 | 3 | 0 | 0 | 11243-037-017653 | COOSA COUNTY COMMISSION
46223 | Currently in Use |  | 1995-10-15 |  | Petroleum | Unleaded gasoline | Unleaded gasoline | Retail | Steel | Single Wall | Coated & cathodic protection (sti-P3) |  | Fiberglass reinforced plastic |  |  | Catchment Basin | Flow Rest 90% Full | Flow Rest 90% Full |  |  | Continuous Automatic Tank Gauge |  | Containment Sump | Automatic shutoff device (AELLD) |  |  | Continuous alarm system | Continuous alarm system |  | UST Currently In Use: 2; UST Temp Close: 0; AST Currently In Use: 0; AST Temp Closed: 0 | 2 | 0 | 0 | 25265-055-017655 | LGWS/CROSS AMERICA PARTNERS
46224 | Currently in Use |  | 1995-10-15 |  | Petroleum | Premium gasoline | Premium gasoline | Retail | Single Wall | Single Wall | Field installed cathodic protection |  | Fiberglass reinforced plastic |  |  | Catchment Basin | Flow Rest 90% Full | Flow Rest 90% Full |  |  | Continuous Automatic Tank Gauge |  | Automatic shutoff device (AELLD) | Automatic shutoff device (AELLD) |  |  | Continuous alarm system | Continuous alarm system |  | UST Currently In Use: 2; UST Temp Close: 0; AST Currently In Use: 0; AST Temp Closed: 0 | 2 | 0 | 0 | 25265-055-017655 | LGWS/CROSS AMERICA PARTNERS
46225 | Permanently Closed | 2018-04-03 | 1996-03-01 | 2018-04-03 | Petroleum | Unleaded gasoline | Unleaded gasoline | Retail | Fiberglass reinforced plastic | Fiberglass reinforced plastic |  |  | Fiberglass reinforced plastic |  | 1901-01-01 | Catchment Basin | Flow Rest 90% Full | Flow Rest 90% Full |  | OTHER | Other |  | Automatic shutoff device (AELLD) | Automatic shutoff device (AELLD) | [5 empty] | UST Currently In Use: 1; UST Temp Close: 0; AST Currently In Use: 0; AST Temp Closed: 0 | 1 | 0 | 3 | 11230-003-017656 | CONTORNO, INC.
46226 | Permanently Closed | 2018-04-03 | 1996-03-01 | 2018-04-03 | Petroleum | Unleaded gasoline | Unleaded gasoline | Retail | Fiberglass reinforced plastic | Double Wall |  |  | Fiberglass reinforced plastic |  | 1901-01-01 | Catchment Basin | Flow Rest 90% Full | Flow Rest 90% Full | Interstitial Monitoring within Secondary Containment | OTHER | Continuous Automatic Tank Gauge |  | Containment Sump | Containment Sump |  |  | MANIFOLDED | Other |  | UST Currently In Use: 1; UST Temp Close: 0; AST Currently In Use: 0; AST Temp Closed: 0 | 1 | 0 | 3 | 11230-003-017656 | CONTORNO, INC.
46227 | Permanently Closed | 2018-04-03 | 1996-03-01 | 2018-04-03 | Petroleum | Premium gasoline | Premium gasoline | Retail | Fiberglass reinforced plastic | Double Wall |  |  | Fiberglass reinforced plastic |  | 1901-01-01 | Catchment Basin | Flow Rest 90% Full | Flow Rest 90% Full | Interstitial Monitoring within Secondary Containment | OTHER | Continuous Automatic Tank Gauge |  | Containment Sump | Automatic shutoff device (AELLD) | [5 empty] | UST Currently In Use: 1; UST Temp Close: 0; AST Currently In Use: 0; AST Temp Closed: 0 | 1 | 0 | 3 | 11230-003-017656 | CONTORNO, INC.
46228 | Currently in Use |  | 1991-11-01 |  | Petroleum | Unleaded gasoline | Unleaded gasoline | Retail | Steel | Steel | Coated & cathodic protection (sti-P3) |  | Fiberglass reinforced plastic |  |  | Catchment Basin | Flow Rest 90% Full | Flow Rest 90% Full |  |  | Statistical Inventory Reconciliation (SIR) |  | Automatic flow restrictor (MLLD) | Automatic flow restrictor (MLLD) |  |  | Statistical inventory reconciliation (SIR) | Annual line testing |  | UST Currently In Use: 3; UST Temp Close: 0; AST Currently In Use: 0; AST Temp Closed: 0 | 3 | 0 | 5 | 24465-021-003476 | SRK & NRS LLC
46229 | Currently in Use |  | 1991-11-01 |  | Petroleum | On road diesel | On road diesel | Retail | Steel | Steel | Coated & cathodic protection (sti-P3) |  | Double Wall |  |  | Catchment Basin | Flow Rest 90% Full | Flow Rest 90% Full |  |  | Statistical Inventory Reconciliation (SIR) |  | Automatic flow restrictor (MLLD) | Automatic flow restrictor (MLLD) |  |  | Annual line testing | Annual line testing |  | UST Currently In Use: 3; UST Temp Close: 0; AST Currently In Use: 0; AST Temp Closed: 0 | 3 | 0 | 5 | 24465-021-003476 | SRK & NRS LLC
46230 | Currently in Use |  | 1991-11-01 |  | Petroleum | Premium gasoline | Premium gasoline | Retail | Steel | Steel | Coated & cathodic protection (sti-P3) |  | Double Wall |  |  | Catchment Basin | Flow Rest 90% Full | Flow Rest 90% Full |  |  | Statistical Inventory Reconciliation (SIR) |  | Automatic flow restrictor (MLLD) | Automatic flow restrictor (MLLD) |  |  | Statistical inventory reconciliation (SIR) | Annual line testing |  | UST Currently In Use: 3; UST Temp Close: 0; AST Currently In Use: 0; AST Temp Closed: 0 | 3 | 0 | 5 | 24465-021-003476 | SRK & NRS LLC
46231 | Currently in Use |  | 1993-01-01 |  | Petroleum | Unleaded gasoline | Unleaded gasoline | Retail | Fiberglass reinforced plastic | Fiberglass reinforced plastic |  |  | 2 PIECES |  | 1901-01-01 | Catchment Basin | Automatic shutoff device At 95% full | Automatic shutoff device At 95% full |  |  | Continuous Automatic Tank Gauge |  | Automatic shutoff device (AELLD) | Automatic shutoff device (AELLD) | [5 empty] | UST Currently In Use: 3; UST Temp Close: 0; AST Currently In Use: 0; AST Temp Closed: 0 | 3 | 0 | 0 | 13526-073-017657 | MOORE OIL COMPANY, INC.
46232 | Currently in Use |  | 1993-01-01 |  | Petroleum | Unleaded gasoline | Unleaded gasoline | Retail | Single Wall | Fiberglass reinforced plastic |  |  | Double Wall |  | 1901-01-01 | Catchment Basin | Automatic shutoff device At 95% full | Automatic shutoff device At 95% full |  |  | Continuous Automatic Tank Gauge |  | Automatic shutoff device (AELLD) | Automatic shutoff device (AELLD) | [5 empty] | UST Currently In Use: 3; UST Temp Close: 0; AST Currently In Use: 0; AST Temp Closed: 0 | 3 | 0 | 0 | 13526-073-017657 | MOORE OIL COMPANY, INC.
46233 | Currently in Use |  | 1993-01-01 |  | Petroleum | Premium gasoline | Premium gasoline | Retail | Single Wall | Fiberglass reinforced plastic |  |  | 2 PIECES |  | 1901-01-01 | Catchment Basin | Automatic shutoff device At 95% full | Automatic shutoff device At 95% full |  |  | Continuous Automatic Tank Gauge |  | Automatic shutoff device (AELLD) | Automatic shutoff device (AELLD) | [5 empty] | UST Currently In Use: 3; UST Temp Close: 0; AST Currently In Use: 0; AST Temp Closed: 0 | 3 | 0 | 0 | 13526-073-017657 | MOORE OIL COMPANY, INC.
46234 | Currently in Use |  | 1985-05-01 |  | Petroleum | Unleaded gasoline | Unleaded gasoline | Retail | Steel | Single Wall | Field installed cathodic protection |  | Double Wall |  |  | Catchment Basin | Automatic shutoff device At 95% full | Automatic shutoff device At 95% full |  |  | Continuous Automatic Tank Gauge |  | Containment Sump | Automatic shutoff device (AELLD) | Interstitial Monitoring within Secondary Containment |  |  |  |  | UST Currently In Use: 4; UST Temp Close: 0; AST Currently In Use: 0; AST Temp Closed: 0 | 4 | 0 | 0 | 23806-115-017658 | ROYAL INVESTMENT GROUP LLC
46235 | Currently in Use |  | 1985-05-01 |  | Petroleum | Premium gasoline | Premium gasoline | Retail | Single Wall | Single Wall | Field installed cathodic protection |  | Fiberglass reinforced plastic |  |  | Catchment Basin | Automatic shutoff device At 95% full | Automatic shutoff device At 95% full |  |  | Continuous Automatic Tank Gauge |  | Containment Sump | Automatic shutoff device (AELLD) | Interstitial Monitoring within Secondary Containment |  |  |  |  | UST Currently In Use: 4; UST Temp Close: 0; AST Currently In Use: 0; AST Temp Closed: 0 | 4 | 0 | 0 | 23806-115-017658 | ROYAL INVESTMENT GROUP LLC
46236 | Currently in Use |  | 1985-05-01 |  | Petroleum | Unleaded gasoline | Unleaded gasoline | Retail | Steel | Single Wall | Field installed cathodic protection |  | Double Wall |  |  | Catchment Basin | Automatic shutoff device At 95% full | Automatic shutoff device At 95% full |  |  | Continuous Automatic Tank Gauge |  | Containment Sump | Automatic shutoff device (AELLD) | Interstitial Monitoring within Secondary Containment |  |  |  |  | UST Currently In Use: 4; UST Temp Close: 0; AST Currently In Use: 0; AST Temp Closed: 0 | 4 | 0 | 0 | 23806-115-017658 | ROYAL INVESTMENT GROUP LLC
46237 | Currently in Use |  | 1985-05-01 |  | Petroleum | On road diesel | On road diesel | Retail | Single Wall | Single Wall | Field installed cathodic protection |  | Fiberglass reinforced plastic |  |  | Catchment Basin | Automatic shutoff device At 95% full | Automatic shutoff device At 95% full |  |  | Continuous Automatic Tank Gauge | [8 empty] | UST Currently In Use: 4; UST Temp Close: 0; AST Currently In Use: 0; AST Temp Closed: 0 | 4 | 0 | 0 | 23806-115-017658 | ROYAL INVESTMENT GROUP LLC
46238 | Permanently Closed | 1998-10-29 | 1978-10-01 | 1998-10-29 | Petroleum | Unleaded gasoline | Unleaded gasoline | Retail | Steel | Steel |  | Painted or None | Steel |  | 1901-01-01 | [11 empty] | Annual line testing | Annual line testing |  | UST Currently In Use: 0; UST Temp Close: 0; AST Currently In Use: 0; AST Temp Closed: 0 | 0 | 0 | 2 | 13526-073-017659 | MOORE OIL COMPANY, INC.
46239 | Permanently Closed | 1998-10-29 | 1978-10-01 | 1998-10-29 | Petroleum | Unleaded gasoline | Unleaded gasoline | Retail | Steel | Steel |  | Painted or None | Steel |  | 1901-01-01 | [11 empty] | Annual line testing | Annual line testing |  | UST Currently In Use: 0; UST Temp Close: 0; AST Currently In Use: 0; AST Temp Closed: 0 | 0 | 0 | 2 | 13526-073-017659 | MOORE OIL COMPANY, INC.
46240 | Currently in Use |  | 1985-09-01 |  | Petroleum | On road diesel | On road diesel | Retail | Single Wall | Single Wall | Field installed cathodic protection |  | Steel |  |  | Catchment Basin | Automatic shutoff device At 95% full | Automatic shutoff device At 95% full |  |  | Continuous Automatic Tank Gauge |  | Automatic shutoff device (AELLD) | Automatic shutoff device (AELLD) |  |  | Automatic electronic line leak detector (AELLD) | Automatic electronic line leak detector (AELLD) |  | UST Currently In Use: 3; UST Temp Close: 0; AST Currently In Use: 0; AST Temp Closed: 0 | 3 | 0 | 3 | 13526-073-017389 | MOORE OIL COMPANY, INC.
46241 | Currently in Use |  | 1978-12-01 |  | Petroleum | Other, RACINGFUEL | Other | Retail | Steel | Single Wall | Field installed cathodic protection |  | Single Wall |  |  | Catchment Basin | Automatic shutoff device At 95% full | Automatic shutoff device At 95% full |  |  | Continuous Automatic Tank Gauge |  | Automatic shutoff device (AELLD) | Automatic shutoff device (AELLD) | [5 empty] | UST Currently In Use: 8; UST Temp Close: 0; AST Currently In Use: 0; AST Temp Closed: 0 | 8 | 0 | 0 | 19804-073-017395 | BAMA PETROLEUM INC
46242 | Currently in Use |  | 1978-12-01 |  | Petroleum | Other, RACINGFUEL | Other | Retail | Steel | Single Wall | Field installed cathodic protection |  | Single Wall |  |  | Catchment Basin | Automatic shutoff device At 95% full | Automatic shutoff device At 95% full |  |  | Continuous Automatic Tank Gauge |  | Automatic shutoff device (AELLD) | Automatic shutoff device (AELLD) | [5 empty] | UST Currently In Use: 8; UST Temp Close: 0; AST Currently In Use: 0; AST Temp Closed: 0 | 8 | 0 | 0 | 19804-073-017395 | BAMA PETROLEUM INC
46243 | Currently in Use |  | 1978-12-01 |  | Petroleum | Other, OFFROAD | Other | Retail | Single Wall | Single Wall | Field installed cathodic protection |  | Single Wall |  |  | Catchment Basin | Automatic shutoff device At 95% full | Automatic shutoff device At 95% full |  |  | Continuous Automatic Tank Gauge |  | Automatic shutoff device (AELLD) | Automatic shutoff device (AELLD) | [5 empty] | UST Currently In Use: 8; UST Temp Close: 0; AST Currently In Use: 0; AST Temp Closed: 0 | 8 | 0 | 0 | 19804-073-017395 | BAMA PETROLEUM INC
46244 | Currently in Use |  | 1978-12-01 |  | Petroleum | Kerosene | Kerosene | Retail | Single Wall | Single Wall | Field installed cathodic protection |  | Single Wall |  |  | Catchment Basin | Automatic shutoff device At 95% full | Automatic shutoff device At 95% full |  |  | Continuous Automatic Tank Gauge |  | Automatic shutoff device (AELLD) | Automatic shutoff device (AELLD) | [5 empty] | UST Currently In Use: 8; UST Temp Close: 0; AST Currently In Use: 0; AST Temp Closed: 0 | 8 | 0 | 0 | 19804-073-017395 | BAMA PETROLEUM INC
46246 | Currently in Use |  | 1996-02-01 |  | Petroleum | Unleaded gasoline | Unleaded gasoline | Retail | Steel | Steel | Coated & cathodic protection (sti-P3) |  | ENVIROFLEX |  |  | Catchment Basin | Flow Rest 90% Full | Automatic shutoff device At 95% full |  |  | Continuous Automatic Tank Gauge |  | Automatic flow restrictor (MLLD) | Automatic flow restrictor (MLLD) | Interstitial Monitoring within Secondary Containment | SENSOR TO ATG | Continuous alarm system | Continuous alarm system |  | UST Currently In Use: 2; UST Temp Close: 0; AST Currently In Use: 0; AST Temp Closed: 0 | 2 | 0 | 0 | 20760-087-017660 | LAKE MARTIN, INC
46249 | Currently in Use |  | 1996-02-01 |  | Petroleum | Premium gasoline | Premium gasoline | Retail | Steel | Steel | Coated & cathodic protection (sti-P3) |  | ENVIROFLEX |  |  | Catchment Basin | Automatic shutoff device At 95% full | Automatic shutoff device At 95% full |  |  | Continuous Automatic Tank Gauge |  | Automatic flow restrictor (MLLD) | Automatic flow restrictor (MLLD) | Interstitial Monitoring within Secondary Containment | SENSOR TO ATG | Continuous alarm system | Continuous alarm system |  | UST Currently In Use: 2; UST Temp Close: 0; AST Currently In Use: 0; AST Temp Closed: 0 | 2 | 0 | 0 | 20760-087-017660 | LAKE MARTIN, INC
46250 | Currently in Use |  | 1995-08-15 |  | Petroleum | Unleaded gasoline | Unleaded gasoline | Retail | DBL WALL | Double Wall |  |  | Double Wall |  | 1901-01-01 | Catchment Basin | Automatic shutoff device At 95% full | Automatic shutoff device At 95% full |  |  | Continuous Automatic Tank Gauge |  | Automatic shutoff device (AELLD) | Automatic shutoff device (AELLD) |  |  | Automatic electronic line leak detector (AELLD) | Automatic electronic line leak detector (AELLD) |  | UST Currently In Use: 2; UST Temp Close: 0; AST Currently In Use: 0; AST Temp Closed: 0 | 2 | 0 | 0 | 12084-023-017661 | GOC LTD
46252 | Currently in Use |  | 1995-08-15 |  | Petroleum | On road diesel | On road diesel | Retail | DBL WALL | Double Wall |  |  | DBL WALL |  | 1901-01-01 | Catchment Basin | Automatic shutoff device At 95% full | Automatic shutoff device At 95% full |  |  | Continuous Automatic Tank Gauge |  | Automatic shutoff device (AELLD) | Automatic shutoff device (AELLD) |  |  | Automatic electronic line leak detector (AELLD) | Automatic electronic line leak detector (AELLD) |  | UST Currently In Use: 2; UST Temp Close: 0; AST Currently In Use: 0; AST Temp Closed: 0 | 2 | 0 | 0 | 12084-023-017661 | GOC LTD
46253 | Currently in Use |  | 1996-03-15 |  | Petroleum | Unleaded gasoline | Unleaded gasoline | Retail | Single Wall | Single Wall | Coated & cathodic protection (sti-P3) |  | Fiberglass reinforced plastic |  |  | Catchment Basin | Automatic shutoff device At 95% full | Automatic shutoff device At 95% full |  |  | Continuous Automatic Tank Gauge |  | Automatic flow restrictor (MLLD) | Automatic flow restrictor (MLLD) |  |  | Annual line testing | Annual line testing |  | UST Currently In Use: 3; UST Temp Close: 0; AST Currently In Use: 0; AST Temp Closed: 0 | 3 | 0 | 0 | 24630-073-017662 | DMSR C\O AAMR INC
46254 | Currently in Use |  | 1996-03-15 |  | Petroleum | Mid-grade gasoline | Mid-grade gasoline | Retail | Steel | Single Wall | Coated & cathodic protection (sti-P3) |  | Fiberglass reinforced plastic |  |  | Catchment Basin | Automatic shutoff device At 95% full | Automatic shutoff device At 95% full |  |  | Continuous Automatic Tank Gauge |  | Automatic flow restrictor (MLLD) | Automatic flow restrictor (MLLD) |  |  | Annual line testing | Annual line testing |  | UST Currently In Use: 3; UST Temp Close: 0; AST Currently In Use: 0; AST Temp Closed: 0 | 3 | 0 | 0 | 24630-073-017662 | DMSR C\O AAMR INC
46255 | Currently in Use |  | 1996-03-15 |  | Petroleum | Premium gasoline | Premium gasoline | Retail | Single Wall | Single Wall | Coated & cathodic protection (sti-P3) |  | Double Wall |  |  | Catchment Basin | Automatic shutoff device At 95% full | Automatic shutoff device At 95% full |  |  | Continuous Automatic Tank Gauge |  | Automatic flow restrictor (MLLD) | Automatic flow restrictor (MLLD) |  |  | Annual line testing | Annual line testing |  | UST Currently In Use: 3; UST Temp Close: 0; AST Currently In Use: 0; AST Temp Closed: 0 | 3 | 0 | 0 | 24630-073-017662 | DMSR C\O AAMR INC
46256 | Currently in Use |  | 1996-01-15 |  | Petroleum | Unleaded gasoline | Unleaded gasoline | Retail | DBL WALL | Double Wall |  |  | DBL WALL |  | 1901-01-01 | Catchment Basin | Flow Rest 90% Full | Flow Rest 90% Full |  |  | Continuous Automatic Tank Gauge |  | Containment Sump | Automatic shutoff device (AELLD) |  |  | Automatic electronic line leak detector (AELLD) | Automatic electronic line leak detector (AELLD) |  | UST Currently In Use: 2; UST Temp Close: 0; AST Currently In Use: 0; AST Temp Closed: 0 | 2 | 0 | 0 | 12084-023-017663 | GOC LTD
46257 | Currently in Use |  | 1996-01-15 |  | Petroleum | On road diesel | On road diesel | Retail | Fiberglass coated steel | Double Wall |  |  | DBL WALL |  | 1901-01-01 | Catchment Basin | Flow Rest 90% Full | Flow Rest 90% Full |  |  | Continuous Automatic Tank Gauge |  | Automatic shutoff device (AELLD) | Automatic shutoff device (AELLD) |  |  | Automatic electronic line leak detector (AELLD) | Automatic electronic line leak detector (AELLD) |  | UST Currently In Use: 2; UST Temp Close: 0; AST Currently In Use: 0; AST Temp Closed: 0 | 2 | 0 | 0 | 12084-023-017663 | GOC LTD
46258 | Currently in Use |  | 1995-12-13 |  | Petroleum | Unleaded gasoline | Unleaded gasoline | Retail | Single Wall | Single Wall | Coated & cathodic protection (sti-P3) |  | Double Wall |  |  | Catchment Basin | Flow Rest 90% Full | Flow Rest 90% Full |  |  | Continuous Automatic Tank Gauge |  | Automatic flow restrictor (MLLD) | Automatic flow restrictor (MLLD) | Interstitial Monitoring within Secondary Containment | SENSOR TO ATG | Continuous alarm system | Annual line testing |  | UST Currently In Use: 2; UST Temp Close: 0; AST Currently In Use: 0; AST Temp Closed: 0 | 2 | 0 | 0 | 11453-097-017664 | DIAMOND GASOLINE STATIONS, INC.
46259 | Currently in Use |  | 1995-12-13 |  | Petroleum | Premium gasoline | Premium gasoline | Retail | Single Wall | Single Wall | Coated & cathodic protection (sti-P3) |  | Flexible |  |  | Catchment Basin | Flow Rest 90% Full | Flow Rest 90% Full |  |  | Continuous Automatic Tank Gauge |  | Containment Sump | Automatic flow restrictor (MLLD) | Interstitial Monitoring within Secondary Containment | SENSOR TO ATG | Annual line testing | Annual line testing |  | UST Currently In Use: 2; UST Temp Close: 0; AST Currently In Use: 0; AST Temp Closed: 0 | 2 | 0 | 0 | 11453-097-017664 | DIAMOND GASOLINE STATIONS, INC.
46260 | Currently in Use |  | 1996-01-01 |  | Petroleum | Unleaded gasoline | Unleaded gasoline | Local government | Steel | Steel | Coated & cathodic protection (sti-P3) |  | Fiberglass reinforced plastic |  |  | Catchment Basin | Flow Rest 90% Full | Flow Rest 90% Full |  |  | Automatic Tank Gauge | [8 empty] | UST Currently In Use: 1; UST Temp Close: 0; AST Currently In Use: 0; AST Temp Closed: 0 | 1 | 0 | 1 | 10357-001-009941 | AUTAUGA COUNTY BOARD OF EDUCATION
46261 | Currently in Use |  | 1996-01-01 |  | Petroleum | On road diesel | On road diesel | Local Government | Steel | Steel | Coated & cathodic protection (sti-P3) |  | Fiberglass reinforced plastic |  |  | Catchment Basin | Flow Rest 90% Full | Flow Rest 90% Full |  |  | Automatic Tank Gauge | [8 empty] | UST Currently In Use: 1; UST Temp Close: 0; AST Currently In Use: 0; AST Temp Closed: 0 | 1 | 0 | 1 | 10357-001-009943 | AUTAUGA COUNTY BOARD OF EDUCATION
46262 | Currently in Use |  | 1996-01-01 |  | Petroleum | Unleaded gasoline | Unleaded gasoline | Local government | Steel | Steel | Coated & cathodic protection (sti-P3) |  | Fiberglass reinforced plastic |  |  | Catchment Basin | Flow Rest 90% Full | Flow Rest 90% Full |  |  | Automatic Tank Gauge | [8 empty] | UST Currently In Use: 1; UST Temp Close: 0; AST Currently In Use: 0; AST Temp Closed: 0 | 1 | 0 | 1 | 10357-001-009945 | AUTAUGA COUNTY BOARD OF EDUCATION
46263 | Currently in Use |  | 1992-07-01 |  | Petroleum | Unleaded gasoline | Unleaded gasoline | Retail | Fiberglass reinforced plastic | Fiberglass reinforced plastic |  |  | 2-PIECES |  | 1901-01-01 | Catchment Basin | Automatic shutoff device At 95% full | Automatic shutoff device At 95% full |  |  | Continuous Automatic Tank Gauge |  | Automatic flow restrictor (MLLD) | Automatic flow restrictor (MLLD) |  |  | Annual line testing | Annual line testing |  | UST Currently In Use: 3; UST Temp Close: 0; AST Currently In Use: 0; AST Temp Closed: 0 | 3 | 0 | 0 | 22620-073-017665 | NAJI ALI
46264 | Currently in Use |  | 1992-07-01 |  | Petroleum | Unleaded gasoline | Unleaded gasoline | Retail | Single Wall | Fiberglass reinforced plastic |  |  | Fiberglass reinforced plastic |  | 1901-01-01 | Catchment Basin | Automatic shutoff device At 95% full | Automatic shutoff device At 95% full |  |  | Continuous Automatic Tank Gauge |  | Automatic flow restrictor (MLLD) | Automatic flow restrictor (MLLD) |  |  | Annual line testing | Annual line testing |  | UST Currently In Use: 3; UST Temp Close: 0; AST Currently In Use: 0; AST Temp Closed: 0 | 3 | 0 | 0 | 22620-073-017665 | NAJI ALI
46265 | Currently in Use |  | 1992-07-01 |  | Petroleum | Premium gasoline | Premium gasoline | Retail | Fiberglass reinforced plastic | Fiberglass reinforced plastic |  |  | 2-PIECES |  | 1901-01-01 | Catchment Basin | Automatic shutoff device At 95% full | Automatic shutoff device At 95% full |  |  | Continuous Automatic Tank Gauge |  | Automatic flow restrictor (MLLD) | Automatic flow restrictor (MLLD) |  |  | Annual line testing | Annual line testing |  | UST Currently In Use: 3; UST Temp Close: 0; AST Currently In Use: 0; AST Temp Closed: 0 | 3 | 0 | 0 | 22620-073-017665 | NAJI ALI
46266 | Currently in Use |  | 1989-07-30 |  | Petroleum | Unleaded gasoline | Unleaded gasoline | Retail | Single Wall | Fiberglass reinforced plastic |  |  | 2 PIECES |  | 1901-01-01 | Catchment Basin | Automatic shutoff device At 95% full | Automatic shutoff device At 95% full |  |  | Continuous Automatic Tank Gauge |  | Automatic shutoff device (AELLD) | Automatic shutoff device (AELLD) | [5 empty] | UST Currently In Use: 3; UST Temp Close: 0; AST Currently In Use: 0; AST Temp Closed: 0 | 3 | 0 | 0 | 23899-073-017666 | DALER SINGH & CARMEN B SINGH
46267 | Currently in Use |  | 1989-07-30 |  | Petroleum | On road diesel | On road diesel | Retail | Fiberglass reinforced plastic | Fiberglass reinforced plastic |  |  | Double Wall |  | 1901-01-01 | Catchment Basin | Automatic shutoff device At 95% full | Automatic shutoff device At 95% full |  |  | Continuous Automatic Tank Gauge |  | Automatic shutoff device (AELLD) | Automatic shutoff device (AELLD) | [5 empty] | UST Currently In Use: 3; UST Temp Close: 0; AST Currently In Use: 0; AST Temp Closed: 0 | 3 | 0 | 0 | 23899-073-017666 | DALER SINGH & CARMEN B SINGH
46268 | Currently in Use |  | 1989-07-30 |  | Petroleum | Premium gasoline | Premium gasoline | Retail | Fiberglass reinforced plastic | Fiberglass reinforced plastic |  |  | 2 PIECES |  | 1901-01-01 | Catchment Basin | Automatic shutoff device At 95% full | Automatic shutoff device At 95% full |  |  | Continuous Automatic Tank Gauge |  | Automatic shutoff device (AELLD) | Automatic shutoff device (AELLD) | [5 empty] | UST Currently In Use: 3; UST Temp Close: 0; AST Currently In Use: 0; AST Temp Closed: 0 | 3 | 0 | 0 | 23899-073-017666 | DALER SINGH & CARMEN B SINGH
46269 | Currently in Use |  | 1996-02-26 |  | Petroleum | Unleaded gasoline | Unleaded gasoline | Retail | Single Wall | Single Wall | Coated & cathodic protection (sti-P3) |  | CONTAINED |  |  | Catchment Basin | Automatic shutoff device At 95% full | Automatic shutoff device At 95% full |  |  | Continuous Automatic Tank Gauge |  | Automatic flow restrictor (MLLD) | Automatic flow restrictor (MLLD) |  |  | Annual line testing | Annual line testing |  | UST Currently In Use: 2; UST Temp Close: 0; AST Currently In Use: 0; AST Temp Closed: 0 | 2 | 0 | 3 | 15420-015-003256 | MAPCO EXPRESS, INC.
46270 | Currently in Use |  | 1996-02-26 |  | Petroleum | Premium gasoline | Premium gasoline | Retail | Single Wall | Single Wall | Coated & cathodic protection (sti-P3) |  | Steel |  |  | Catchment Basin | Automatic shutoff device At 95% full | Automatic shutoff device At 95% full |  |  | Continuous Automatic Tank Gauge |  | Automatic flow restrictor (MLLD) | Automatic flow restrictor (MLLD) |  |  | Annual line testing | Annual line testing |  | UST Currently In Use: 2; UST Temp Close: 0; AST Currently In Use: 0; AST Temp Closed: 0 | 2 | 0 | 3 | 15420-015-003256 | MAPCO EXPRESS, INC.
46271 | Currently in Use |  | 1995-11-28 |  | Petroleum | On road diesel | On road diesel | Emergency power generator | Fiberglass reinforced plastic | Fiberglass reinforced plastic |  |  | Other |  | 1901-01-01 | Catchment Basin | Automatic shutoff device At 95% full | Automatic shutoff device At 95% full | Interstitial Monitoring within Secondary Containment |  | Automatic Tank Gauge | [5 empty] | Continuous alarm system | Continuous alarm system |  | UST Currently In Use: 1; UST Temp Close: 0; AST Currently In Use: 0; AST Temp Closed: 0 | 1 | 0 | 2 | 14462-125-012218 | BELLSOUTH TELECOMM. DBA AT&T ALA.
46272 | Currently in Use |  | 1995-11-21 |  | Petroleum | On road diesel | On road diesel | Industrial | Fiberglass reinforced plastic | Fiberglass reinforced plastic |  |  | COPPER |  | 1901-01-01 | Catchment Basin | Automatic shutoff device At 95% full | Audible high level alarm At 90% full | Interstitial Monitoring within Secondary Containment | SENSOR TO ATG | Automatic Tank Gauge | [5 empty] | Continuous alarm system | Continuous alarm system |  | UST Currently In Use: 1; UST Temp Close: 0; AST Currently In Use: 0; AST Temp Closed: 0 | 1 | 0 | 1 | 14462-063-012118 | BELLSOUTH TELECOMM. DBA AT&T ALA.
46273 |  | 2005-04-01 | 1995-12-07 |  | Petroleum | On road diesel | On road diesel | Bulk facility | Steel | Steel | Coated & cathodic protection (sti-P3) |  | FLEX PIPE |  | 1901-01-01 | Catchment Basin | Audible high level alarm At 90% full | Audible high level alarm At 90% full | Interstitial Monitoring within Secondary Containment |  | Automatic Tank Gauge |  |  |  | Interstitial Monitoring within Secondary Containment |  | Continuous alarm system | Continuous alarm system |  | UST Currently In Use: 0; UST Temp Close: 0; AST Currently In Use: 0; AST Temp Closed: 0 | 0 | 0 | 0 | 23072-129-017668 | FLOYD A GANT G1 MECHANICAL
46274 |  | 2005-04-01 | 1995-12-07 |  | Petroleum | Other, NEW OIL | Other | Bulk facility | Steel | Steel | Coated & cathodic protection (sti-P3) |  | Flexible |  | 1901-01-01 | Catchment Basin | Audible high level alarm At 90% full | Audible high level alarm At 90% full | Interstitial Monitoring within Secondary Containment |  | Automatic Tank Gauge | [8 empty] | UST Currently In Use: 0; UST Temp Close: 0; AST Currently In Use: 0; AST Temp Closed: 0 | 0 | 0 | 0 | 23072-129-017668 | FLOYD A GANT G1 MECHANICAL
46275 |  | 2005-04-01 | 1995-12-07 |  | Petroleum | Used oil | Used oil | Bulk facility | Steel | Steel | Coated & cathodic protection (sti-P3) |  | FLEX PIPE |  | 1901-01-01 | Catchment Basin | Audible high level alarm At 90% full | Audible high level alarm At 90% full | Interstitial Monitoring within Secondary Containment |  | Automatic Tank Gauge | [8 empty] | UST Currently In Use: 0; UST Temp Close: 0; AST Currently In Use: 0; AST Temp Closed: 0 | 0 | 0 | 0 | 23072-129-017668 | FLOYD A GANT G1 MECHANICAL
46276 | Temporary Closed | 2014-09-09 | 1969-01-01 |  | Petroleum | Used oil | Used oil | Retail | Steel | Steel | Field installed cathodic protection |  | WASTE OIL |  |  | Other | WASTE OIL | Other |  |  | Other |  | NO PIPING | Other |  |  | Other | Other |  | UST Currently In Use: 0; UST Temp Close: 4; AST Currently In Use: 0; AST Temp Closed: 0 | 0 | 4 | 0 | 20018-031-011795 | RONALD AND ELAINE BRYAN
46277 | Currently in Use |  | 1993-01-01 |  | Petroleum | Unleaded gasoline | Unleaded gasoline | Retail | Steel | Steel | Coated & cathodic protection (sti-P3) |  | Fiberglass reinforced plastic |  |  | Catchment Basin | Automatic shutoff device At 95% full | Automatic shutoff device At 95% full |  |  | Automatic Tank Gauge |  | Automatic flow restrictor (MLLD) | Automatic flow restrictor (MLLD) |  |  | Annual line testing | Annual line testing |  | UST Currently In Use: 3; UST Temp Close: 0; AST Currently In Use: 0; AST Temp Closed: 0 | 3 | 0 | 0 | 23182-003-002378 | SYON ENTERPRISES LLC
46278 | Currently in Use |  | 1979-01-01 |  | Petroleum | On road diesel | On road diesel | Retail | Steel | Steel | Field installed cathodic protection |  | Fiberglass reinforced plastic |  |  | Catchment Basin | Automatic shutoff device At 95% full | Automatic shutoff device At 95% full |  |  | Automatic Tank Gauge |  | Containment Sump | Automatic flow restrictor (MLLD) |  |  | Annual line testing | Annual line testing |  | UST Currently In Use: 3; UST Temp Close: 0; AST Currently In Use: 0; AST Temp Closed: 0 | 3 | 0 | 0 | 23182-003-002378 | SYON ENTERPRISES LLC
46279 | Currently in Use |  | 1979-01-01 |  | Petroleum | Premium gasoline | Premium gasoline | Retail | Steel | Steel | Field installed cathodic protection |  | Fiberglass reinforced plastic |  |  | Catchment Basin | Automatic shutoff device At 95% full | Automatic shutoff device At 95% full |  |  | Automatic Tank Gauge |  | Automatic flow restrictor (MLLD) | Automatic flow restrictor (MLLD) |  |  | Annual line testing | Annual line testing |  | UST Currently In Use: 3; UST Temp Close: 0; AST Currently In Use: 0; AST Temp Closed: 0 | 3 | 0 | 0 | 23182-003-002378 | SYON ENTERPRISES LLC
46280 | Currently in Use |  | 1996-04-10 |  | Petroleum | Unleaded gasoline | Unleaded gasoline | Retail | Fiberglass reinforced plastic | Fiberglass reinforced plastic |  |  | Fiberglass reinforced plastic |  | 1901-01-01 | Catchment Basin | Flow Rest 90% Full | Flow Rest 90% Full | Interstitial Monitoring within Secondary Containment |  | Automatic Tank Gauge |  | Automatic shutoff device (AELLD) | Automatic shutoff device (AELLD) |  |  | Continuous alarm system | Continuous alarm system |  | UST Currently In Use: 2; UST Temp Close: 0; AST Currently In Use: 0; AST Temp Closed: 0 | 2 | 0 | 3 | 23829-045-004274 | LOWER AL PROPERTIES LLC
46283 | Currently in Use |  | 1996-04-10 |  | Petroleum | Premium gasoline | Premium gasoline | Retail | Fiberglass reinforced plastic | Fiberglass reinforced plastic |  |  | Fiberglass reinforced plastic |  | 1901-01-01 | Catchment Basin | Flow Rest 90% Full | Flow Rest 90% Full | Interstitial Monitoring within Secondary Containment |  | Automatic Tank Gauge |  | Containment Sump | Automatic shutoff device (AELLD) | Interstitial Monitoring within Secondary Containment |  | Continuous alarm system | Continuous alarm system |  | UST Currently In Use: 2; UST Temp Close: 0; AST Currently In Use: 0; AST Temp Closed: 0 | 2 | 0 | 3 | 23829-045-004274 | LOWER AL PROPERTIES LLC
46284 | Temporary Closed | 2006-06-28 | 1996-03-13 |  | Petroleum | On road diesel | On road diesel | Retail | Steel | Steel | Coated & cathodic protection (sti-P3) |  | Fiberglass reinforced plastic |  |  | Catchment Basin | Flow Rest 90% Full | Flow Rest 90% Full |  |  | Automatic Tank Gauge |  | Automatic flow restrictor (MLLD) | Automatic flow restrictor (MLLD) | [5 empty] | UST Currently In Use: 2; UST Temp Close: 1; AST Currently In Use: 0; AST Temp Closed: 0 | 2 | 1 | 0 | 20021-065-011321 | DAVID EPPERSON
46285 | Permanently Closed | 2003-03-10 | 1996-02-21 | 2003-03-10 | Petroleum | On road diesel | On road diesel | Industrial | Steel | Steel | Coated & cathodic protection (sti-P3) |  | GEOFLEX |  | 1901-01-01 | Catchment Basin | Flow Rest 90% Full | Flow Rest 90% Full | Interstitial Monitoring within Secondary Containment | [5 empty] | Interstitial Monitoring within Secondary Containment |  |  |  |  | UST Currently In Use: 0; UST Temp Close: 0; AST Currently In Use: 0; AST Temp Closed: 0 | 0 | 0 | 1 | 20058-125-017669 | WARRIOR SERVICE CO INC
46286 | Currently in Use |  | 1996-01-24 |  | Petroleum | Premium gasoline | Premium gasoline | Retail | Steel | Steel | Coated & cathodic protection (sti-P3) |  | Flexible |  |  | Catchment Basin | Automatic shutoff device At 95% full | Automatic shutoff device At 95% full |  |  | Automatic Tank Gauge |  | Containment Sump | Automatic flow restrictor (MLLD) |  |  | Annual line testing | Annual line testing |  | UST Currently In Use: 2; UST Temp Close: 0; AST Currently In Use: 0; AST Temp Closed: 0 | 2 | 0 | 2 | 22829-097-011291 | JAY AMBAJI LLC
46287 | Currently in Use |  | 1996-01-24 |  | Petroleum | Unleaded gasoline | Unleaded gasoline | Retail | Steel | Steel | Coated & cathodic protection (sti-P3) |  | Flexible |  |  | Catchment Basin | Automatic shutoff device At 95% full | Automatic shutoff device At 95% full |  |  | Automatic Tank Gauge |  | Automatic flow restrictor (MLLD) | Automatic flow restrictor (MLLD) |  |  | Annual line testing | Annual line testing |  | UST Currently In Use: 2; UST Temp Close: 0; AST Currently In Use: 0; AST Temp Closed: 0 | 2 | 0 | 2 | 22829-097-011291 | JAY AMBAJI LLC
46288 | Permanently Closed | 1999-08-01 | 1991-08-13 | 1999-12-20 | Petroleum | Unleaded gasoline | Unleaded gasoline | Retail | Steel | Steel | Coated & cathodic protection (sti-P3) |  | Fiberglass reinforced plastic |  | 1901-01-01 | Catchment Basin | Automatic shutoff device At 95% full | Automatic shutoff device At 95% full |  |  | Statistical Inventory Reconciliation (SIR) | [5 empty] | Statistical inventory reconciliation (SIR) | Statistical inventory reconciliation (SIR) |  | UST Currently In Use: 0; UST Temp Close: 0; AST Currently In Use: 0; AST Temp Closed: 0 | 0 | 0 | 8 | 15225-117-003475 | W H THOMAS OIL CO INC
46289 | Permanently Closed | 1999-08-01 | 1991-08-13 | 1999-12-20 | Petroleum | Unleaded gasoline | Unleaded gasoline | Retail | Steel | Steel | Coated & cathodic protection (sti-P3) |  | Fiberglass reinforced plastic |  | 1901-01-01 | Catchment Basin | Automatic shutoff device At 95% full | Automatic shutoff device At 95% full |  |  | Statistical Inventory Reconciliation (SIR) | [5 empty] | Statistical inventory reconciliation (SIR) | Statistical inventory reconciliation (SIR) |  | UST Currently In Use: 0; UST Temp Close: 0; AST Currently In Use: 0; AST Temp Closed: 0 | 0 | 0 | 8 | 15225-117-003475 | W H THOMAS OIL CO INC
46290 | Permanently Closed | 1999-08-01 | 1991-08-13 | 1999-12-20 | Petroleum | Unleaded gasoline | Unleaded gasoline | Retail | Steel | Steel | Coated & cathodic protection (sti-P3) |  | Fiberglass reinforced plastic |  | 1901-01-01 | Catchment Basin | Automatic shutoff device At 95% full | Automatic shutoff device At 95% full |  |  | Statistical Inventory Reconciliation (SIR) | [5 empty] | Statistical inventory reconciliation (SIR) | Statistical inventory reconciliation (SIR) |  | UST Currently In Use: 0; UST Temp Close: 0; AST Currently In Use: 0; AST Temp Closed: 0 | 0 | 0 | 8 | 15225-117-003475 | W H THOMAS OIL CO INC
46292 | Permanently Closed | 1994-05-27 | 1992-06-01 | 1995-05-27 | Petroleum | Unleaded gasoline | Unleaded gasoline | Retail | Steel | Steel | Coated & cathodic protection (sti-P3) |  | DOUBLE WAL |  | 1901-01-01 | Catchment Basin | Automatic shutoff device At 95% full | Automatic shutoff device At 95% full |  |  | Statistical Inventory Reconciliation (SIR) | [5 empty] | Statistical inventory reconciliation (SIR) | Statistical inventory reconciliation (SIR) |  | UST Currently In Use: 0; UST Temp Close: 0; AST Currently In Use: 2; AST Temp Closed: 0 | 0 | 0 | 2 | 18161-089-015787 | THE MADISON CO EXECUTIVE AIRPORT
46293 | Currently in Use |  | 1992-06-01 |  | Petroleum | Unleaded gasoline | Unleaded gasoline | Retail | Steel | Steel | Coated & cathodic protection (sti-P3) |  | Double Wall |  |  | Catchment Basin | Flow Rest 90% Full | Flow Rest 90% Full |  |  | Continuous Automatic Tank Gauge |  | Containment Sump | Automatic flow restrictor (MLLD) |  |  | Annual line testing | Annual line testing |  | UST Currently In Use: 3; UST Temp Close: 0; AST Currently In Use: 0; AST Temp Closed: 0 | 3 | 0 | 0 | 25546-021-017670 | HEADLEY FOOD MARTS
46294 | Currently in Use |  | 1992-06-01 |  | Petroleum | Premium gasoline | Premium gasoline | Retail | Steel | Steel | Coated & cathodic protection (sti-P3) |  | Double Wall |  |  | Catchment Basin | Flow Rest 90% Full | Flow Rest 90% Full |  |  | Continuous Automatic Tank Gauge |  | Automatic flow restrictor (MLLD) | Automatic flow restrictor (MLLD) |  |  | Annual line testing | Annual line testing |  | UST Currently In Use: 3; UST Temp Close: 0; AST Currently In Use: 0; AST Temp Closed: 0 | 3 | 0 | 0 | 25546-021-017670 | HEADLEY FOOD MARTS
46295 | Currently in Use |  | 1992-06-01 |  | Petroleum | Mid-grade gasoline | Mid-grade gasoline | Retail | Steel | Steel | Coated & cathodic protection (sti-P3) |  | Flexible |  |  | Catchment Basin | Flow Rest 90% Full | Flow Rest 90% Full |  |  | Continuous Automatic Tank Gauge |  | Containment Sump | Automatic flow restrictor (MLLD) |  |  | Annual line testing | Annual line testing |  | UST Currently In Use: 3; UST Temp Close: 0; AST Currently In Use: 0; AST Temp Closed: 0 | 3 | 0 | 0 | 25546-021-017670 | HEADLEY FOOD MARTS
46296 | Currently in Use |  | 1992-03-01 |  | Petroleum | Unleaded gasoline | Unleaded gasoline | Retail | Steel | Steel | Coated & cathodic protection (sti-P3) |  | Double Wall |  |  | Catchment Basin | Flow Rest 90% Full | Flow Rest 90% Full |  |  | Statistical Inventory Reconciliation (SIR) |  | Containment Sump | Automatic flow restrictor (MLLD) |  |  | Statistical inventory reconciliation (SIR) | Statistical inventory reconciliation (SIR) |  | UST Currently In Use: 3; UST Temp Close: 0; AST Currently In Use: 0; AST Temp Closed: 0 | 3 | 0 | 2 | 25489-021-003504 | PARIS OIL LLC
46297 | Currently in Use |  | 1992-03-01 |  | Petroleum | Mid-grade gasoline | Mid-grade gasoline | Retail | Steel | Steel | Coated & cathodic protection (sti-P3) |  | Fiberglass reinforced plastic |  |  | Catchment Basin | Flow Rest 90% Full | Flow Rest 90% Full |  |  | Statistical Inventory Reconciliation (SIR) |  | Automatic flow restrictor (MLLD) | Automatic flow restrictor (MLLD) |  |  | Statistical inventory reconciliation (SIR) | Statistical inventory reconciliation (SIR) |  | UST Currently In Use: 3; UST Temp Close: 0; AST Currently In Use: 0; AST Temp Closed: 0 | 3 | 0 | 2 | 25489-021-003504 | PARIS OIL LLC
46298 | Currently in Use |  | 1992-03-01 |  | Petroleum | Premium gasoline | Premium gasoline | Retail | Steel | Steel | Coated & cathodic protection (sti-P3) |  | Double Wall |  |  | Catchment Basin | Flow Rest 90% Full | Flow Rest 90% Full |  |  | Statistical Inventory Reconciliation (SIR) |  | Automatic flow restrictor (MLLD) | Automatic flow restrictor (MLLD) |  |  | Statistical inventory reconciliation (SIR) | Statistical inventory reconciliation (SIR) |  | UST Currently In Use: 3; UST Temp Close: 0; AST Currently In Use: 0; AST Temp Closed: 0 | 3 | 0 | 2 | 25489-021-003504 | PARIS OIL LLC
46299 | Currently in Use |  | 1996-03-15 |  | Petroleum | Unleaded gasoline | Unleaded gasoline | Retail | Single Wall | Single Wall | Coated & cathodic protection (sti-P3) |  | Double Wall |  |  | Catchment Basin | Flow Rest 90% Full | Flow Rest 90% Full |  |  | Continuous Automatic Tank Gauge |  | Automatic shutoff device (AELLD) | Automatic shutoff device (AELLD) | [5 empty] | UST Currently In Use: 2; UST Temp Close: 0; AST Currently In Use: 0; AST Temp Closed: 0 | 2 | 0 | 0 | 22069-015-017672 | SAM'S PROPERTIES LLC
46300 | Currently in Use |  | 1996-03-15 |  | Petroleum | Premium gasoline | Premium gasoline | Retail | Single Wall | Single Wall | Coated & cathodic protection (sti-P3) |  | Fiberglass reinforced plastic |  |  | Catchment Basin | Flow Rest 90% Full | Flow Rest 90% Full |  |  | Continuous Automatic Tank Gauge |  | Containment Sump | Automatic shutoff device (AELLD) | [5 empty] | UST Currently In Use: 2; UST Temp Close: 0; AST Currently In Use: 0; AST Temp Closed: 0 | 2 | 0 | 0 | 22069-015-017672 | SAM'S PROPERTIES LLC
46301 | Permanently Closed | 1999-09-29 | 1953-04-14 23:00 | 2000-03-24 | Petroleum | Unleaded gasoline | Unleaded gasoline | Retail | Steel | Steel |  | Painted or None | Steel |  | 1901-01-01 | [11 empty] | Annual line testing | Annual line testing |  | UST Currently In Use: 0; UST Temp Close: 0; AST Currently In Use: 0; AST Temp Closed: 0 | 0 | 0 | 5 | 11295-039-017673 | CREW DISTRIBUTING COMPANY, INC.
46302 | Permanently Closed | 1999-09-29 | 1953-04-14 23:00 | 2000-03-24 | Petroleum | Unleaded gasoline | Unleaded gasoline | Retail | Steel | Steel |  | Painted or None | Steel |  | 1901-01-01 | [11 empty] | Annual line testing | Annual line testing |  | UST Currently In Use: 0; UST Temp Close: 0; AST Currently In Use: 0; AST Temp Closed: 0 | 0 | 0 | 5 | 11295-039-017673 | CREW DISTRIBUTING COMPANY, INC.
46303 | Permanently Closed | 1999-09-29 | 1953-04-14 23:00 | 2000-03-24 | Petroleum | Unleaded gasoline | Unleaded gasoline | Retail | Steel | Steel |  | Painted or None | Steel |  | 1901-01-01 | [11 empty] | Annual line testing | Annual line testing |  | UST Currently In Use: 0; UST Temp Close: 0; AST Currently In Use: 0; AST Temp Closed: 0 | 0 | 0 | 5 | 11295-039-017673 | CREW DISTRIBUTING COMPANY, INC.
46304 | Permanently Closed | 1999-09-29 | 1953-04-14 23:00 | 2000-03-24 | Petroleum | Unleaded gasoline | Unleaded gasoline | Retail | Steel | Steel |  | Painted or None | Steel |  | 1901-01-01 | [11 empty] | Annual line testing | Annual line testing |  | UST Currently In Use: 0; UST Temp Close: 0; AST Currently In Use: 0; AST Temp Closed: 0 | 0 | 0 | 5 | 11295-039-017673 | CREW DISTRIBUTING COMPANY, INC.
46305 | Permanently Closed | 1989-04-01 | 1953-04-14 23:00 | 2000-03-24 | Petroleum | Unleaded gasoline | Unleaded gasoline | Retail | Steel | Steel |  | Painted or None | Steel |  | 1901-01-01 | [11 empty] | Annual line testing | Annual line testing |  | UST Currently In Use: 0; UST Temp Close: 0; AST Currently In Use: 0; AST Temp Closed: 0 | 0 | 0 | 5 | 11295-039-017673 | CREW DISTRIBUTING COMPANY, INC.
46306 | Temporary Closed | 2020-04-21 | 1996-01-15 |  | Petroleum | Unleaded gasoline | Unleaded gasoline | Retail | DBL-WALL | Steel | Coated & cathodic protection (sti-P3) |  | Double Wall | APT |  | Catchment Basin | Automatic shutoff device At 95% full | Audible high level alarm At 90% full | Interstitial Monitoring within Secondary Containment | MANUAL/VISUAL CHECK | Automatic Tank Gauge |  | VIS 2ND CO | Automatic flow restrictor (MLLD) | Interstitial Monitoring within Secondary Containment | MANUAL/VISUAL CHECK | Annual line testing | Annual line testing |  | UST Currently In Use: 0; UST Temp Close: 1; AST Currently In Use: 0; AST Temp Closed: 0 | 0 | 1 | 0 | 25612-069-017674 | DDCU II. LLC
46307 | Currently in Use |  | 1996-01-08 |  | Petroleum | Unleaded gasoline | Unleaded gasoline | Retail | Steel | Steel | Coated & cathodic protection (sti-P3) |  | Fiberglass reinforced plastic |  |  | Catchment Basin | Flow Rest 90% Full | Flow Rest 90% Full |  |  | Automatic Tank Gauge |  | Automatic flow restrictor (MLLD) | Automatic flow restrictor (MLLD) | Interstitial Monitoring within Secondary Containment |  | Annual line testing | Annual line testing |  | UST Currently In Use: 4; UST Temp Close: 0; AST Currently In Use: 0; AST Temp Closed: 0 | 4 | 0 | 0 | 23410-069-017675 | WILLIAM G JOHNSON C/O DAVIS OIL CO
46310 | Currently in Use |  | 1996-01-08 |  | Petroleum | Premium gasoline | Premium gasoline | Retail | Steel | Steel | Coated & cathodic protection (sti-P3) |  | Fiberglass reinforced plastic |  |  | Catchment Basin | Flow Rest 90% Full | Flow Rest 90% Full |  |  | Automatic Tank Gauge |  | Containment Sump | Automatic flow restrictor (MLLD) | Interstitial Monitoring within Secondary Containment |  | Annual line testing | Annual line testing |  | UST Currently In Use: 4; UST Temp Close: 0; AST Currently In Use: 0; AST Temp Closed: 0 | 4 | 0 | 0 | 23410-069-017675 | WILLIAM G JOHNSON C/O DAVIS OIL CO
46313 | Currently in Use |  | 1996-01-08 |  | Petroleum | Off road diesel | Off road diesel | Retail | Steel | Steel | Coated & cathodic protection (sti-P3) |  | Fiberglass reinforced plastic |  |  | Catchment Basin | Flow Rest 90% Full | Flow Rest 90% Full |  |  | Automatic Tank Gauge |  | Automatic flow restrictor (MLLD) | Automatic flow restrictor (MLLD) | Interstitial Monitoring within Secondary Containment |  | Annual line testing | Annual line testing |  | UST Currently In Use: 4; UST Temp Close: 0; AST Currently In Use: 0; AST Temp Closed: 0 | 4 | 0 | 0 | 23410-069-017675 | WILLIAM G JOHNSON C/O DAVIS OIL CO
46316 | Currently in Use |  | 1996-01-08 |  | Petroleum | On road diesel | On road diesel | Retail | Steel | Steel | Coated & cathodic protection (sti-P3) |  | Fiberglass reinforced plastic |  |  | Catchment Basin | Flow Rest 90% Full | Flow Rest 90% Full |  |  | Automatic Tank Gauge |  | Automatic flow restrictor (MLLD) | Automatic flow restrictor (MLLD) | Interstitial Monitoring within Secondary Containment |  | Annual line testing | Annual line testing |  | UST Currently In Use: 4; UST Temp Close: 0; AST Currently In Use: 0; AST Temp Closed: 0 | 4 | 0 | 0 | 23410-069-017675 | WILLIAM G JOHNSON C/O DAVIS OIL CO
46317 | Currently in Use |  | 1996-04-01 |  | Petroleum | Unleaded gasoline | Unleaded gasoline | Retail | Single Wall | Single Wall | Coated & cathodic protection (sti-P3) |  | Double Wall |  |  | Catchment Basin | Flow Rest 90% Full | Flow Rest 90% Full |  |  | Automatic Tank Gauge |  | Automatic flow restrictor (MLLD) | Automatic flow restrictor (MLLD) |  |  | Annual line testing | Annual line testing |  | UST Currently In Use: 3; UST Temp Close: 0; AST Currently In Use: 0; AST Temp Closed: 0 | 3 | 0 | 0 | 13284-089-007371 | H.L. MARTIN DISTRIBUTING CO.
46318 | Currently in Use |  | 1996-04-01 |  | Petroleum | Unleaded gasoline | Unleaded gasoline | Retail | Single Wall | Single Wall | Coated & cathodic protection (sti-P3) |  | Fiberglass reinforced plastic |  |  | Catchment Basin | Flow Rest 90% Full | Flow Rest 90% Full |  |  | Automatic Tank Gauge |  | Automatic flow restrictor (MLLD) | Automatic flow restrictor (MLLD) |  |  | Annual line testing | Annual line testing |  | UST Currently In Use: 3; UST Temp Close: 0; AST Currently In Use: 0; AST Temp Closed: 0 | 3 | 0 | 0 | 13284-089-007371 | H.L. MARTIN DISTRIBUTING CO.
46319 | Currently in Use |  | 1996-04-01 |  | Petroleum | Premium gasoline | Premium gasoline | Retail | Single Wall | Single Wall | Coated & cathodic protection (sti-P3) |  | Double Wall |  |  | Catchment Basin | Flow Rest 90% Full | Flow Rest 90% Full |  |  | Automatic Tank Gauge |  | Containment Sump | Automatic flow restrictor (MLLD) |  |  | Annual line testing | Annual line testing |  | UST Currently In Use: 3; UST Temp Close: 0; AST Currently In Use: 0; AST Temp Closed: 0 | 3 | 0 | 0 | 13284-089-007371 | H.L. MARTIN DISTRIBUTING CO.
46320 | Permanently Closed | 1996-05-13 | 1989-08-23 | 1996-05-13 | Petroleum | Unleaded gasoline | Unleaded gasoline | Bulk facility | Steel | Steel | Coated & cathodic protection (sti-P3) |  | Steel |  | 1901-01-01 | [14 empty] | UST Currently In Use: 0; UST Temp Close: 0; AST Currently In Use: 0; AST Temp Closed: 0 | 0 | 0 | 1 | 20068-117-017676 | LARRY AND ISARA FRANKS
46321 | Currently in Use |  | 1995-12-10 |  | Petroleum | Unleaded gasoline | Unleaded gasoline | Retail | Steel | Steel | Coated & cathodic protection (sti-P3) |  | GEOFLEX |  |  | Catchment Basin | Flow Rest 90% Full | Flow Rest 90% Full | Interstitial Monitoring within Secondary Containment | SENSOR TO ATG | Continuous Automatic Tank Gauge |  | Automatic flow restrictor (MLLD) | Automatic flow restrictor (MLLD) |  |  | Annual line testing | Annual line testing |  | UST Currently In Use: 2; UST Temp Close: 0; AST Currently In Use: 0; AST Temp Closed: 0 | 2 | 0 | 0 | 24837-097-017677 | RSYA, LLC
46322 | Currently in Use |  | 1995-12-10 |  | Petroleum | Premium gasoline | Premium gasoline | Retail | Steel | Steel | Coated & cathodic protection (sti-P3) |  | Flexible |  |  | Catchment Basin | Flow Rest 90% Full | Flow Rest 90% Full | Interstitial Monitoring within Secondary Containment | SENSOR TO ATG | Continuous Automatic Tank Gauge |  | Automatic flow restrictor (MLLD) | Automatic flow restrictor (MLLD) |  |  | Annual line testing | Annual line testing |  | UST Currently In Use: 2; UST Temp Close: 0; AST Currently In Use: 0; AST Temp Closed: 0 | 2 | 0 | 0 | 24837-097-017677 | RSYA, LLC
46323 | Currently in Use |  | 1995-11-20 |  | Petroleum | Unleaded gasoline | Unleaded gasoline | Retail | Steel | Steel | Coated & cathodic protection (sti-P3) |  | Double Wall |  |  | Catchment Basin | Automatic shutoff device At 95% full | Automatic shutoff device At 95% full |  |  | Continuous Automatic Tank Gauge |  | Automatic flow restrictor (MLLD) | Automatic flow restrictor (MLLD) |  |  | Annual line testing | Annual line testing |  | UST Currently In Use: 4; UST Temp Close: 0; AST Currently In Use: 0; AST Temp Closed: 0 | 4 | 0 | 0 | 11453-003-017678 | DIAMOND GASOLINE STATIONS, INC.
46324 | Currently in Use |  | 1995-11-20 |  | Petroleum | Unleaded gasoline | Unleaded gasoline | Retail | Steel | Steel | Coated & cathodic protection (sti-P3) |  | Double Wall |  |  | Catchment Basin | Automatic shutoff device At 95% full | Automatic shutoff device At 95% full |  |  | Continuous Automatic Tank Gauge |  | Automatic flow restrictor (MLLD) | Automatic flow restrictor (MLLD) |  |  | Annual line testing | Annual line testing |  | UST Currently In Use: 4; UST Temp Close: 0; AST Currently In Use: 0; AST Temp Closed: 0 | 4 | 0 | 0 | 11453-003-017678 | DIAMOND GASOLINE STATIONS, INC.
46325 | Currently in Use |  | 1995-11-20 |  | Petroleum | Premium gasoline | Premium gasoline | Retail | Steel | Steel | Coated & cathodic protection (sti-P3) |  | Flexible |  |  | Catchment Basin | Automatic shutoff device At 95% full | Automatic shutoff device At 95% full |  |  | Continuous Automatic Tank Gauge |  | Containment Sump | Automatic flow restrictor (MLLD) |  |  | Annual line testing | Annual line testing |  | UST Currently In Use: 4; UST Temp Close: 0; AST Currently In Use: 0; AST Temp Closed: 0 | 4 | 0 | 0 | 11453-003-017678 | DIAMOND GASOLINE STATIONS, INC.
46326 | Currently in Use |  | 1995-11-20 |  | Petroleum | On road diesel | On road diesel | Retail | Steel | Steel | Coated & cathodic protection (sti-P3) |  | Double Wall |  |  | Catchment Basin | Automatic shutoff device At 95% full | Automatic shutoff device At 95% full |  |  | Continuous Automatic Tank Gauge |  | Containment Sump | Automatic flow restrictor (MLLD) |  |  | Annual line testing | Annual line testing |  | UST Currently In Use: 4; UST Temp Close: 0; AST Currently In Use: 0; AST Temp Closed: 0 | 4 | 0 | 0 | 11453-003-017678 | DIAMOND GASOLINE STATIONS, INC.
46327 | Currently in Use |  | 1996-01-15 |  | Petroleum | Unleaded gasoline | Unleaded gasoline | Industrial | Fiberglass reinforced plastic | Fiberglass reinforced plastic |  |  | Single Wall |  |  | Catchment Basin | Automatic shutoff device At 95% full | Automatic shutoff device At 95% full |  |  | Automatic Tank Gauge | [8 empty] | UST Currently In Use: 2; UST Temp Close: 0; AST Currently In Use: 0; AST Temp Closed: 0 | 2 | 0 | 1 | 13686-093-003373 | NORTHWEST ALABAMA GAS DISTRICT
46328 | Currently in Use |  | 1996-01-15 |  | Petroleum | On road diesel | On road diesel | Industrial | Fiberglass reinforced plastic | Fiberglass reinforced plastic |  |  | Fiberglass reinforced plastic |  |  | Catchment Basin | Automatic shutoff device At 95% full | Automatic shutoff device At 95% full |  |  | Automatic Tank Gauge | [8 empty] | UST Currently In Use: 2; UST Temp Close: 0; AST Currently In Use: 0; AST Temp Closed: 0 | 2 | 0 | 1 | 13686-093-003373 | NORTHWEST ALABAMA GAS DISTRICT
46329 | Currently in Use |  | 1996-02-10 |  | Petroleum | Unleaded gasoline | Unleaded gasoline | Retail | Single Wall | Single Wall | Coated & cathodic protection (sti-P3) |  | Double Wall |  |  | Catchment Basin | Flow Rest 90% Full | Flow Rest 90% Full |  |  | Automatic Tank Gauge | Single walled submersible pump containment sump | Containment Sump | Automatic flow restrictor (MLLD) |  | SENSOR TO ATG | Annual line testing | Annual line testing |  | UST Currently In Use: 2; UST Temp Close: 0; AST Currently In Use: 0; AST Temp Closed: 0 | 2 | 0 | 0 | 25244-043-017679 | MEX NORTH ALABAMA, LLC.
46330 | Currently in Use |  | 1996-02-10 |  | Petroleum | Premium gasoline | Premium gasoline | Retail | Single Wall | Single Wall | Coated & cathodic protection (sti-P3) |  | Double Wall |  |  | Catchment Basin | Flow Rest 90% Full | Flow Rest 90% Full |  |  | Automatic Tank Gauge | Single walled submersible pump containment sump | Containment Sump | Automatic flow restrictor (MLLD) |  | SENSOR TO ATG | Continuous alarm system | Annual line testing |  | UST Currently In Use: 2; UST Temp Close: 0; AST Currently In Use: 0; AST Temp Closed: 0 | 2 | 0 | 0 | 25244-043-017679 | MEX NORTH ALABAMA, LLC.
46331 | Currently in Use |  | 1996-03-08 |  | Petroleum | Unleaded gasoline | Unleaded gasoline | Retail | Single Wall | Fiberglass coated steel |  |  | Double Wall |  | 1901-01-01 | Catchment Basin | Automatic shutoff device At 95% full | Automatic shutoff device At 95% full |  |  | Continuous Automatic Tank Gauge |  | Automatic flow restrictor (MLLD) | Automatic flow restrictor (MLLD) |  |  | Annual line testing | Annual line testing |  | UST Currently In Use: 1; UST Temp Close: 2; AST Currently In Use: 0; AST Temp Closed: 0 | 1 | 2 | 2 | 22663-073-007385 | HOOVER FUEL LLC
46332 | Temporary Closed | 2012-12-01 | 1996-03-08 |  | Petroleum | Mid-grade gasoline | Mid-grade gasoline | Retail | Fiberglass coated steel | Fiberglass coated steel |  |  | Fiberglass reinforced plastic |  | 1901-01-01 | Catchment Basin | Flow Rest 90% Full | Flow Rest 90% Full | [8 empty] | Annual line testing | Annual line testing |  | UST Currently In Use: 1; UST Temp Close: 2; AST Currently In Use: 0; AST Temp Closed: 0 | 1 | 2 | 2 | 22663-073-007385 | HOOVER FUEL LLC
46333 | Temporary Closed | 2022-07-28 | 1996-03-08 |  | Petroleum | Premium gasoline | Premium gasoline | Retail | Single Wall | Fiberglass coated steel |  |  | Fiberglass reinforced plastic |  | 1901-01-01 | Catchment Basin | Automatic shutoff device At 95% full | Automatic shutoff device At 95% full |  |  | Continuous Automatic Tank Gauge |  | Automatic flow restrictor (MLLD) | Automatic flow restrictor (MLLD) |  |  | Annual line testing | Annual line testing |  | UST Currently In Use: 1; UST Temp Close: 2; AST Currently In Use: 0; AST Temp Closed: 0 | 1 | 2 | 2 | 22663-073-007385 | HOOVER FUEL LLC
46334 | Currently in Use |  | 1996-04-12 |  | Petroleum | Unleaded gasoline | Unleaded gasoline | Retail | Steel | Single Wall | Coated & cathodic protection (sti-P3) |  | Double Wall | APT |  | Catchment Basin | Flow Rest 90% Full | Flow Rest 90% Full |  |  | Continuous Automatic Tank Gauge |  | Sump sensor relayed to automatically shut off submersible pump | Automatic flow restrictor (MLLD) | Interstitial Monitoring within Secondary Containment | SENSOR TO ATG | Continuous alarm system | Continuous alarm system |  | UST Currently In Use: 4; UST Temp Close: 0; AST Currently In Use: 0; AST Temp Closed: 0 | 4 | 0 | 3 | 24654-055-005691 | SANJAY PATEL
46335 | Currently in Use |  | 1996-04-12 |  | Petroleum | Premium gasoline | Premium gasoline | Retail | Single Wall | Single Wall | Coated & cathodic protection (sti-P3) |  | Flexible | APT |  | Catchment Basin | Automatic shutoff device At 95% full | Automatic shutoff device At 95% full |  |  | Continuous Automatic Tank Gauge |  | Containment Sump | Automatic flow restrictor (MLLD) | Interstitial Monitoring within Secondary Containment | SENSOR TO ATG | Continuous alarm system | Continuous alarm system |  | UST Currently In Use: 4; UST Temp Close: 0; AST Currently In Use: 0; AST Temp Closed: 0 | 4 | 0 | 3 | 24654-055-005691 | SANJAY PATEL
46336 | Currently in Use |  | 1996-04-12 |  | Petroleum | On road diesel | On road diesel | Retail | Single Wall | Single Wall | Coated & cathodic protection (sti-P3) |  | Fiberglass reinforced plastic |  |  | Catchment Basin | Automatic shutoff device At 95% full | Automatic shutoff device At 95% full |  |  | Continuous Automatic Tank Gauge | [8 empty] | UST Currently In Use: 4; UST Temp Close: 0; AST Currently In Use: 0; AST Temp Closed: 0 | 4 | 0 | 3 | 24654-055-005691 | SANJAY PATEL
46337 | Currently in Use |  | 1996-04-12 |  | Petroleum | Other, OFFROAD | Other | Retail | Single Wall | Single Wall | Coated & cathodic protection (sti-P3) |  | Single Wall |  |  | Catchment Basin | Automatic shutoff device At 95% full | Automatic shutoff device At 95% full |  |  | Continuous Automatic Tank Gauge | [8 empty] | UST Currently In Use: 4; UST Temp Close: 0; AST Currently In Use: 0; AST Temp Closed: 0 | 4 | 0 | 3 | 24654-055-005691 | SANJAY PATEL
46338 |  |  | 1982-01-01 |  | Petroleum | Unleaded gasoline | Unleaded gasoline | Retail | Steel | Steel | Coated & cathodic protection (sti-P3) |  | Steel |  | 1901-01-01 | Catchment Basin | Flow Rest 90% Full | Flow Rest 90% Full |  |  | Continuous Automatic Tank Gauge |  | Automatic shutoff device (AELLD) | Automatic shutoff device (AELLD) | [5 empty] | UST Currently In Use: 0; UST Temp Close: 0; AST Currently In Use: 0; AST Temp Closed: 0 | 0 | 0 | 0 | 20074-073-017682 | JOHN CARROLL
46339 |  |  | 1982-01-01 |  | Petroleum | Unleaded gasoline | Unleaded gasoline | Retail | Steel | Steel | Coated & cathodic protection (sti-P3) |  | Steel |  | 1901-01-01 | Catchment Basin | Flow Rest 90% Full | Flow Rest 90% Full |  |  | Continuous Automatic Tank Gauge |  | Automatic shutoff device (AELLD) | Automatic shutoff device (AELLD) | [5 empty] | UST Currently In Use: 0; UST Temp Close: 0; AST Currently In Use: 0; AST Temp Closed: 0 | 0 | 0 | 0 | 20074-073-017682 | JOHN CARROLL
46340 | Currently in Use |  | 1996-03-22 |  | Petroleum | Unleaded gasoline | Unleaded gasoline | Retail | Double Wall | Double Wall |  |  | Fiberglass reinforced plastic |  | 1901-01-01 | Catchment Basin | Flow Rest 90% Full | Flow Rest 90% Full |  |  | Continuous Automatic Tank Gauge | Single walled submersible pump containment sump | Containment Sump | Automatic flow restrictor (MLLD) | Interstitial Monitoring within Secondary Containment | MANUAL/VISUAL CHECK | Annual line testing | Annual line testing |  | UST Currently In Use: 3; UST Temp Close: 0; AST Currently In Use: 0; AST Temp Closed: 0 | 3 | 0 | 2 | 25530-089-007350 | DHARM INC DBA KRUPA FOOD MART
46341 | Currently in Use |  | 1996-03-22 |  | Petroleum | On road diesel | On road diesel | Retail | Double Wall | Double Wall |  |  | Double Wall |  | 1901-01-01 | Catchment Basin | Flow Rest 90% Full | Flow Rest 90% Full |  |  | Continuous Automatic Tank Gauge | Single walled submersible pump containment sump | Automatic flow restrictor (MLLD) | Automatic flow restrictor (MLLD) | Interstitial Monitoring within Secondary Containment | MANUAL/VISUAL CHECK | Annual line testing | Annual line testing |  | UST Currently In Use: 3; UST Temp Close: 0; AST Currently In Use: 0; AST Temp Closed: 0 | 3 | 0 | 2 | 25530-089-007350 | DHARM INC DBA KRUPA FOOD MART
46342 | Currently in Use |  | 1996-03-22 |  | Petroleum | Premium gasoline | Premium gasoline | Retail | Double Wall | Double Wall |  |  | Double Wall |  | 1901-01-01 | Catchment Basin | Flow Rest 90% Full | Flow Rest 90% Full |  |  | Continuous Automatic Tank Gauge | Single walled submersible pump containment sump | Containment Sump | Automatic flow restrictor (MLLD) | Interstitial Monitoring within Secondary Containment | MANUAL/VISUAL CHECK | Annual line testing | Annual line testing |  | UST Currently In Use: 3; UST Temp Close: 0; AST Currently In Use: 0; AST Temp Closed: 0 | 3 | 0 | 2 | 25530-089-007350 | DHARM INC DBA KRUPA FOOD MART
46343 | Permanently Closed | 2001-01-03 | 1982-07-15 | 2014-09-05 | Petroleum | Premium gasoline | Premium gasoline | Retail | Steel | Steel | Field installed cathodic protection |  | Steel |  | 1901-01-01 | Catchment Basin | Flow Rest 90% Full | Flow Rest 90% Full | [11 empty] | UST Currently In Use: 0; UST Temp Close: 0; AST Currently In Use: 0; AST Temp Closed: 0 | 0 | 0 | 4 | 24469-043-015408 | JUNIOR T MOODY CONSTRUCTION LLC
46344 | Permanently Closed | 2001-01-03 | 1982-07-15 | 2014-09-05 | Petroleum | On road diesel | On road diesel | Retail | Steel | Steel | Field installed cathodic protection |  | Steel |  | 1901-01-01 | Catchment Basin | Flow Rest 90% Full | Flow Rest 90% Full | [11 empty] | UST Currently In Use: 0; UST Temp Close: 0; AST Currently In Use: 0; AST Temp Closed: 0 | 0 | 0 | 4 | 24469-043-015408 | JUNIOR T MOODY CONSTRUCTION LLC
46345 | Currently in Use |  | 1995-12-22 |  | Petroleum | Unleaded gasoline | Unleaded gasoline | Retail | Steel | Single Wall | Coated & cathodic protection (sti-P3) |  | Fiberglass reinforced plastic |  |  | Catchment Basin | Flow Rest 90% Full | Automatic shutoff device At 95% full |  |  | Continuous Automatic Tank Gauge | [8 empty] | UST Currently In Use: 3; UST Temp Close: 0; AST Currently In Use: 0; AST Temp Closed: 0 | 3 | 0 | 0 | 23713-095-017683 | RAHULKUMAR MODI
46346 | Currently in Use |  | 1995-12-22 |  | Petroleum | Premium gasoline | Premium gasoline | Retail | Single Wall | Single Wall | Coated & cathodic protection (sti-P3) |  | Single Wall |  |  | Catchment Basin | Automatic shutoff device At 95% full | Automatic shutoff device At 95% full |  |  | Continuous Automatic Tank Gauge | [8 empty] | UST Currently In Use: 3; UST Temp Close: 0; AST Currently In Use: 0; AST Temp Closed: 0 | 3 | 0 | 0 | 23713-095-017683 | RAHULKUMAR MODI
46347 | Currently in Use |  | 1995-12-22 |  | Petroleum | On road diesel | On road diesel | Retail | Single Wall | Single Wall | Coated & cathodic protection (sti-P3) |  | ENVIRON |  |  | Catchment Basin | Flow Rest 90% Full | Automatic shutoff device At 95% full |  |  | Continuous Automatic Tank Gauge |  | Automatic flow restrictor (MLLD) | Automatic flow restrictor (MLLD) |  |  | Annual line testing | Annual line testing |  | UST Currently In Use: 3; UST Temp Close: 0; AST Currently In Use: 0; AST Temp Closed: 0 | 3 | 0 | 0 | 23713-095-017683 | RAHULKUMAR MODI
46348 | Currently in Use |  | 1996-03-15 |  | Petroleum | Unleaded gasoline | Unleaded gasoline | Retail | Fiberglass coated steel | Fiberglass coated steel |  |  | Flexible |  | 1901-01-01 | Catchment Basin | Flow Rest 90% Full | Flow Rest 90% Full |  |  | Automatic Tank Gauge |  | Sump sensor relayed to automatically shut off submersible pump | Automatic shutoff device (AELLD) | Interstitial Monitoring within Secondary Containment |  | Automatic electronic line leak detector (AELLD) | Automatic electronic line leak detector (AELLD) |  | UST Currently In Use: 2; UST Temp Close: 0; AST Currently In Use: 0; AST Temp Closed: 0 | 2 | 0 | 0 | 13526-117-017685 | MOORE OIL COMPANY, INC.
46349 | Currently in Use |  | 1996-03-15 |  | Petroleum | Premium gasoline | Premium gasoline | Retail | Fiberglass coated steel | Fiberglass coated steel |  |  | Flexible |  | 1901-01-01 | Catchment Basin | Flow Rest 90% Full | Flow Rest 90% Full |  |  | Automatic Tank Gauge |  | Automatic shutoff device (AELLD) | Automatic shutoff device (AELLD) | Interstitial Monitoring within Secondary Containment |  | Continuous alarm system | Automatic electronic line leak detector (AELLD) |  | UST Currently In Use: 2; UST Temp Close: 0; AST Currently In Use: 0; AST Temp Closed: 0 | 2 | 0 | 0 | 13526-117-017685 | MOORE OIL COMPANY, INC.
46350 | Currently in Use |  | 1996-03-26 |  | Petroleum | On road diesel | On road diesel | Retail | Steel | Steel | Field installed cathodic protection |  | Double Wall |  |  | Catchment Basin | Flow Rest 90% Full | Flow Rest 90% Full |  |  | Statistical Inventory Reconciliation (SIR) |  | Automatic flow restrictor (MLLD) | Automatic flow restrictor (MLLD) |  |  | Statistical inventory reconciliation (SIR) | Statistical inventory reconciliation (SIR) |  | UST Currently In Use: 3; UST Temp Close: 0; AST Currently In Use: 0; AST Temp Closed: 0 | 3 | 0 | 1 | 23413-081-015224 | CIRCLE K STORES, INC.
46351 | Currently in Use |  | 1996-04-05 |  | Petroleum | Unleaded gasoline | Unleaded gasoline | Retail | Steel | Double Wall | Coated & cathodic protection (sti-P3) |  | Double Wall |  |  | Catchment Basin | Flow Rest 90% Full | Flow Rest 90% Full |  |  | Continuous Automatic Tank Gauge |  | Containment Sump | Automatic shutoff device (AELLD) |  |  | Continuous alarm system | Continuous alarm system |  | UST Currently In Use: 3; UST Temp Close: 0; AST Currently In Use: 0; AST Temp Closed: 0 | 3 | 0 | 0 | 22069-121-017686 | SAM'S PROPERTIES LLC
46352 | Currently in Use |  | 1996-04-05 |  | Petroleum | Premium gasoline | Premium gasoline | Retail | Double Wall | Double Wall | Coated & cathodic protection (sti-P3) |  | Fiberglass reinforced plastic |  |  | Catchment Basin | Flow Rest 90% Full | Flow Rest 90% Full |  |  | Continuous Automatic Tank Gauge |  | Containment Sump | Automatic shutoff device (AELLD) |  |  | Continuous alarm system | Continuous alarm system |  | UST Currently In Use: 3; UST Temp Close: 0; AST Currently In Use: 0; AST Temp Closed: 0 | 3 | 0 | 0 | 22069-121-017686 | SAM'S PROPERTIES LLC
46353 | Currently in Use |  | 1990-06-01 |  | Petroleum | Premium gasoline | Premium gasoline | Retail | Steel | Steel | Coated & cathodic protection (sti-P3) |  | Fiberglass reinforced plastic |  |  | Catchment Basin | Flow Rest 90% Full | Flow Rest 90% Full |  |  | Automatic Tank Gauge | Single walled submersible pump containment sump | Containment Sump | Automatic shutoff device (AELLD) |  |  | Continuous alarm system | Continuous alarm system |  | UST Currently In Use: 3; UST Temp Close: 0; AST Currently In Use: 0; AST Temp Closed: 0 | 3 | 0 | 3 | 25643-001-005735 | CENTRAL ALABAMA COMMERCIAL PROP. LLC
46354 | Currently in Use |  | 1996-04-15 |  | Petroleum | Unleaded gasoline | Unleaded gasoline | Retail | Steel | Steel | Coated & cathodic protection (sti-P3) |  | Fiberglass reinforced plastic |  |  | Catchment Basin | Flow Rest 90% Full | Flow Rest 90% Full |  |  | Automatic Tank Gauge | Single walled submersible pump containment sump | Containment Sump | Automatic shutoff device (AELLD) |  |  | Continuous alarm system | Continuous alarm system |  | UST Currently In Use: 3; UST Temp Close: 0; AST Currently In Use: 0; AST Temp Closed: 0 | 3 | 0 | 3 | 25643-001-005735 | CENTRAL ALABAMA COMMERCIAL PROP. LLC
46355 | Currently in Use |  | 1996-04-15 |  | Petroleum | On road diesel | On road diesel | Retail | Steel | Steel | Coated & cathodic protection (sti-P3) |  | Fiberglass reinforced plastic |  |  | Catchment Basin | Flow Rest 90% Full | Flow Rest 90% Full |  |  | Automatic Tank Gauge | Single walled submersible pump containment sump | Automatic shutoff device (AELLD) | Automatic shutoff device (AELLD) |  |  | Continuous alarm system | Continuous alarm system |  | UST Currently In Use: 3; UST Temp Close: 0; AST Currently In Use: 0; AST Temp Closed: 0 | 3 | 0 | 3 | 25643-001-005735 | CENTRAL ALABAMA COMMERCIAL PROP. LLC
46356 | Currently in Use |  | 1994-03-17 |  | Petroleum | Unleaded gasoline | Unleaded gasoline | Retail | 8K/4K | Steel | Field installed cathodic protection |  | Fiberglass reinforced plastic |  |  | Catchment Basin | Flow Rest 90% Full | Flow Rest 90% Full |  |  | Statistical Inventory Reconciliation (SIR) |  | Automatic flow restrictor (MLLD) | Automatic flow restrictor (MLLD) |  |  | Statistical inventory reconciliation (SIR) | Statistical inventory reconciliation (SIR) |  | UST Currently In Use: 1; UST Temp Close: 0; AST Currently In Use: 1; AST Temp Closed: 0 | 1 | 0 | 0 | 21499-115-005585 | YOUSEF YAQOUB INC
46357 | Currently in Use |  | 1996-03-22 |  | Petroleum | Unleaded gasoline | Unleaded gasoline | Retail | Fiberglass reinforced plastic | Fiberglass reinforced plastic |  |  | Fiberglass reinforced plastic |  | 1901-01-01 | Catchment Basin | Flow Rest 90% Full | Flow Rest 90% Full |  |  | Continuous Automatic Tank Gauge |  | Automatic shutoff device (AELLD) | Automatic shutoff device (AELLD) | [5 empty] | UST Currently In Use: 3; UST Temp Close: 0; AST Currently In Use: 0; AST Temp Closed: 0 | 3 | 0 | 2 | 22742-089-007353 | SHRI SWAMI INC.
46358 | Currently in Use |  | 1996-03-22 |  | Petroleum | Mid-grade gasoline | Mid-grade gasoline | Retail | Fiberglass reinforced plastic | Fiberglass reinforced plastic |  |  | Fiberglass reinforced plastic |  | 1901-01-01 | Catchment Basin | Flow Rest 90% Full | Flow Rest 90% Full |  |  | Continuous Automatic Tank Gauge |  | Automatic shutoff device (AELLD) | Automatic shutoff device (AELLD) | [5 empty] | UST Currently In Use: 3; UST Temp Close: 0; AST Currently In Use: 0; AST Temp Closed: 0 | 3 | 0 | 2 | 22742-089-007353 | SHRI SWAMI INC.
46359 | Currently in Use |  | 1996-03-22 |  | Petroleum | Premium gasoline | Premium gasoline | Retail | Fiberglass reinforced plastic | Fiberglass reinforced plastic |  |  | Fiberglass reinforced plastic |  | 1901-01-01 | Catchment Basin | Flow Rest 90% Full | Flow Rest 90% Full |  |  | Continuous Automatic Tank Gauge |  | Automatic shutoff device (AELLD) | Automatic shutoff device (AELLD) | [5 empty] | UST Currently In Use: 3; UST Temp Close: 0; AST Currently In Use: 0; AST Temp Closed: 0 | 3 | 0 | 2 | 22742-089-007353 | SHRI SWAMI INC.
46360 | Currently in Use |  | 1996-03-15 |  | Petroleum | Unleaded gasoline | Unleaded gasoline | Retail | Fiberglass reinforced plastic | Fiberglass reinforced plastic |  |  | 2-PIECES |  | 1901-01-01 | Catchment Basin | Flow Rest 90% Full | Automatic shutoff device At 95% full |  |  | Continuous Automatic Tank Gauge |  | Automatic shutoff device (AELLD) | Automatic shutoff device (AELLD) | [5 empty] | UST Currently In Use: 3; UST Temp Close: 0; AST Currently In Use: 0; AST Temp Closed: 0 | 3 | 0 | 2 | 24624-073-007389 | MALIK BUDHWANI
46361 | Currently in Use |  | 1996-03-15 |  | Petroleum | Premium gasoline | Premium gasoline | Retail | Fiberglass reinforced plastic | Fiberglass reinforced plastic |  |  | Fiberglass reinforced plastic |  | 1901-01-01 | Catchment Basin | Flow Rest 90% Full | Flow Rest 90% Full |  |  | Continuous Automatic Tank Gauge |  | Automatic shutoff device (AELLD) | Automatic shutoff device (AELLD) | [5 empty] | UST Currently In Use: 3; UST Temp Close: 0; AST Currently In Use: 0; AST Temp Closed: 0 | 3 | 0 | 2 | 24624-073-007389 | MALIK BUDHWANI
46362 | Currently in Use |  | 1996-03-15 |  | Petroleum | Unleaded gasoline | Unleaded gasoline | Retail | Single Wall | Fiberglass reinforced plastic |  |  | 2-PIECES |  | 1901-01-01 | Catchment Basin | Flow Rest 90% Full | Flow Rest 90% Full |  |  | Continuous Automatic Tank Gauge |  | Automatic shutoff device (AELLD) | Automatic shutoff device (AELLD) | [5 empty] | UST Currently In Use: 3; UST Temp Close: 0; AST Currently In Use: 0; AST Temp Closed: 0 | 3 | 0 | 2 | 24624-073-007389 | MALIK BUDHWANI
46363 | Currently in Use |  | 1996-03-15 |  | Petroleum | Unleaded gasoline | Unleaded gasoline | Retail | Fiberglass reinforced plastic | Fiberglass reinforced plastic |  |  | Double Wall |  |  | Catchment Basin | Automatic shutoff device At 95% full | Automatic shutoff device At 95% full |  |  | Continuous Automatic Tank Gauge |  | Automatic shutoff device (AELLD) | Automatic shutoff device (AELLD) | [5 empty] | UST Currently In Use: 2; UST Temp Close: 0; AST Currently In Use: 0; AST Temp Closed: 0 | 2 | 0 | 2 | 22947-103-007363 | THREE PREET, INC.
46364 | Currently in Use |  | 1996-03-15 |  | Petroleum | Premium gasoline | Premium gasoline | Retail | Fiberglass reinforced plastic | Fiberglass reinforced plastic |  |  | Double Wall |  |  | Catchment Basin | Automatic shutoff device At 95% full | Automatic shutoff device At 95% full |  |  | Continuous Automatic Tank Gauge |  | Automatic shutoff device (AELLD) | Automatic shutoff device (AELLD) | [5 empty] | UST Currently In Use: 2; UST Temp Close: 0; AST Currently In Use: 0; AST Temp Closed: 0 | 2 | 0 | 2 | 22947-103-007363 | THREE PREET, INC.
46365 | Temporary Closed | 2010-02-01 | 1996-06-01 |  | Petroleum | Mid-grade gasoline | Mid-grade gasoline | Retail | Fiberglass reinforced plastic | Fiberglass reinforced plastic |  |  | Double Wall |  |  | Catchment Basin | Flow Rest 90% Full | Flow Rest 90% Full |  |  | Continuous Automatic Tank Gauge |  | Containment Sump | Automatic flow restrictor (MLLD) |  |  | Annual line testing | Annual line testing |  | UST Currently In Use: 0; UST Temp Close: 4; AST Currently In Use: 0; AST Temp Closed: 0 | 0 | 4 | 2 | 23546-009-006684 | BAYVIEW FINANCIAL LOAN, LLC
46366 | Temporary Closed | 2010-02-01 | 1996-06-01 |  | Petroleum | Unleaded gasoline | Unleaded gasoline | Retail | Single Wall | Fiberglass reinforced plastic |  |  | Double Wall |  |  | Catchment Basin | Flow Rest 90% Full | Flow Rest 90% Full |  |  | Continuous Automatic Tank Gauge |  | Containment Sump | Automatic flow restrictor (MLLD) |  |  | Annual line testing | Annual line testing |  | UST Currently In Use: 0; UST Temp Close: 4; AST Currently In Use: 0; AST Temp Closed: 0 | 0 | 4 | 2 | 23546-009-006684 | BAYVIEW FINANCIAL LOAN, LLC
46367 | Currently in Use |  | 1995-09-11 |  | Petroleum | Unleaded gasoline | Unleaded gasoline | Retail | Steel | Single Wall | Coated & cathodic protection (sti-P3) |  | Double Wall |  |  | Catchment Basin | Flow Rest 90% Full | Flow Rest 90% Full |  |  | Continuous Automatic Tank Gauge |  | Containment Sump | Automatic flow restrictor (MLLD) |  |  | Annual line testing | Annual line testing |  | UST Currently In Use: 2; UST Temp Close: 0; AST Currently In Use: 0; AST Temp Closed: 0 | 2 | 0 | 0 | 23768-121-017687 | ALTAF VIRANI
46368 | Currently in Use |  | 1995-09-11 |  | Petroleum | On road diesel | On road diesel | Retail | Steel | Single Wall | Coated & cathodic protection (sti-P3) |  | Single Wall |  |  | Catchment Basin | Flow Rest 90% Full | Flow Rest 90% Full |  |  | Continuous Automatic Tank Gauge | [8 empty] | UST Currently In Use: 2; UST Temp Close: 0; AST Currently In Use: 0; AST Temp Closed: 0 | 2 | 0 | 0 | 23768-121-017687 | ALTAF VIRANI
46369 | Permanently Closed | 2014-12-20 | 1996-04-04 | 2016-12-20 | Petroleum | Unleaded gasoline | Unleaded gasoline | Retail | Steel | Steel | Coated & cathodic protection (sti-P3) |  | Flexible |  | 2010-10-26 | Catchment Basin | Flow Rest 90% Full | Flow Rest 90% Full |  |  | Automatic Tank Gauge |  | Containment Sump | Containment Sump |  |  | Annual line testing | Annual line testing |  | UST Currently In Use: 0; UST Temp Close: 0; AST Currently In Use: 0; AST Temp Closed: 0 | 0 | 0 | 5 | 25079-097-007396 | 6401 OLD SHELL ROAD, LLC
46370 | Permanently Closed | 2014-12-20 | 1996-04-04 | 2016-12-20 | Petroleum | Premium gasoline | Premium gasoline | Retail | Steel | Steel | Coated & cathodic protection (sti-P3) |  | Flexible |  |  | Catchment Basin | Flow Rest 90% Full | Flow Rest 90% Full |  |  | Automatic Tank Gauge |  | Containment Sump | Containment Sump |  |  | Annual line testing | Annual line testing |  | UST Currently In Use: 0; UST Temp Close: 0; AST Currently In Use: 0; AST Temp Closed: 0 | 0 | 0 | 5 | 25079-097-007396 | 6401 OLD SHELL ROAD, LLC
46371 | Currently in Use |  | 1996-05-14 |  | Petroleum | Unleaded gasoline | Unleaded gasoline | Retail | PIT LINER | Steel | Coated & cathodic protection (sti-P3) |  | Flexible |  | 1901-01-01 | Catchment Basin | Flow Rest 90% Full | Flow Rest 90% Full |  |  | Continuous Automatic Tank Gauge | [8 empty] | UST Currently In Use: 1; UST Temp Close: 0; AST Currently In Use: 0; AST Temp Closed: 0 | 1 | 0 | 0 | 26021-081-017688 | DEEP CONVENIENCE LLC
46373 | Permanently Closed | 2007-05-25 | 1996-02-06 | 2007-05-25 | Petroleum | Unleaded gasoline | Unleaded gasoline | Retail | Steel | Steel | Coated & cathodic protection (sti-P3) |  | ENVIRON |  | 1901-01-01 | Catchment Basin | Flow Rest 90% Full | Flow Rest 90% Full |  |  | Automatic Tank Gauge |  |  |  | Interstitial Monitoring within Secondary Containment |  | Continuous alarm system | Continuous alarm system |  | UST Currently In Use: 0; UST Temp Close: 0; AST Currently In Use: 0; AST Temp Closed: 0 | 0 | 0 | 2 | 22828-051-017689 | LUMP SUM, LLC
46374 | Permanently Closed | 2007-05-25 | 1996-02-06 | 2007-05-25 | Petroleum | Premium gasoline | Premium gasoline | Retail | Steel | Steel | Coated & cathodic protection (sti-P3) |  | Flexible |  | 1901-01-01 | Catchment Basin | Flow Rest 90% Full | Flow Rest 90% Full |  |  | Automatic Tank Gauge |  |  |  | Interstitial Monitoring within Secondary Containment |  | Continuous alarm system | Continuous alarm system |  | UST Currently In Use: 0; UST Temp Close: 0; AST Currently In Use: 0; AST Temp Closed: 0 | 0 | 0 | 2 | 22828-051-017689 | LUMP SUM, LLC
46375 | Currently in Use |  | 1996-04-15 |  | Petroleum | Unleaded gasoline | Unleaded gasoline | Retail | Single Wall | Single Wall | Coated & cathodic protection (sti-P3) |  | Single Wall |  |  | Catchment Basin | Automatic shutoff device At 95% full | Automatic shutoff device At 95% full |  |  | Statistical Inventory Reconciliation (SIR) | [8 empty] | UST Currently In Use: 3; UST Temp Close: 0; AST Currently In Use: 0; AST Temp Closed: 0 | 3 | 0 | 2 | 11576-089-004827 | DUTCH OIL COMPANY
46376 | Currently in Use |  | 1995-04-01 |  | Petroleum | Unleaded gasoline | Unleaded gasoline | Retail | Fiberglass reinforced plastic | Fiberglass reinforced plastic |  |  | Flexible |  | 1901-01-01 | Catchment Basin | Flow Rest 90% Full | Flow Rest 90% Full | Interstitial Monitoring within Secondary Containment | SENSOR TO ATG | Continuous Automatic Tank Gauge |  | Automatic flow restrictor (MLLD) | Automatic flow restrictor (MLLD) |  |  | Annual line testing | Annual line testing |  | UST Currently In Use: 3; UST Temp Close: 0; AST Currently In Use: 0; AST Temp Closed: 0 | 3 | 0 | 0 | 23220-097-017690 | KIMBERLY HOANG
46378 | Currently in Use |  | 1996-02-28 |  | Petroleum | Premium gasoline | Premium gasoline | Retail | Fiberglass reinforced plastic | Fiberglass reinforced plastic |  |  | Flexible |  | 1901-01-01 | Catchment Basin | Flow Rest 90% Full | Flow Rest 90% Full | Interstitial Monitoring within Secondary Containment | SENSOR TO ATG | Continuous Automatic Tank Gauge |  | Automatic flow restrictor (MLLD) | Automatic flow restrictor (MLLD) |  |  | Annual line testing | Annual line testing |  | UST Currently In Use: 3; UST Temp Close: 0; AST Currently In Use: 0; AST Temp Closed: 0 | 3 | 0 | 0 | 23220-097-017690 | KIMBERLY HOANG
46379 | Currently in Use |  | 1996-02-28 |  | Petroleum | On road diesel | On road diesel | Retail | Fiberglass reinforced plastic | Fiberglass reinforced plastic |  |  | Flexible |  | 1901-01-01 | Catchment Basin | Flow Rest 90% Full | Flow Rest 90% Full | Interstitial Monitoring within Secondary Containment | SENSOR TO ATG | Continuous Automatic Tank Gauge |  | Automatic flow restrictor (MLLD) | Automatic flow restrictor (MLLD) |  |  | Annual line testing | Annual line testing |  | UST Currently In Use: 3; UST Temp Close: 0; AST Currently In Use: 0; AST Temp Closed: 0 | 3 | 0 | 0 | 23220-097-017690 | KIMBERLY HOANG
46380 | Permanently Closed | 2017-11-01 | 1996-05-01 | 2020-09-03 | Petroleum | Unleaded gasoline | Unleaded gasoline | Retail | Single Wall | Single Wall | Coated & cathodic protection (sti-P3) |  | Flexible |  |  | Catchment Basin | Flow Rest 90% Full | Flow Rest 90% Full |  |  | Automatic Tank Gauge | Single walled submersible pump containment sump | Containment Sump | Automatic flow restrictor (MLLD) |  |  | Annual line testing | Annual line testing |  | UST Currently In Use: 0; UST Temp Close: 0; AST Currently In Use: 0; AST Temp Closed: 0 | 0 | 0 | 3 | 15201-077-017691 | VULCAN OIL COMPANY INC.
46381 | Permanently Closed | 2017-11-01 | 1996-05-01 | 2020-09-03 | Petroleum | Premium gasoline | Premium gasoline | Retail | Single Wall | Single Wall | Coated & cathodic protection (sti-P3) |  | Double Wall |  |  | Catchment Basin | Flow Rest 90% Full | Flow Rest 90% Full |  |  | Automatic Tank Gauge | Single walled submersible pump containment sump | Automatic flow restrictor (MLLD) | Automatic flow restrictor (MLLD) |  |  | Annual line testing | Annual line testing |  | UST Currently In Use: 0; UST Temp Close: 0; AST Currently In Use: 0; AST Temp Closed: 0 | 0 | 0 | 3 | 15201-077-017691 | VULCAN OIL COMPANY INC.
46382 | Permanently Closed | 2017-11-01 | 1996-05-01 | 2020-09-03 | Petroleum | On road diesel | On road diesel | Retail | Single Wall | Single Wall | Coated & cathodic protection (sti-P3) |  | TTLCONTMNT |  |  | Catchment Basin | Flow Rest 90% Full | Flow Rest 90% Full |  |  | Automatic Tank Gauge | Single walled submersible pump containment sump | Automatic flow restrictor (MLLD) | Automatic flow restrictor (MLLD) |  |  | Annual line testing | Annual line testing |  | UST Currently In Use: 0; UST Temp Close: 0; AST Currently In Use: 0; AST Temp Closed: 0 | 0 | 0 | 3 | 15201-077-017691 | VULCAN OIL COMPANY INC.
46383 | Temporary Closed | 2006-08-17 | 1996-05-15 |  | Petroleum | Unleaded gasoline | Unleaded gasoline | Retail | Steel | Steel | Coated & cathodic protection (sti-P3) |  | Fiberglass reinforced plastic |  |  | Catchment Basin | Automatic shutoff device At 95% full | Automatic shutoff device At 95% full |  |  | Statistical Inventory Reconciliation (SIR) | [8 empty] | UST Currently In Use: 0; UST Temp Close: 2; AST Currently In Use: 0; AST Temp Closed: 0 | 0 | 2 | 2 | 25912-015-008322 | PETALS AND PAINT C/O CHARLES E CHATOM III.
46384 | Temporary Closed | 2006-08-17 | 1996-05-15 |  | Petroleum | Premium gasoline | Premium gasoline | Retail | Steel | Steel | Coated & cathodic protection (sti-P3) |  | Fiberglass reinforced plastic |  |  | Catchment Basin | Automatic shutoff device At 95% full | Automatic shutoff device At 95% full |  |  | Statistical Inventory Reconciliation (SIR) | [8 empty] | UST Currently In Use: 0; UST Temp Close: 2; AST Currently In Use: 0; AST Temp Closed: 0 | 0 | 2 | 2 | 25912-015-008322 | PETALS AND PAINT C/O CHARLES E CHATOM III.
46385 | Currently in Use |  | 1996-09-10 |  | Petroleum | Premium gasoline | Premium gasoline | Retail | Fiberglass reinforced plastic | Fiberglass reinforced plastic |  |  | Fiberglass reinforced plastic |  | 1901-01-01 | Catchment Basin | Flow Rest 90% Full | Flow Rest 90% Full |  |  | Automatic Tank Gauge |  | Containment Sump | Automatic flow restrictor (MLLD) |  |  | Annual line testing | Annual line testing |  | UST Currently In Use: 3; UST Temp Close: 0; AST Currently In Use: 0; AST Temp Closed: 0 | 3 | 0 | 0 | 20607-115-017692 | GOODLEY CORP. DBA LAKESIDE LANDING
46386 | Permanently Closed | 2002-10-10 | 1996-03-21 | 2003-05-15 | Petroleum | On road diesel | On road diesel | Retail | Steel | Steel | Coated & cathodic protection (sti-P3) |  | Fiberglass reinforced plastic |  | 1901-01-01 | Catchment Basin | Flow Rest 90% Full | Flow Rest 90% Full |  |  | Statistical Inventory Reconciliation (SIR) | [8 empty] | UST Currently In Use: 0; UST Temp Close: 0; AST Currently In Use: 0; AST Temp Closed: 0 | 0 | 0 | 2 | 15201-055-005703 | VULCAN OIL COMPANY INC.
46387 | Permanently Closed | 2002-10-10 | 1996-03-21 | 2003-05-15 | Petroleum | On road diesel | On road diesel | Retail | Steel | Steel | Coated & cathodic protection (sti-P3) |  | Fiberglass reinforced plastic |  | 1901-01-01 | Catchment Basin | Flow Rest 90% Full | Flow Rest 90% Full |  |  | Statistical Inventory Reconciliation (SIR) | [8 empty] | UST Currently In Use: 0; UST Temp Close: 0; AST Currently In Use: 0; AST Temp Closed: 0 | 0 | 0 | 2 | 15201-055-005703 | VULCAN OIL COMPANY INC.
46388 | Currently in Use |  | 1996-04-15 |  | Petroleum | Unleaded gasoline | Unleaded gasoline | Retail | Steel | Steel | Coated & cathodic protection (sti-P3) |  | Flexible | SA&TCI |  | Catchment Basin | Flow Rest 90% Full | Automatic shutoff device At 95% full |  |  | Statistical Inventory Reconciliation (SIR) |  | Automatic flow restrictor (MLLD) | Automatic flow restrictor (MLLD) |  |  | Statistical inventory reconciliation (SIR) | Statistical inventory reconciliation (SIR) |  | UST Currently In Use: 1; UST Temp Close: 2; AST Currently In Use: 0; AST Temp Closed: 0 | 1 | 2 | 0 | 21478-055-005646 | YOUSEF M. ALABBASI
46389 | Temporary Closed | 2020-03-01 | 1996-04-15 |  | Petroleum | On road diesel | On road diesel | Retail | Steel | Steel | Coated & cathodic protection (sti-P3) |  | Flexible | SA&TCI |  | Catchment Basin | Automatic shutoff device At 95% full | Automatic shutoff device At 95% full |  |  | Statistical Inventory Reconciliation (SIR) |  | Automatic flow restrictor (MLLD) | Automatic flow restrictor (MLLD) |  |  | Statistical inventory reconciliation (SIR) | Statistical inventory reconciliation (SIR) |  | UST Currently In Use: 1; UST Temp Close: 2; AST Currently In Use: 0; AST Temp Closed: 0 | 1 | 2 | 0 | 21478-055-005646 | YOUSEF M. ALABBASI
46390 | Temporary Closed | 2018-05-01 | 1996-04-15 |  | Petroleum | On road diesel | On road diesel | Retail | Steel | Steel | Coated & cathodic protection (sti-P3) |  | Flexible | SA&TCI |  | Catchment Basin | Automatic shutoff device At 95% full | Automatic shutoff device At 95% full |  |  | Statistical Inventory Reconciliation (SIR) |  | Automatic flow restrictor (MLLD) | Automatic flow restrictor (MLLD) |  |  | Statistical inventory reconciliation (SIR) | Statistical inventory reconciliation (SIR) |  | UST Currently In Use: 1; UST Temp Close: 2; AST Currently In Use: 0; AST Temp Closed: 0 | 1 | 2 | 0 | 21478-055-005646 | YOUSEF M. ALABBASI
46394 | Permanently Closed | 2012-09-14 | 1996-01-01 | 2012-09-14 | Petroleum | Unleaded gasoline | Unleaded gasoline | Industrial | Steel | Steel | Coated & cathodic protection (sti-P3) |  | Fiberglass reinforced plastic |  |  | Catchment Basin | Automatic shutoff device At 95% full | Automatic shutoff device At 95% full |  |  | Continuous Automatic Tank Gauge | [8 empty] | UST Currently In Use: 0; UST Temp Close: 0; AST Currently In Use: 0; AST Temp Closed: 0 | 0 | 0 | 2 | 11944-125-013969 | FRIDAY OIL INC
46395 | Currently in Use |  | 1996-01-30 |  | Petroleum | Unleaded gasoline | Unleaded gasoline | Retail | Steel | Steel | Coated & cathodic protection (sti-P3) |  | Flexible |  |  | Catchment Basin | Flow Rest 90% Full | Flow Rest 90% Full |  |  | Automatic Tank Gauge |  | Automatic flow restrictor (MLLD) | Automatic flow restrictor (MLLD) |  |  | Annual line testing | Annual line testing |  | UST Currently In Use: 5; UST Temp Close: 0; AST Currently In Use: 0; AST Temp Closed: 0 | 5 | 0 | 0 | 25555-097-001938 | MALAXMI LLC
46396 | Currently in Use |  | 1996-01-30 |  | Petroleum | Premium gasoline | Premium gasoline | Retail | Steel | Steel | Coated & cathodic protection (sti-P3) |  | Flexible |  |  | Catchment Basin | Flow Rest 90% Full | Flow Rest 90% Full |  |  | Automatic Tank Gauge |  | Automatic flow restrictor (MLLD) | Automatic flow restrictor (MLLD) |  |  | Annual line testing | Annual line testing |  | UST Currently In Use: 5; UST Temp Close: 0; AST Currently In Use: 0; AST Temp Closed: 0 | 5 | 0 | 0 | 25555-097-001938 | MALAXMI LLC
46397 | Permanently Closed | 1997-02-01 | 1996-05-12 | 1997-06-23 | Petroleum | On road diesel | On road diesel | Bulk facility | Steel | Steel | Coated & cathodic protection (sti-P3) |  | Steel |  | 1901-01-01 | Catchment Basin | Flow Rest 90% Full | Flow Rest 90% Full | Interstitial Monitoring within Secondary Containment | [10 empty] | UST Currently In Use: 2; UST Temp Close: 1; AST Currently In Use: 0; AST Temp Closed: 0 | 2 | 1 | 1 | 12141-067-015223 | GREAT SOUTHERN WOOD PRESERVING INC
46398 | Currently in Use |  | 1996-03-11 |  | Petroleum | Other, NON ETHANO | Other | Retail | Steel | Steel | Coated & cathodic protection (sti-P3) |  | ENVIROFLEX |  |  | Catchment Basin | Audible high level alarm At 90% full | Audible high level alarm At 90% full |  |  | Continuous Automatic Tank Gauge |  | Automatic shutoff device (AELLD) | Automatic shutoff device (AELLD) | Interstitial Monitoring within Secondary Containment |  | Continuous alarm system | Continuous alarm system |  | UST Currently In Use: 4; UST Temp Close: 0; AST Currently In Use: 0; AST Temp Closed: 0 | 4 | 0 | 0 | 24575-101-017693 | HIRAL INC
46401 | Currently in Use |  | 1996-03-11 |  | Petroleum | Premium gasoline | Premium gasoline | Retail | Steel | Steel | Coated & cathodic protection (sti-P3) |  | ENVIROFLEX |  |  | Catchment Basin | Audible high level alarm At 90% full | Audible high level alarm At 90% full |  |  | Continuous Automatic Tank Gauge |  | Automatic shutoff device (AELLD) | Automatic shutoff device (AELLD) | Interstitial Monitoring within Secondary Containment |  | Continuous alarm system | Continuous alarm system |  | UST Currently In Use: 4; UST Temp Close: 0; AST Currently In Use: 0; AST Temp Closed: 0 | 4 | 0 | 0 | 24575-101-017693 | HIRAL INC
46404 | Currently in Use |  | 1996-03-11 |  | Petroleum | Unleaded gasoline | Unleaded gasoline | Retail | Steel | Steel | Coated & cathodic protection (sti-P3) |  | ENVIROFLEX |  |  | Catchment Basin | Flow Rest 90% Full | Audible high level alarm At 90% full |  |  | Continuous Automatic Tank Gauge |  | Automatic shutoff device (AELLD) | Automatic shutoff device (AELLD) | Interstitial Monitoring within Secondary Containment |  | Continuous alarm system | Continuous alarm system |  | UST Currently In Use: 4; UST Temp Close: 0; AST Currently In Use: 0; AST Temp Closed: 0 | 4 | 0 | 0 | 24575-101-017693 | HIRAL INC
46407 | Currently in Use |  | 1996-03-11 |  | Petroleum | On road diesel | On road diesel | Retail | Steel | Steel | Coated & cathodic protection (sti-P3) |  | ENVIROFLEX |  |  | Catchment Basin | Audible high level alarm At 90% full | Audible high level alarm At 90% full |  |  | Continuous Automatic Tank Gauge |  | Automatic shutoff device (AELLD) | Automatic shutoff device (AELLD) | Interstitial Monitoring within Secondary Containment |  | Continuous alarm system | Continuous alarm system |  | UST Currently In Use: 4; UST Temp Close: 0; AST Currently In Use: 0; AST Temp Closed: 0 | 4 | 0 | 0 | 24575-101-017693 | HIRAL INC
46408 | Currently in Use |  | 1996-04-12 |  | Petroleum | On road diesel | On road diesel | Retail | Steel | Steel | Coated & cathodic protection (sti-P3) |  | Fiberglass reinforced plastic |  |  | Catchment Basin | Automatic shutoff device At 95% full | Automatic shutoff device At 95% full |  |  | Automatic Tank Gauge | [8 empty] | UST Currently In Use: 2; UST Temp Close: 0; AST Currently In Use: 0; AST Temp Closed: 0 | 2 | 0 | 0 | 25329-081-017003 | KING FOODMART
46409 | Currently in Use |  | 1996-04-10 |  | Petroleum | Unleaded gasoline | Unleaded gasoline | Retail | Steel | Steel | Coated & cathodic protection (sti-P3) |  | Double Wall |  |  | Catchment Basin | Flow Rest 90% Full | Flow Rest 90% Full |  |  | Continuous Automatic Tank Gauge |  | Containment Sump | Automatic flow restrictor (MLLD) | Interstitial Monitoring within Secondary Containment |  | Annual line testing | Annual line testing |  | UST Currently In Use: 1; UST Temp Close: 0; AST Currently In Use: 0; AST Temp Closed: 0 | 1 | 0 | 3 | 20760-123-011760 | LAKE MARTIN, INC
46410 | Currently in Use |  | 1996-05-07 |  | Petroleum | Premium gasoline | Premium gasoline | Retail | Fiberglass reinforced plastic | Fiberglass reinforced plastic |  |  | Fiberglass reinforced plastic |  |  | Catchment Basin | Flow Rest 90% Full | Flow Rest 90% Full |  |  | Statistical Inventory Reconciliation (SIR) |  | Automatic flow restrictor (MLLD) | Automatic flow restrictor (MLLD) |  |  | Statistical inventory reconciliation (SIR) | Statistical inventory reconciliation (SIR) |  | UST Currently In Use: 3; UST Temp Close: 0; AST Currently In Use: 0; AST Temp Closed: 0 | 3 | 0 | 3 | 22558-101-004564 | JAY JALARAM REALTY LLC
46411 | Cannot Locate or abandoned | 1998-12-22 | 1988-02-08 |  | Petroleum | Unleaded gasoline | Unleaded gasoline | Retail | Steel | Steel |  | Painted or None | Steel |  | 1901-01-01 | Catchment Basin | Automatic shutoff device At 95% full | Automatic shutoff device At 95% full | [11 empty] | UST Currently In Use: 0; UST Temp Close: 0; AST Currently In Use: 0; AST Temp Closed: 0 | 0 | 0 | 0 | 20093-113-017694 | FLETCHER RICHARDSON
46414 | Cannot Locate or abandoned | 1998-12-22 | 1988-02-08 |  | Petroleum | Unleaded gasoline | Unleaded gasoline | Retail | Steel | Steel |  | Painted or None | Steel |  | 1901-01-01 | Catchment Basin | Automatic shutoff device At 95% full | Automatic shutoff device At 95% full | [11 empty] | UST Currently In Use: 0; UST Temp Close: 0; AST Currently In Use: 0; AST Temp Closed: 0 | 0 | 0 | 0 | 20093-113-017694 | FLETCHER RICHARDSON
46417 | Cannot Locate or abandoned | 1998-12-22 | 1988-02-08 |  | Petroleum | Unleaded gasoline | Unleaded gasoline | Retail | Steel | Steel |  | Painted or None | Steel |  | 1901-01-01 | Catchment Basin | Automatic shutoff device At 95% full | Automatic shutoff device At 95% full | [11 empty] | UST Currently In Use: 0; UST Temp Close: 0; AST Currently In Use: 0; AST Temp Closed: 0 | 0 | 0 | 0 | 20093-113-017694 | FLETCHER RICHARDSON
46418 | Currently in Use |  | 1994-12-15 |  | Petroleum | Unleaded gasoline | Unleaded gasoline | Retail | Double Wall | Double Wall |  |  | Fiberglass reinforced plastic |  | 1901-01-01 | Catchment Basin | Automatic shutoff device At 95% full | Automatic shutoff device At 95% full |  |  | Continuous Automatic Tank Gauge |  | Automatic flow restrictor (MLLD) | Automatic flow restrictor (MLLD) |  |  | Annual line testing | Annual line testing |  | UST Currently In Use: 2; UST Temp Close: 0; AST Currently In Use: 0; AST Temp Closed: 0 | 2 | 0 | 4 | 14166-073-003990 | RODERICK TOWNES
46419 | Currently in Use |  | 1994-12-15 |  | Petroleum | Premium gasoline | Premium gasoline | Retail | Fiberglass reinforced plastic | Double Wall |  |  | Fiberglass reinforced plastic |  | 1901-01-01 | Catchment Basin | Automatic shutoff device At 95% full | Automatic shutoff device At 95% full |  |  | Continuous Automatic Tank Gauge |  | Automatic flow restrictor (MLLD) | Automatic flow restrictor (MLLD) |  |  | Annual line testing | Annual line testing |  | UST Currently In Use: 2; UST Temp Close: 0; AST Currently In Use: 0; AST Temp Closed: 0 | 2 | 0 | 4 | 14166-073-003990 | RODERICK TOWNES
46420 | Currently in Use |  | 1996-05-01 |  | Petroleum | Unleaded gasoline | Unleaded gasoline | Retail | Double Wall | Double Wall |  |  | Double Wall |  | 1901-01-01 | Catchment Basin | Automatic shutoff device At 95% full | Automatic shutoff device At 95% full |  |  | Continuous Automatic Tank Gauge |  | Automatic flow restrictor (MLLD) | Automatic flow restrictor (MLLD) |  |  | Annual line testing | Annual line testing |  | UST Currently In Use: 4; UST Temp Close: 0; AST Currently In Use: 0; AST Temp Closed: 0 | 4 | 0 | 0 | 22176-097-017697 | CIRCLE K
46421 | Currently in Use |  | 1996-05-01 |  | Petroleum | Premium gasoline | Premium gasoline | Retail | Fiberglass coated steel | Double Wall |  |  | Double Wall |  | 1901-01-01 | Catchment Basin | Automatic shutoff device At 95% full | Automatic shutoff device At 95% full |  |  | Continuous Automatic Tank Gauge |  | Automatic flow restrictor (MLLD) | Automatic flow restrictor (MLLD) | Interstitial Monitoring within Secondary Containment | SENSOR TO ATG | Annual line testing | Annual line testing |  | UST Currently In Use: 4; UST Temp Close: 0; AST Currently In Use: 0; AST Temp Closed: 0 | 4 | 0 | 0 | 22176-097-017697 | CIRCLE K
46422 | Currently in Use |  | 1996-05-01 |  | Petroleum | On road diesel | On road diesel | Retail | Double Wall | Double Wall |  |  | Double Wall |  | 1901-01-01 | Catchment Basin | Automatic shutoff device At 95% full | Automatic shutoff device At 95% full |  |  | Continuous Automatic Tank Gauge |  | Containment Sump | Automatic flow restrictor (MLLD) |  |  | Annual line testing | Annual line testing |  | UST Currently In Use: 4; UST Temp Close: 0; AST Currently In Use: 0; AST Temp Closed: 0 | 4 | 0 | 0 | 22176-097-017697 | CIRCLE K
46423 | Currently in Use |  | 1996-05-01 |  | Petroleum | On road diesel | On road diesel | Retail | Double Wall | Double Wall |  |  | Flexible |  | 1901-01-01 | Catchment Basin | Automatic shutoff device At 95% full | Automatic shutoff device At 95% full |  |  | Continuous Automatic Tank Gauge |  | Automatic flow restrictor (MLLD) | Automatic flow restrictor (MLLD) |  |  | Annual line testing | Annual line testing |  | UST Currently In Use: 4; UST Temp Close: 0; AST Currently In Use: 0; AST Temp Closed: 0 | 4 | 0 | 0 | 22176-097-017697 | CIRCLE K
46424 | Currently in Use |  | 1996-05-15 |  | Petroleum | Premium gasoline | Premium gasoline | Retail | Double Wall | Double Wall | Coated & cathodic protection (sti-P3) |  | Fiberglass reinforced plastic |  |  | Catchment Basin | Flow Rest 90% Full | Flow Rest 90% Full |  |  | Continuous Automatic Tank Gauge |  | Automatic shutoff device (AELLD) | Automatic shutoff device (AELLD) | [5 empty] | UST Currently In Use: 2; UST Temp Close: 0; AST Currently In Use: 0; AST Temp Closed: 0 | 2 | 0 | 0 | 13526-073-017698 | MOORE OIL COMPANY, INC.
46425 | Currently in Use |  | 1996-05-15 |  | Petroleum | Unleaded gasoline | Unleaded gasoline | Retail | Double Wall | Double Wall | Coated & cathodic protection (sti-P3) |  | Fiberglass reinforced plastic |  |  | Catchment Basin | Flow Rest 90% Full | Flow Rest 90% Full |  |  | Continuous Automatic Tank Gauge |  | Automatic shutoff device (AELLD) | Automatic shutoff device (AELLD) | [5 empty] | UST Currently In Use: 2; UST Temp Close: 0; AST Currently In Use: 0; AST Temp Closed: 0 | 2 | 0 | 0 | 13526-073-017698 | MOORE OIL COMPANY, INC.
46426 | Permanently Closed | 1998-01-01 | 1996-02-28 | 2005-07-01 | Petroleum | On road diesel | On road diesel | Industrial | Steel | Steel | Coated & cathodic protection (sti-P3) |  | Fiberglass reinforced plastic |  | 1901-01-01 | Catchment Basin | Flow Rest 90% Full | Flow Rest 90% Full | [11 empty] | UST Currently In Use: 0; UST Temp Close: 0; AST Currently In Use: 0; AST Temp Closed: 0 | 0 | 0 | 1 | 20094-053-017699 | BEULAH LAND LOGISTICS
46427 | Currently in Use |  | 1996-05-08 |  | Petroleum | On road diesel | On road diesel | Emergency Power Generator | Double Wall | Double Wall |  |  | COPPER |  | 1901-01-01 | Catchment Basin | Flow Rest 90% Full | Flow Rest 90% Full | Interstitial Monitoring within Secondary Containment | SENSOR TO ATG | Automatic Tank Gauge |  | EXEMPT | Containment Sump | Interstitial Monitoring within Secondary Containment | SENSOR TO ATG | Continuous alarm system | Continuous alarm system |  | UST Currently In Use: 1; UST Temp Close: 0; AST Currently In Use: 0; AST Temp Closed: 0 | 1 | 0 | 0 | 16273-073-017702 | UAB DEPT. HEALTH & SAFETY
46428 | Currently in Use |  | 1996-06-10 |  | Petroleum | Unleaded gasoline | Unleaded gasoline | Retail | Double Wall | Double Wall | Coated & cathodic protection (sti-P3) |  | Single Wall |  |  | Catchment Basin | Automatic shutoff device At 95% full | Automatic shutoff device At 95% full | Interstitial Monitoring within Secondary Containment | MANUAL/VISUAL CHECK | [9 empty] | UST Currently In Use: 3; UST Temp Close: 0; AST Currently In Use: 0; AST Temp Closed: 0 | 3 | 0 | 0 | 26014-095-017703 | TOWNCREEK FILLING STATION
46430 | Currently in Use |  | 1996-06-10 |  | Petroleum | Unleaded gasoline | Unleaded gasoline | Retail | Steel | Double Wall | Coated & cathodic protection (sti-P3) |  | Fiberglass reinforced plastic |  |  | Catchment Basin | Automatic shutoff device At 95% full | Automatic shutoff device At 95% full | Interstitial Monitoring within Secondary Containment | MANUAL/VISUAL CHECK | [9 empty] | UST Currently In Use: 3; UST Temp Close: 0; AST Currently In Use: 0; AST Temp Closed: 0 | 3 | 0 | 0 | 26014-095-017703 | TOWNCREEK FILLING STATION
46431 | Permanently Closed | 1996-08-23 | 1901-01-01 | 1996-08-23 | Petroleum | Unleaded gasoline | Unleaded gasoline | Retail | Steel | Steel |  | Painted or None | Steel |  | 1901-01-01 | Catchment Basin | Flow Rest 90% Full | Flow Rest 90% Full | Interstitial Monitoring within Secondary Containment |  | Automatic Tank Gauge |  |  |  | Interstitial Monitoring within Secondary Containment |  |  |  |  | UST Currently In Use: 1; UST Temp Close: 0; AST Currently In Use: 1; AST Temp Closed: 0 | 1 | 0 | 4 | 22197-115-017293 | GLORY, LLC.
46432 | Permanently Closed | 2005-11-28 | 1996-03-01 | 2007-11-28 | Petroleum | Unleaded gasoline | Unleaded gasoline | Retail | Steel | Steel | Coated & cathodic protection (sti-P3) |  | Fiberglass reinforced plastic |  | 1901-01-01 | Catchment Basin | Flow Rest 90% Full | Flow Rest 90% Full |  |  | Statistical Inventory Reconciliation (SIR) | [8 empty] | UST Currently In Use: 0; UST Temp Close: 0; AST Currently In Use: 0; AST Temp Closed: 0 | 0 | 0 | 4 | 17612-083-013466 | ROBERTSON ENTERPRISES, INC.
46433 | Permanently Closed | 2005-11-28 | 1996-03-01 | 2007-11-28 | Petroleum | Premium gasoline | Premium gasoline | Retail | Steel | Steel | Coated & cathodic protection (sti-P3) |  | Fiberglass reinforced plastic |  | 1901-01-01 | Catchment Basin | Flow Rest 90% Full | Flow Rest 90% Full |  |  | Statistical Inventory Reconciliation (SIR) | [8 empty] | UST Currently In Use: 0; UST Temp Close: 0; AST Currently In Use: 0; AST Temp Closed: 0 | 0 | 0 | 4 | 17612-083-013466 | ROBERTSON ENTERPRISES, INC.
46434 | Currently in Use |  | 1996-02-29 |  | Petroleum | Unleaded gasoline | Unleaded gasoline | Retail | Double Wall | Double Wall | Coated & cathodic protection (sti-P3) |  | Flexible | APT |  | Catchment Basin | Flow Rest 90% Full | Flow Rest 90% Full | Interstitial Monitoring within Secondary Containment |  |  |  | Containment Sump | Automatic flow restrictor (MLLD) |  |  | Annual line testing | Annual line testing |  | UST Currently In Use: 3; UST Temp Close: 0; AST Currently In Use: 0; AST Temp Closed: 0 | 3 | 0 | 0 | 13252-119-017704 | MAPLES GAS COMPANY
46435 | Currently in Use |  | 1996-02-29 |  | Petroleum | On road diesel | On road diesel | Retail | Double Wall | Double Wall | Coated & cathodic protection (sti-P3) |  | Flexible | APT |  | Catchment Basin | Flow Rest 90% Full | Flow Rest 90% Full |  |  | Continuous Automatic Tank Gauge |  | DBL WALL | Automatic flow restrictor (MLLD) |  |  | DBL WALL | Annual line testing |  | UST Currently In Use: 3; UST Temp Close: 0; AST Currently In Use: 0; AST Temp Closed: 0 | 3 | 0 | 0 | 13252-119-017704 | MAPLES GAS COMPANY
46436 | Currently in Use |  | 1996-02-29 |  | Petroleum | Premium gasoline | Premium gasoline | Retail | Double Wall | Double Wall | Coated & cathodic protection (sti-P3) |  | Flexible | APT |  | Catchment Basin | Flow Rest 90% Full | Flow Rest 90% Full |  |  | Continuous Automatic Tank Gauge |  | Containment Sump | Automatic flow restrictor (MLLD) |  |  | Other | Annual line testing |  | UST Currently In Use: 3; UST Temp Close: 0; AST Currently In Use: 0; AST Temp Closed: 0 | 3 | 0 | 0 | 13252-119-017704 | MAPLES GAS COMPANY
46437 | Permanently Closed | 2020-08-11 | 1992-09-11 | 2020-08-11 | Petroleum | On road diesel | On road diesel |  | Double Wall | Double Wall |  |  | Fiberglass reinforced plastic |  | 1901-01-01 | Catchment Basin | Flow Rest 90% Full | Flow Rest 90% Full | Interstitial Monitoring within Secondary Containment | MANUAL/VISUAL CHECK | [9 empty] | UST Currently In Use: 0; UST Temp Close: 0; AST Currently In Use: 0; AST Temp Closed: 0 | 0 | 0 | 3 | 11957-049-012454 | FT PAYNE IMPROVEMENT AUTHORITY
46438 | Currently in Use |  | 1996-07-03 |  | Petroleum | Unleaded gasoline | Unleaded gasoline | Retail | Steel | Steel | Coated & cathodic protection (sti-P3) |  | Fiberglass reinforced plastic |  |  | Catchment Basin | Automatic shutoff device At 95% full | Automatic shutoff device At 95% full |  |  | Statistical Inventory Reconciliation (SIR) | [8 empty] | UST Currently In Use: 1; UST Temp Close: 0; AST Currently In Use: 0; AST Temp Closed: 0 | 1 | 0 | 0 | 25930-021-017705 | AARON SIMS
46439 | Temporary Closed | 2019-03-21 | 1996-06-10 |  | Petroleum | Unleaded gasoline | Unleaded gasoline | Retail | Single Wall | Single Wall | Coated & cathodic protection (sti-P3) |  | Double Wall |  |  | Catchment Basin | Automatic shutoff device At 95% full | Automatic shutoff device At 95% full |  |  | Automatic Tank Gauge |  | Automatic shutoff device (AELLD) | Automatic shutoff device (AELLD) | [5 empty] | UST Currently In Use: 0; UST Temp Close: 4; AST Currently In Use: 0; AST Temp Closed: 0 | 0 | 4 | 0 | 25563-095-008273 | EARL HODGES
46440 | Temporary Closed | 2019-03-21 | 1996-06-10 |  | Petroleum | Unleaded gasoline | Unleaded gasoline | Retail | Single Wall | Single Wall | Coated & cathodic protection (sti-P3) |  | FIBCOATED |  |  | Catchment Basin | Automatic shutoff device At 95% full | Automatic shutoff device At 95% full |  |  | Automatic Tank Gauge |  | Automatic shutoff device (AELLD) | Automatic shutoff device (AELLD) | [5 empty] | UST Currently In Use: 0; UST Temp Close: 4; AST Currently In Use: 0; AST Temp Closed: 0 | 0 | 4 | 0 | 25563-095-008273 | EARL HODGES
46441 | Temporary Closed | 2019-03-21 | 1996-06-10 |  | Petroleum | Premium gasoline | Premium gasoline | Retail | Steel | Single Wall | Coated & cathodic protection (sti-P3) |  | Double Wall |  |  | Catchment Basin | Automatic shutoff device At 95% full | Automatic shutoff device At 95% full |  |  | Automatic Tank Gauge |  | Automatic shutoff device (AELLD) | Automatic shutoff device (AELLD) | [5 empty] | UST Currently In Use: 0; UST Temp Close: 4; AST Currently In Use: 0; AST Temp Closed: 0 | 0 | 4 | 0 | 25563-095-008273 | EARL HODGES
46442 | Currently in Use |  | 1996-04-30 |  | Petroleum | On road diesel | On road diesel | Retail | Steel | Steel | Coated & cathodic protection (sti-P3) |  | Flexible | ENVIRON |  | Catchment Basin | Automatic shutoff device At 95% full | Automatic shutoff device At 95% full |  |  | Continuous Automatic Tank Gauge |  | Containment Sump | Automatic flow restrictor (MLLD) |  |  | Annual line testing | Annual line testing |  | UST Currently In Use: 5; UST Temp Close: 0; AST Currently In Use: 0; AST Temp Closed: 0 | 5 | 0 | 0 | 20378-097-001976 | VIJAY PATEL
46443 | Currently in Use |  | 1996-06-21 |  | Petroleum | Unleaded gasoline | Unleaded gasoline | Retail | Fiberglass coated steel | Fiberglass coated steel |  |  | Double Wall |  | 1901-01-01 | Catchment Basin | Flow Rest 90% Full | Flow Rest 90% Full |  |  | Continuous Automatic Tank Gauge |  | Automatic shutoff device (AELLD) | Automatic shutoff device (AELLD) | [5 empty] | UST Currently In Use: 3; UST Temp Close: 0; AST Currently In Use: 0; AST Temp Closed: 0 | 3 | 0 | 0 | 15873-095-017707 | LARRY MARTIN
46444 | Currently in Use |  | 1996-06-21 |  | Petroleum | On road diesel | On road diesel | Retail | Single Wall | Fiberglass coated steel |  |  | Double Wall |  | 1901-01-01 | Catchment Basin | Flow Rest 90% Full | Flow Rest 90% Full |  |  | Continuous Automatic Tank Gauge |  | Automatic shutoff device (AELLD) | Automatic shutoff device (AELLD) | [5 empty] | UST Currently In Use: 3; UST Temp Close: 0; AST Currently In Use: 0; AST Temp Closed: 0 | 3 | 0 | 0 | 15873-095-017707 | LARRY MARTIN
46445 | Currently in Use |  | 1996-06-21 |  | Petroleum | Premium gasoline | Premium gasoline | Retail | Single Wall | Fiberglass coated steel |  |  | Double Wall |  | 1901-01-01 | Catchment Basin | Flow Rest 90% Full | Flow Rest 90% Full |  |  | Continuous Automatic Tank Gauge |  | Automatic shutoff device (AELLD) | Automatic shutoff device (AELLD) | [5 empty] | UST Currently In Use: 3; UST Temp Close: 0; AST Currently In Use: 0; AST Temp Closed: 0 | 3 | 0 | 0 | 15873-095-017707 | LARRY MARTIN
46446 | Currently in Use |  | 1995-09-11 |  | Petroleum | Unleaded gasoline | Unleaded gasoline | State/Federal Government | Double Wall | Double Wall |  |  | Flexible | ENVIRON | 1901-01-01 | Catchment Basin | Automatic shutoff device At 95% full | Automatic shutoff device At 95% full | Interstitial Monitoring within Secondary Containment | SENSOR TO ATG | Continuous Automatic Tank Gauge |  | Automatic shutoff device (AELLD) | Automatic shutoff device (AELLD) | Interstitial Monitoring within Secondary Containment | SENSOR TO ATG | Continuous alarm system | Continuous alarm system |  | UST Currently In Use: 3; UST Temp Close: 0; AST Currently In Use: 18; AST Temp Closed: 0 | 3 | 0 | 29 | 15057-089-002590 | US ARMY GARRISON - REDSTONE
46447 | Currently in Use |  | 1995-09-11 |  | Petroleum | Unleaded gasoline | Unleaded gasoline | Retail | Fiberglass reinforced plastic | Double Wall |  |  | Flexible | ENVIRON | 1901-01-01 | Catchment Basin | Automatic shutoff device At 95% full | Automatic shutoff device At 95% full | Interstitial Monitoring within Secondary Containment | SENSOR TO ATG | Continuous Automatic Tank Gauge |  | MANIFOLDED | Containment Sump | Interstitial Monitoring within Secondary Containment | SENSOR TO ATG | Continuous alarm system | Continuous alarm system |  | UST Currently In Use: 3; UST Temp Close: 0; AST Currently In Use: 18; AST Temp Closed: 0 | 3 | 0 | 29 | 15057-089-002590 | US ARMY GARRISON - REDSTONE
46448 | Currently in Use |  | 1995-09-11 |  | Petroleum | Premium gasoline | Premium gasoline | Retail | Double Wall | Double Wall |  |  | Flexible |  | 1901-01-01 | Catchment Basin | Automatic shutoff device At 95% full | Automatic shutoff device At 95% full | Interstitial Monitoring within Secondary Containment | SENSOR TO ATG | Continuous Automatic Tank Gauge |  | Automatic shutoff device (AELLD) | Automatic shutoff device (AELLD) | Interstitial Monitoring within Secondary Containment | SENSOR TO ATG | Continuous alarm system | Continuous alarm system |  | UST Currently In Use: 3; UST Temp Close: 0; AST Currently In Use: 18; AST Temp Closed: 0 | 3 | 0 | 29 | 15057-089-002590 | US ARMY GARRISON - REDSTONE
46450 | Permanently Closed | 2016-07-27 | 1995-07-03 | 2016-07-27 | Petroleum | Unleaded gasoline | Unleaded gasoline | Retail | Double Wall | Double Wall |  |  | Single Wall |  | 1901-01-01 | Catchment Basin | Automatic shutoff device At 95% full | Automatic shutoff device At 95% full | Interstitial Monitoring within Secondary Containment | SENSOR TO ATG | Automatic Tank Gauge | [8 empty] | UST Currently In Use: 3; UST Temp Close: 0; AST Currently In Use: 18; AST Temp Closed: 0 | 3 | 0 | 29 | 15057-089-002590 | US ARMY GARRISON - REDSTONE
46451 | Permanently Closed | 2020-10-20 | 1993-07-19 | 2022-05-24 | Petroleum | On road diesel | On road diesel | State/Federal Government | Fiberglass reinforced plastic | Fiberglass reinforced plastic |  |  | COPPER |  |  | Catchment Basin | Flow Rest 90% Full | Flow Rest 90% Full |  | PIT LINER | Automatic Tank Gauge | [8 empty] | UST Currently In Use: 0; UST Temp Close: 0; AST Currently In Use: 34; AST Temp Closed: 2 | 0 | 0 | 37 | 13603-089-004028 | NASA GEORGE C MARSHALL SPACE CENTER
46453 | Permanently Closed | 2009-01-23 | 1994-05-13 |  | Petroleum | On road diesel | On road diesel | Emergency Power Generator | Steel | Steel | BLD 4200 |  | Other |  |  | Catchment Basin | Automatic shutoff device At 95% full | Automatic shutoff device At 95% full | [11 empty] | UST Currently In Use: 0; UST Temp Close: 0; AST Currently In Use: 34; AST Temp Closed: 2 | 0 | 0 | 37 | 13603-089-004028 | NASA GEORGE C MARSHALL SPACE CENTER
46455 | Permanently Closed | 2014-11-19 | 1994-05-13 | 2015-03-23 | Petroleum | On road diesel | On road diesel | Emergency Power Generator | Steel | Steel | Coated & cathodic protection (sti-P3) |  | Other |  |  | Catchment Basin | Automatic shutoff device At 95% full | Automatic shutoff device At 95% full | [11 empty] | UST Currently In Use: 0; UST Temp Close: 0; AST Currently In Use: 34; AST Temp Closed: 2 | 0 | 0 | 37 | 13603-089-004028 | NASA GEORGE C MARSHALL SPACE CENTER
46456 | Currently in Use |  | 1992-12-09 |  | Petroleum | Unleaded gasoline | Unleaded gasoline | State/federal government | Fiberglass reinforced plastic | Fiberglass reinforced plastic |  |  | Fiberglass reinforced plastic |  | 1901-01-01 | Catchment Basin | Audible high level alarm At 90% full | Audible high level alarm At 90% full |  | SENSOR TO ATG | Automatic Tank Gauge |  | Automatic flow restrictor (MLLD) | Automatic flow restrictor (MLLD) |  |  | Annual line testing | Annual line testing |  | UST Currently In Use: 2; UST Temp Close: 0; AST Currently In Use: 0; AST Temp Closed: 0 | 2 | 0 | 5 | 14667-039-002959 | DEPARTMENT OF TRANSPORTATION HIGHWAY
46457 | Currently in Use |  | 1992-12-09 |  | Petroleum | On road diesel | On road diesel | State/federal government | Fiberglass reinforced plastic | Fiberglass reinforced plastic |  |  | Fiberglass reinforced plastic |  | 1901-01-01 | Catchment Basin | Audible high level alarm At 90% full | Audible high level alarm At 90% full |  | SENSOR TO ATG | Automatic Tank Gauge |  | Containment Sump | Automatic flow restrictor (MLLD) |  |  | Annual line testing | Annual line testing |  | UST Currently In Use: 2; UST Temp Close: 0; AST Currently In Use: 0; AST Temp Closed: 0 | 2 | 0 | 5 | 14667-039-002959 | DEPARTMENT OF TRANSPORTATION HIGHWAY
46458 | Currently in Use |  | 1992-12-21 |  | Petroleum | Unleaded gasoline | Unleaded gasoline | Retail | Single Wall | Single Wall | Coated & cathodic protection (sti-P3) |  | Double Wall |  |  | Catchment Basin | Automatic shutoff device At 95% full | Automatic shutoff device At 95% full |  |  | Automatic Tank Gauge |  | Automatic flow restrictor (MLLD) | Automatic flow restrictor (MLLD) |  |  | Annual line testing | Annual line testing |  | UST Currently In Use: 1; UST Temp Close: 0; AST Currently In Use: 2; AST Temp Closed: 0 | 1 | 0 | 3 | 25590-095-012613 | JAY GURUDEV INC
46459 | Permanently Closed | 2003-08-01 | 1995-10-01 | 2003-12-03 | Petroleum | Mid-grade gasoline | Mid-grade gasoline | Retail | Fiberglass coated steel | Fiberglass coated steel |  |  | Fiberglass reinforced plastic |  | 1901-01-01 | Catchment Basin | Automatic shutoff device At 95% full | Automatic shutoff device At 95% full |  |  | Statistical Inventory Reconciliation (SIR) | [8 empty] | UST Currently In Use: 0; UST Temp Close: 0; AST Currently In Use: 0; AST Temp Closed: 0 | 0 | 0 | 2 | 21779-003-000510 | BOWATER TIMBER 1 LLC
46460 | Permanently Closed | 1998-12-22 | 1990-07-15 | 1999-07-01 | Petroleum | Unleaded gasoline | Unleaded gasoline | Retail | Steel | Steel | Coated & cathodic protection (sti-P3) |  | Fiberglass reinforced plastic |  | 1901-01-01 | Catchment Basin | [13 empty] | UST Currently In Use: 0; UST Temp Close: 0; AST Currently In Use: 0; AST Temp Closed: 0 | 0 | 0 | 2 | 19679-013-017286 | CHARLIE AND WILLIE MERLE WALLER
46461 | Permanently Closed | 1998-12-22 | 1990-07-15 | 1999-07-01 | Petroleum | Unleaded gasoline | Unleaded gasoline | Retail | Steel | Steel | Coated & cathodic protection (sti-P3) |  | Fiberglass reinforced plastic |  | 1901-01-01 | Catchment Basin | [13 empty] | UST Currently In Use: 0; UST Temp Close: 0; AST Currently In Use: 0; AST Temp Closed: 0 | 0 | 0 | 2 | 19679-013-017286 | CHARLIE AND WILLIE MERLE WALLER
46462 | Currently in Use |  | 1996-05-15 |  | Petroleum | Kerosene | Kerosene | Retail | Steel | Single Wall | Coated & cathodic protection (sti-P3) |  | Flexible |  | 1996-01-01 | Catchment Basin | Flow Rest 90% Full | Flow Rest 90% Full |  |  | Continuous Automatic Tank Gauge |  | Containment Sump | Automatic flow restrictor (MLLD) | Interstitial Monitoring within Secondary Containment | SENSOR TO ATG | Annual line testing | Annual line testing |  | UST Currently In Use: 4; UST Temp Close: 0; AST Currently In Use: 0; AST Temp Closed: 0 | 4 | 0 | 0 | 23372-125-005553 | MIDSTATES PETROLEUM COMPANY
46463 | Currently in Use |  | 1996-06-19 |  | Petroleum | Unleaded gasoline | Unleaded gasoline | Retail | Fiberglass coated steel | Fiberglass coated steel |  |  | ENVIRON |  | 1901-01-01 | Catchment Basin | Automatic shutoff device At 95% full | Automatic shutoff device At 95% full |  |  | Continuous Automatic Tank Gauge |  | Automatic shutoff device (AELLD) | Automatic shutoff device (AELLD) | [5 empty] | UST Currently In Use: 2; UST Temp Close: 0; AST Currently In Use: 0; AST Temp Closed: 0 | 2 | 0 | 0 | 20072-125-017711 | A & M OIL CO LLC
46464 | Currently in Use |  | 1996-06-19 |  | Petroleum | Premium gasoline | Premium gasoline | Retail | Fiberglass coated steel | Fiberglass coated steel |  |  | ENVIRON |  | 1901-01-01 | Catchment Basin | Automatic shutoff device At 95% full | Automatic shutoff device At 95% full |  |  | Continuous Automatic Tank Gauge |  | Automatic shutoff device (AELLD) | Automatic shutoff device (AELLD) | [5 empty] | UST Currently In Use: 2; UST Temp Close: 0; AST Currently In Use: 0; AST Temp Closed: 0 | 2 | 0 | 0 | 20072-125-017711 | A & M OIL CO LLC
46465 | Currently in Use |  | 1996-06-07 |  | Petroleum | Unleaded gasoline | Unleaded gasoline | Retail | Fiberglass coated steel | Fiberglass coated steel |  |  | ENVIRON |  | 1901-01-01 | Catchment Basin | Flow Rest 90% Full | Flow Rest 90% Full |  |  | Automatic Tank Gauge |  | Automatic flow restrictor (MLLD) | Automatic flow restrictor (MLLD) | Interstitial Monitoring within Secondary Containment |  | Continuous alarm system | Continuous alarm system |  | UST Currently In Use: 2; UST Temp Close: 0; AST Currently In Use: 0; AST Temp Closed: 0 | 2 | 0 | 0 | 24181-125-017712 | MORRIS INVESTMENTS LLC
46466 | Currently in Use |  | 1996-06-07 |  | Petroleum | Premium gasoline | Premium gasoline | Retail | Fiberglass coated steel | Fiberglass coated steel |  |  | ENVIRON | ENVIRON | 1901-01-01 | Catchment Basin | Flow Rest 90% Full | Flow Rest 90% Full |  |  | Automatic Tank Gauge |  | Automatic flow restrictor (MLLD) | Automatic flow restrictor (MLLD) | Interstitial Monitoring within Secondary Containment |  | Continuous alarm system | Continuous alarm system |  | UST Currently In Use: 2; UST Temp Close: 0; AST Currently In Use: 0; AST Temp Closed: 0 | 2 | 0 | 0 | 24181-125-017712 | MORRIS INVESTMENTS LLC
46468 | Permanently Closed | 1993-01-01 | 1983-01-01 | 1996-05-23 | Petroleum | Unleaded gasoline | Unleaded gasoline | Retail | Steel | Steel |  |  | Steel |  | 1901-01-01 | [14 empty] | UST Currently In Use: 0; UST Temp Close: 0; AST Currently In Use: 0; AST Temp Closed: 0 | 0 | 0 | 6 | 16221-021-014039 | MRS. ODIS HEADLEY
46469 | Permanently Closed | 1993-01-01 | 1983-01-01 | 1996-05-23 | Petroleum | Unleaded gasoline | Unleaded gasoline | Retail | Steel | Steel |  |  | Steel |  | 1901-01-01 | [14 empty] | UST Currently In Use: 0; UST Temp Close: 0; AST Currently In Use: 0; AST Temp Closed: 0 | 0 | 0 | 6 | 16221-021-014039 | MRS. ODIS HEADLEY
46470 | Permanently Closed | 1993-01-01 | 1983-01-01 | 1996-05-23 | Petroleum | Unleaded gasoline | Unleaded gasoline | Retail | Steel | Steel |  |  | Steel |  | 1901-01-01 | [14 empty] | UST Currently In Use: 0; UST Temp Close: 0; AST Currently In Use: 0; AST Temp Closed: 0 | 0 | 0 | 6 | 16221-021-014039 | MRS. ODIS HEADLEY
46471 | Permanently Closed | 1993-01-01 | 1983-01-01 | 1996-05-23 | Petroleum | Unleaded gasoline | Unleaded gasoline | Retail | Steel | Steel |  |  | Steel |  | 1901-01-01 | [14 empty] | UST Currently In Use: 0; UST Temp Close: 0; AST Currently In Use: 0; AST Temp Closed: 0 | 0 | 0 | 6 | 16221-021-014039 | MRS. ODIS HEADLEY
46472 | Permanently Closed | 1993-01-01 | 1983-01-01 | 1996-05-23 | Petroleum | Unleaded gasoline | Unleaded gasoline | Retail | Steel | Steel |  |  | Steel |  | 1901-01-01 | [14 empty] | UST Currently In Use: 0; UST Temp Close: 0; AST Currently In Use: 0; AST Temp Closed: 0 | 0 | 0 | 6 | 16221-021-014039 | MRS. ODIS HEADLEY
46473 | Permanently Closed | 1993-01-01 | 1983-01-01 | 1996-05-23 | Petroleum | Unleaded gasoline | Unleaded gasoline | Retail | Steel | Steel |  |  | Steel |  | 1901-01-01 | [14 empty] | UST Currently In Use: 0; UST Temp Close: 0; AST Currently In Use: 0; AST Temp Closed: 0 | 0 | 0 | 6 | 16221-021-014039 | MRS. ODIS HEADLEY
46474 | Currently in Use |  | 1996-02-15 |  | Petroleum | Unleaded gasoline | Unleaded gasoline | Retail | Fiberglass reinforced plastic | Fiberglass reinforced plastic |  |  | Flexible |  | 1901-01-01 | Catchment Basin | Flow Rest 90% Full | Flow Rest 90% Full |  |  | Continuous Automatic Tank Gauge |  | Automatic shutoff device (AELLD) | Automatic shutoff device (AELLD) | Interstitial Monitoring within Secondary Containment |  | Continuous alarm system | Continuous alarm system |  | UST Currently In Use: 2; UST Temp Close: 0; AST Currently In Use: 0; AST Temp Closed: 0 | 2 | 0 | 0 | 13526-117-017713 | MOORE OIL COMPANY, INC.
46475 | Currently in Use |  | 1996-02-15 |  | Petroleum | Premium gasoline | Premium gasoline | Retail | Fiberglass reinforced plastic | Fiberglass reinforced plastic |  |  | Flexible |  | 1901-01-01 | Catchment Basin | Flow Rest 90% Full | Flow Rest 90% Full |  |  | Continuous Automatic Tank Gauge |  | Automatic shutoff device (AELLD) | Automatic shutoff device (AELLD) | Interstitial Monitoring within Secondary Containment |  | Continuous alarm system | Continuous alarm system |  | UST Currently In Use: 2; UST Temp Close: 0; AST Currently In Use: 0; AST Temp Closed: 0 | 2 | 0 | 0 | 13526-117-017713 | MOORE OIL COMPANY, INC.
46476 | Currently in Use |  | 1996-07-24 |  | Petroleum | On road diesel | On road diesel | Retail | Steel | Single Wall | Coated & cathodic protection (sti-P3) |  | Double Wall |  |  | Catchment Basin | Automatic shutoff device At 95% full | Automatic shutoff device At 95% full |  |  | Automatic Tank Gauge |  | Containment Sump | Automatic flow restrictor (MLLD) |  |  | Annual line testing | Annual line testing |  | UST Currently In Use: 3; UST Temp Close: 0; AST Currently In Use: 1; AST Temp Closed: 0 | 3 | 0 | 0 | 23416-095-017447 | SUPERIOR TRANSPORT, INC
46477 | Currently in Use |  | 1996-03-31 |  | Petroleum | Unleaded gasoline | Unleaded gasoline | Retail | Fiberglass coated steel | Fiberglass coated steel |  |  | DBL WALL |  | 1901-01-01 | Catchment Basin | Automatic shutoff device At 95% full | Automatic shutoff device At 95% full |  |  | Automatic Tank Gauge |  | Automatic flow restrictor (MLLD) | Automatic flow restrictor (MLLD) |  |  | Statistical inventory reconciliation (SIR) | Statistical inventory reconciliation (SIR) |  | UST Currently In Use: 2; UST Temp Close: 0; AST Currently In Use: 0; AST Temp Closed: 0 | 2 | 0 | 3 | 19898-069-015220 | PETRO SOUTH INC
46480 | Currently in Use |  | 1996-03-31 |  | Petroleum | Premium gasoline | Premium gasoline | Retail | Fiberglass coated steel | Fiberglass coated steel |  |  | DBL WALL |  | 1901-01-01 | Catchment Basin | Automatic shutoff device At 95% full | Automatic shutoff device At 95% full |  |  | Statistical Inventory Reconciliation (SIR) |  | Containment Sump | Automatic flow restrictor (MLLD) |  |  | Statistical inventory reconciliation (SIR) | Statistical inventory reconciliation (SIR) |  | UST Currently In Use: 2; UST Temp Close: 0; AST Currently In Use: 0; AST Temp Closed: 0 | 2 | 0 | 3 | 19898-069-015220 | PETRO SOUTH INC
46481 | Currently in Use |  | 1996-02-15 |  | Petroleum | Unleaded gasoline | Unleaded gasoline | Retail | Fiberglass coated steel | Fiberglass coated steel |  |  | Fiberglass reinforced plastic |  | 1901-01-01 | Catchment Basin | Automatic shutoff device At 95% full | Automatic shutoff device At 95% full |  |  | Automatic Tank Gauge |  | Automatic flow restrictor (MLLD) | Automatic flow restrictor (MLLD) |  |  | Annual line testing | Annual line testing |  | UST Currently In Use: 2; UST Temp Close: 0; AST Currently In Use: 0; AST Temp Closed: 0 | 2 | 0 | 3 | 19898-069-012655 | PETRO SOUTH INC
46484 | Currently in Use |  | 1996-02-15 |  | Petroleum | Premium gasoline | Premium gasoline | Retail | Fiberglass coated steel | Fiberglass coated steel |  |  | Fiberglass reinforced plastic |  | 1901-01-01 | Catchment Basin | Automatic shutoff device At 95% full | Automatic shutoff device At 95% full |  |  | Statistical Inventory Reconciliation (SIR) |  | Automatic flow restrictor (MLLD) | Automatic flow restrictor (MLLD) |  |  | Annual line testing | Annual line testing |  | UST Currently In Use: 2; UST Temp Close: 0; AST Currently In Use: 0; AST Temp Closed: 0 | 2 | 0 | 3 | 19898-069-012655 | PETRO SOUTH INC
46485 | Currently in Use |  | 1996-04-07 |  | Petroleum | Unleaded gasoline | Unleaded gasoline | Retail | Fiberglass coated steel | Fiberglass coated steel |  |  | DBL WALL |  | 1901-01-01 | Catchment Basin | Flow Rest 90% Full | Flow Rest 90% Full |  |  | Automatic Tank Gauge |  | Automatic flow restrictor (MLLD) | Automatic flow restrictor (MLLD) |  |  | Annual line testing | Annual line testing |  | UST Currently In Use: 2; UST Temp Close: 0; AST Currently In Use: 0; AST Temp Closed: 0 | 2 | 0 | 3 | 25829-069-008417 | PARI LLC
46488 | Currently in Use |  | 1996-04-07 |  | Petroleum | Premium gasoline | Premium gasoline | Retail | Fiberglass coated steel | Fiberglass coated steel |  |  | DBL WALL |  | 1901-01-01 | Catchment Basin | Flow Rest 90% Full | Flow Rest 90% Full |  |  | Automatic Tank Gauge |  | Automatic flow restrictor (MLLD) | Automatic flow restrictor (MLLD) |  |  | Statistical inventory reconciliation (SIR) | Statistical inventory reconciliation (SIR) |  | UST Currently In Use: 2; UST Temp Close: 0; AST Currently In Use: 0; AST Temp Closed: 0 | 2 | 0 | 3 | 25829-069-008417 | PARI LLC
46489 | Currently in Use |  | 1996-03-01 |  | Petroleum | Unleaded gasoline | Unleaded gasoline | Retail | Fiberglass coated steel | Fiberglass coated steel |  |  | Flexible |  | 1901-01-01 | Catchment Basin | Flow Rest 90% Full | Flow Rest 90% Full |  |  | Automatic Tank Gauge |  | Containment Sump | Automatic flow restrictor (MLLD) | Interstitial Monitoring within Secondary Containment |  |  |  |  | UST Currently In Use: 3; UST Temp Close: 0; AST Currently In Use: 0; AST Temp Closed: 0 | 3 | 0 | 3 | 25171-031-008236 | OM1414
46492 | Currently in Use |  | 1996-03-01 |  | Petroleum | Premium gasoline | Premium gasoline | Retail | Fiberglass coated steel | Fiberglass coated steel |  |  | APT |  | 1901-01-01 | Catchment Basin | Flow Rest 90% Full | Flow Rest 90% Full |  |  | Automatic Tank Gauge |  | Containment Sump | Automatic flow restrictor (MLLD) | Interstitial Monitoring within Secondary Containment |  |  |  |  | UST Currently In Use: 3; UST Temp Close: 0; AST Currently In Use: 0; AST Temp Closed: 0 | 3 | 0 | 3 | 25171-031-008236 | OM1414
46495 | Currently in Use |  | 1996-03-01 |  | Petroleum | On road diesel | On road diesel | Retail | Fiberglass coated steel | Fiberglass coated steel |  |  | APT |  | 1901-01-01 | Catchment Basin | Flow Rest 90% Full | Flow Rest 90% Full |  |  | Automatic Tank Gauge |  | Containment Sump | Automatic flow restrictor (MLLD) | Interstitial Monitoring within Secondary Containment |  |  |  |  | UST Currently In Use: 3; UST Temp Close: 0; AST Currently In Use: 0; AST Temp Closed: 0 | 3 | 0 | 3 | 25171-031-008236 | OM1414
46496 | Temporary Closed | 2019-07-25 | 1996-05-01 |  | Petroleum | On road diesel | On road diesel | Retail | Fiberglass coated steel | Fiberglass coated steel |  |  | Fiberglass reinforced plastic |  | 1901-01-01 | Catchment Basin | Flow Rest 90% Full | Flow Rest 90% Full |  |  | Automatic Tank Gauge |  | Automatic flow restrictor (MLLD) | Automatic flow restrictor (MLLD) |  |  | Annual line testing | Annual line testing |  | UST Currently In Use: 0; UST Temp Close: 3; AST Currently In Use: 0; AST Temp Closed: 0 | 0 | 3 | 2 | 19898-067-006268 | PETRO SOUTH INC
46497 | Currently in Use |  | 1990-04-04 |  | Petroleum | Unleaded gasoline | Unleaded gasoline | Retail | Steel | Steel | Coated & cathodic protection (sti-P3) |  | Fiberglass reinforced plastic |  |  | Catchment Basin | Audible high level alarm At 90% full | Audible high level alarm At 90% full |  |  | Continuous Automatic Tank Gauge |  | Automatic flow restrictor (MLLD) | Automatic flow restrictor (MLLD) |  |  | Annual line testing | Annual line testing |  | UST Currently In Use: 4; UST Temp Close: 0; AST Currently In Use: 0; AST Temp Closed: 0 | 4 | 0 | 0 | 25052-069-017714 | OM JAY SHIV LLC
46500 | Currently in Use |  | 1990-04-04 |  | Petroleum | Mid-grade gasoline | Mid-grade gasoline | Retail | Steel | Steel | Coated & cathodic protection (sti-P3) |  | Fiberglass reinforced plastic |  |  | Catchment Basin | Automatic shutoff device At 95% full | Audible high level alarm At 90% full |  |  | Continuous Automatic Tank Gauge |  | Automatic flow restrictor (MLLD) | Automatic flow restrictor (MLLD) |  |  | Annual line testing | Annual line testing |  | UST Currently In Use: 4; UST Temp Close: 0; AST Currently In Use: 0; AST Temp Closed: 0 | 4 | 0 | 0 | 25052-069-017714 | OM JAY SHIV LLC
46503 | Currently in Use |  | 1990-04-04 |  | Petroleum | Premium gasoline | Premium gasoline | Retail | Steel | Steel | Field installed cathodic protection |  | Fiberglass reinforced plastic |  |  | Catchment Basin | Audible high level alarm At 90% full | Audible high level alarm At 90% full |  |  | Continuous Automatic Tank Gauge |  | Automatic flow restrictor (MLLD) | Automatic flow restrictor (MLLD) |  |  | Annual line testing | Annual line testing |  | UST Currently In Use: 4; UST Temp Close: 0; AST Currently In Use: 0; AST Temp Closed: 0 | 4 | 0 | 0 | 25052-069-017714 | OM JAY SHIV LLC
46506 | Currently in Use |  | 1990-04-04 |  | Petroleum | On road diesel | On road diesel | Retail | Steel | Steel | Coated & cathodic protection (sti-P3) |  | Fiberglass reinforced plastic |  |  | Catchment Basin | Audible high level alarm At 90% full | Audible high level alarm At 90% full |  |  | Continuous Automatic Tank Gauge |  | Automatic flow restrictor (MLLD) | Automatic flow restrictor (MLLD) |  |  | Annual line testing | Annual line testing |  | UST Currently In Use: 4; UST Temp Close: 0; AST Currently In Use: 0; AST Temp Closed: 0 | 4 | 0 | 0 | 25052-069-017714 | OM JAY SHIV LLC
46507 | Currently in Use |  | 1994-10-01 |  | Petroleum | Unleaded gasoline | Unleaded gasoline | Retail | Steel | Steel | Coated & cathodic protection (sti-P3) |  | Fiberglass reinforced plastic |  |  | Catchment Basin | Audible high level alarm At 90% full | Audible high level alarm At 90% full |  |  | Continuous Automatic Tank Gauge |  | Automatic flow restrictor (MLLD) | Automatic flow restrictor (MLLD) |  |  | Annual line testing | Annual line testing |  | UST Currently In Use: 4; UST Temp Close: 0; AST Currently In Use: 0; AST Temp Closed: 0 | 4 | 0 | 0 | 20759-069-017715 | SOUTHWEST GEORGIA OIL COMPANY
46510 | Currently in Use |  | 1994-10-01 |  | Petroleum | Premium gasoline | Premium gasoline | Retail | Steel | Steel | Coated & cathodic protection (sti-P3) |  | Fiberglass reinforced plastic |  |  | Catchment Basin | Audible high level alarm At 90% full | Audible high level alarm At 90% full |  |  | Continuous Automatic Tank Gauge |  | Automatic flow restrictor (MLLD) | Automatic flow restrictor (MLLD) |  |  | Annual line testing | Annual line testing |  | UST Currently In Use: 4; UST Temp Close: 0; AST Currently In Use: 0; AST Temp Closed: 0 | 4 | 0 | 0 | 20759-069-017715 | SOUTHWEST GEORGIA OIL COMPANY
46513 | Currently in Use |  | 1994-10-01 |  | Petroleum | On road diesel | On road diesel | Retail | Steel | Steel | Coated & cathodic protection (sti-P3) |  | Fiberglass reinforced plastic |  |  | Catchment Basin | Audible high level alarm At 90% full | Audible high level alarm At 90% full |  |  | Continuous Automatic Tank Gauge |  | Automatic flow restrictor (MLLD) | Automatic flow restrictor (MLLD) |  |  | Annual line testing | Annual line testing |  | UST Currently In Use: 4; UST Temp Close: 0; AST Currently In Use: 0; AST Temp Closed: 0 | 4 | 0 | 0 | 20759-069-017715 | SOUTHWEST GEORGIA OIL COMPANY
46516 | Currently in Use |  | 1994-10-01 |  | Petroleum | On road diesel | On road diesel | Retail | Steel | Steel | Coated & cathodic protection (sti-P3) |  | Fiberglass reinforced plastic |  |  | Catchment Basin | Audible high level alarm At 90% full | Audible high level alarm At 90% full |  |  | Continuous Automatic Tank Gauge |  | Automatic flow restrictor (MLLD) | Automatic flow restrictor (MLLD) |  |  | MNFLD TO13 | Annual line testing |  | UST Currently In Use: 4; UST Temp Close: 0; AST Currently In Use: 0; AST Temp Closed: 0 | 4 | 0 | 0 | 20759-069-017715 | SOUTHWEST GEORGIA OIL COMPANY
46517 | Permanently Closed | 2014-02-07 | 1996-04-01 | 2014-02-14 | Petroleum | On road diesel | On road diesel | Retail | Steel | Steel | Coated & cathodic protection (sti-P3) |  | GEO FLEX |  |  | Catchment Basin | Flow Rest 90% Full | Automatic shutoff device At 95% full |  |  | Continuous Automatic Tank Gauge |  | Containment Sump | Containment Sump | Interstitial Monitoring within Secondary Containment |  | Continuous alarm system | Continuous alarm system |  | UST Currently In Use: 2; UST Temp Close: 0; AST Currently In Use: 0; AST Temp Closed: 0 | 2 | 0 | 1 | 22376-101-002999 | SUN STATE OIL CO INC
46518 | Currently in Use |  | 1995-07-20 |  | Petroleum | Unleaded gasoline | Unleaded gasoline | Retail | Steel | Steel | Coated & cathodic protection (sti-P3) |  | Flexible |  |  | Catchment Basin | Flow Rest 90% Full | Flow Rest 90% Full |  |  | Automatic Tank Gauge |  | Automatic flow restrictor (MLLD) | Automatic flow restrictor (MLLD) |  |  | Annual line testing | Annual line testing |  | UST Currently In Use: 3; UST Temp Close: 0; AST Currently In Use: 0; AST Temp Closed: 0 | 3 | 0 | 0 | 25353-039-017717 | BETH FREER
46523 | Currently in Use |  | 1995-07-20 |  | Petroleum | Unleaded gasoline | Unleaded gasoline | Retail | Steel | Steel | Coated & cathodic protection (sti-P3) |  | Flexible |  |  | Catchment Basin | Flow Rest 90% Full | Flow Rest 90% Full |  |  | Automatic Tank Gauge |  | Automatic flow restrictor (MLLD) | Automatic flow restrictor (MLLD) |  |  | Annual line testing | Annual line testing |  | UST Currently In Use: 3; UST Temp Close: 0; AST Currently In Use: 0; AST Temp Closed: 0 | 3 | 0 | 0 | 25353-039-017717 | BETH FREER
46526 | Currently in Use |  | 1995-07-20 |  | Petroleum | On road diesel | On road diesel | Retail | Steel | Steel | Coated & cathodic protection (sti-P3) |  | Flexible |  |  | Catchment Basin | Flow Rest 90% Full | Flow Rest 90% Full |  |  | Automatic Tank Gauge |  | Automatic flow restrictor (MLLD) | Automatic flow restrictor (MLLD) |  |  | Annual line testing | Annual line testing |  | UST Currently In Use: 3; UST Temp Close: 0; AST Currently In Use: 0; AST Temp Closed: 0 | 3 | 0 | 0 | 25353-039-017717 | BETH FREER
46527 | Permanently Closed | 2020-05-01 | 1996-04-25 | 2021-03-31 | Petroleum | Unleaded gasoline | Unleaded gasoline | State/Federal Government | Fiberglass coated steel | Fiberglass coated steel |  |  | Fiberglass reinforced plastic |  | 1901-01-01 | Catchment Basin | Flow Rest 90% Full | Flow Rest 90% Full | Interstitial Monitoring within Secondary Containment |  | Automatic Tank Gauge | [8 empty] | UST Currently In Use: 0; UST Temp Close: 0; AST Currently In Use: 0; AST Temp Closed: 0 | 0 | 0 | 1 | 14587-101-005011 | AL ST MILITARY DEPT - CFMO ENV. OFF.
46528 | Currently in Use |  | 1996-06-15 |  | Petroleum | Unleaded gasoline | Unleaded gasoline | Retail | Fiberglass coated steel | Fiberglass coated steel |  |  | Flexible |  | 1901-01-01 | Catchment Basin | Flow Rest 90% Full | Flow Rest 90% Full |  |  | Continuous Automatic Tank Gauge |  | Containment Sump | Automatic flow restrictor (MLLD) |  |  | Annual line testing | Annual line testing |  | UST Currently In Use: 2; UST Temp Close: 0; AST Currently In Use: 0; AST Temp Closed: 0 | 2 | 0 | 0 | 25234-125-017718 | KARAN & KIRAN FOOD MART LLC
46529 | Currently in Use |  | 1991-10-15 |  | Petroleum | Unleaded gasoline | Unleaded gasoline | Retail | Fiberglass reinforced plastic | Fiberglass reinforced plastic |  |  | Double Wall |  |  | Catchment Basin | Flow Rest 90% Full | Automatic shutoff device At 95% full |  |  | Continuous Automatic Tank Gauge |  | Automatic shutoff device (AELLD) | Automatic shutoff device (AELLD) | [5 empty] | UST Currently In Use: 3; UST Temp Close: 0; AST Currently In Use: 0; AST Temp Closed: 0 | 3 | 0 | 0 | 25846-079-017720 | ANKIT 2019 INC
46530 | Currently in Use |  | 1991-10-15 |  | Petroleum | Premium gasoline | Premium gasoline | Retail | Fiberglass reinforced plastic | Fiberglass reinforced plastic |  |  | Double Wall |  |  | Catchment Basin | Flow Rest 90% Full | Automatic shutoff device At 95% full |  |  | Continuous Automatic Tank Gauge |  | Automatic shutoff device (AELLD) | Automatic shutoff device (AELLD) | [5 empty] | UST Currently In Use: 3; UST Temp Close: 0; AST Currently In Use: 0; AST Temp Closed: 0 | 3 | 0 | 0 | 25846-079-017720 | ANKIT 2019 INC
46531 | Currently in Use |  | 1996-05-30 |  | Petroleum | Premium gasoline | Premium gasoline | Retail | Steel | Double Wall | Coated & cathodic protection (sti-P3) |  | Double Wall |  | 1901-01-01 | Catchment Basin | Automatic shutoff device At 95% full | Automatic shutoff device At 95% full |  |  | Automatic Tank Gauge | Single walled submersible pump containment sump | Automatic flow restrictor (MLLD) | Automatic flow restrictor (MLLD) | Interstitial Monitoring within Secondary Containment | SENSOR TO ATG | Statistical inventory reconciliation (SIR) | Statistical inventory reconciliation (SIR) |  | UST Currently In Use: 3; UST Temp Close: 0; AST Currently In Use: 0; AST Temp Closed: 0 | 3 | 0 | 0 | 11576-089-017719 | DUTCH OIL COMPANY
46532 | Currently in Use |  | 1996-05-30 |  | Petroleum | On road diesel | On road diesel | Retail | Double Wall | Double Wall | Coated & cathodic protection (sti-P3) |  | Double Wall |  | 1901-01-01 | Catchment Basin | Automatic shutoff device At 95% full | Automatic shutoff device At 95% full |  |  | Statistical Inventory Reconciliation (SIR) | Single walled submersible pump containment sump | Automatic flow restrictor (MLLD) | Automatic flow restrictor (MLLD) | Interstitial Monitoring within Secondary Containment | SENSOR TO ATG | Statistical inventory reconciliation (SIR) | Statistical inventory reconciliation (SIR) |  | UST Currently In Use: 3; UST Temp Close: 0; AST Currently In Use: 0; AST Temp Closed: 0 | 3 | 0 | 0 | 11576-089-017719 | DUTCH OIL COMPANY
46533 | Currently in Use |  | 1996-05-30 |  | Petroleum | Unleaded gasoline | Unleaded gasoline | Retail | Double Wall | Double Wall | Coated & cathodic protection (sti-P3) |  | Double Wall |  | 1901-01-01 | Catchment Basin | Automatic shutoff device At 95% full | Automatic shutoff device At 95% full |  |  | Statistical Inventory Reconciliation (SIR) | Single walled submersible pump containment sump | Automatic flow restrictor (MLLD) | Automatic flow restrictor (MLLD) | Interstitial Monitoring within Secondary Containment | SENSOR TO ATG | Statistical inventory reconciliation (SIR) | Statistical inventory reconciliation (SIR) |  | UST Currently In Use: 3; UST Temp Close: 0; AST Currently In Use: 0; AST Temp Closed: 0 | 3 | 0 | 0 | 11576-089-017719 | DUTCH OIL COMPANY
46534 | Currently in Use |  | 1991-10-15 |  | Petroleum | On road diesel | On road diesel | Retail | Single Wall | Fiberglass reinforced plastic |  |  | Fiberglass reinforced plastic |  |  | Catchment Basin | Automatic shutoff device At 95% full | Automatic shutoff device At 95% full |  |  | Continuous Automatic Tank Gauge |  | Containment Sump | Automatic flow restrictor (MLLD) |  |  | Annual line testing | Annual line testing |  | UST Currently In Use: 3; UST Temp Close: 0; AST Currently In Use: 0; AST Temp Closed: 0 | 3 | 0 | 0 | 25846-079-017720 | ANKIT 2019 INC
46535 | Currently in Use |  | 1996-06-05 |  | Petroleum | Unleaded gasoline | Unleaded gasoline | Retail | Fiberglass coated steel | Fiberglass coated steel |  |  | Fiberglass reinforced plastic |  | 1901-01-01 | Catchment Basin | Automatic shutoff device At 95% full | Automatic shutoff device At 95% full |  |  | Automatic Tank Gauge |  | Containment Sump | Automatic flow restrictor (MLLD) |  |  | Annual line testing | Annual line testing |  | UST Currently In Use: 2; UST Temp Close: 0; AST Currently In Use: 0; AST Temp Closed: 0 | 2 | 0 | 0 | 25808-017-017721 | COWBOY LIQUORS CUSSETA LLC
46536 | Currently in Use |  | 1996-06-05 |  | Petroleum | Ethanol free gasoline | Ethanol free gasoline | Retail | Fiberglass reinforced plastic | Fiberglass reinforced plastic |  |  | Fiberglass reinforced plastic |  | 1901-01-01 | Catchment Basin | Automatic shutoff device At 95% full | Automatic shutoff device At 95% full |  |  | Automatic Tank Gauge |  | Automatic flow restrictor (MLLD) | Automatic flow restrictor (MLLD) |  |  | Annual line testing | Annual line testing |  | UST Currently In Use: 2; UST Temp Close: 0; AST Currently In Use: 0; AST Temp Closed: 0 | 2 | 0 | 0 | 25808-017-017721 | COWBOY LIQUORS CUSSETA LLC
46538 | Currently in Use |  | 1975-01-01 |  | Petroleum | On road diesel | On road diesel | Retail | Single Wall | Single Wall | Field installed cathodic protection |  | Single Wall |  |  | Catchment Basin | Flow Rest 90% Full | Flow Rest 90% Full |  |  | Continuous Automatic Tank Gauge |  | Automatic shutoff device (AELLD) | Automatic shutoff device (AELLD) | [5 empty] | UST Currently In Use: 3; UST Temp Close: 0; AST Currently In Use: 0; AST Temp Closed: 0 | 3 | 0 | 0 | 13951-073-007266 | QUALITY PETROLEUM OF ALABAMA INC
46539 | Currently in Use |  | 1996-03-30 |  | Petroleum | On road diesel | On road diesel | Retail | Double Wall | Double Wall |  |  | Double Wall |  | 1901-01-01 | Catchment Basin | Flow Rest 90% Full | Flow Rest 90% Full | Interstitial Monitoring within Secondary Containment | SENSOR TO ATG |  |  | Containment Sump | Automatic flow restrictor (MLLD) |  | SENSOR TO ATG | Annual line testing | Annual line testing |  | UST Currently In Use: 3; UST Temp Close: 0; AST Currently In Use: 0; AST Temp Closed: 0 | 3 | 0 | 0 | 22176-053-017723 | CIRCLE K
46540 | Currently in Use |  | 1996-03-30 |  | Petroleum | Unleaded gasoline | Unleaded gasoline | Retail | Double Wall | Double Wall |  |  | Double Wall |  | 1901-01-01 | Catchment Basin | Flow Rest 90% Full | Flow Rest 90% Full | Interstitial Monitoring within Secondary Containment | SENSOR TO ATG |  |  | Automatic flow restrictor (MLLD) | Automatic flow restrictor (MLLD) | Interstitial Monitoring within Secondary Containment | SENSOR TO ATG | Continuous alarm system | Annual line testing |  | UST Currently In Use: 3; UST Temp Close: 0; AST Currently In Use: 0; AST Temp Closed: 0 | 3 | 0 | 0 | 22176-053-017723 | CIRCLE K
46541 | Currently in Use |  | 1996-03-30 |  | Petroleum | Premium gasoline | Premium gasoline | Retail | Double Wall | Double Wall |  |  | Double Wall |  | 1901-01-01 | Catchment Basin | Audible high level alarm At 90% full | Audible high level alarm At 90% full | Interstitial Monitoring within Secondary Containment | SENSOR TO ATG |  |  | Containment Sump | Automatic flow restrictor (MLLD) | Interstitial Monitoring within Secondary Containment | SENSOR TO ATG | Annual line testing | Annual line testing |  | UST Currently In Use: 3; UST Temp Close: 0; AST Currently In Use: 0; AST Temp Closed: 0 | 3 | 0 | 0 | 22176-053-017723 | CIRCLE K
46542 | Currently in Use |  | 1996-08-12 |  | Petroleum | Unleaded gasoline | Unleaded gasoline | Retail | Fiberglass reinforced plastic | Double Wall |  |  | Fiberglass reinforced plastic |  | 1901-01-01 | Catchment Basin | Automatic shutoff device At 95% full | Automatic shutoff device At 95% full |  |  | Continuous Automatic Tank Gauge | Single walled submersible pump containment sump | Containment Sump | Automatic shutoff device (AELLD) | [5 empty] | UST Currently In Use: 3; UST Temp Close: 0; AST Currently In Use: 0; AST Temp Closed: 0 | 3 | 0 | 0 | 22285-009-017724 | HIGH TIDE OIL COMPANY, INC.
46543 | Currently in Use |  | 1996-06-05 |  | Petroleum | Unleaded gasoline | Unleaded gasoline | Retail | GLASTEELDW | Double Wall |  |  | Fiberglass reinforced plastic |  | 1901-01-01 | Catchment Basin | Flow Rest 90% Full | Flow Rest 90% Full | Interstitial Monitoring within Secondary Containment |  | Automatic Tank Gauge |  | Automatic flow restrictor (MLLD) | Automatic flow restrictor (MLLD) | Interstitial Monitoring within Secondary Containment | SENSOR TO ATG | Continuous alarm system | Continuous alarm system |  | UST Currently In Use: 3; UST Temp Close: 0; AST Currently In Use: 0; AST Temp Closed: 0 | 3 | 0 | 3 | 25265-043-011136 | LGWS/CROSS AMERICA PARTNERS
46544 | Currently in Use |  | 1996-06-05 |  | Petroleum | Premium gasoline | Premium gasoline | Retail | Fiberglass coated steel | Double Wall |  |  | Fiberglass reinforced plastic |  | 1901-01-01 | Catchment Basin | Flow Rest 90% Full | Flow Rest 90% Full | Interstitial Monitoring within Secondary Containment |  | Automatic Tank Gauge |  | Containment Sump | Automatic flow restrictor (MLLD) | Interstitial Monitoring within Secondary Containment | SENSOR TO ATG | Continuous alarm system | Continuous alarm system |  | UST Currently In Use: 3; UST Temp Close: 0; AST Currently In Use: 0; AST Temp Closed: 0 | 3 | 0 | 3 | 25265-043-011136 | LGWS/CROSS AMERICA PARTNERS
46545 | Currently in Use |  | 1996-06-05 |  | Petroleum | On road diesel | On road diesel | Retail | Double Wall | Double Wall |  |  | Fiberglass reinforced plastic |  | 1901-01-01 | Catchment Basin | Flow Rest 90% Full | Flow Rest 90% Full | Interstitial Monitoring within Secondary Containment |  | Automatic Tank Gauge |  | Containment Sump | Automatic flow restrictor (MLLD) | Interstitial Monitoring within Secondary Containment | SENSOR TO ATG | Continuous alarm system | Continuous alarm system |  | UST Currently In Use: 3; UST Temp Close: 0; AST Currently In Use: 0; AST Temp Closed: 0 | 3 | 0 | 3 | 25265-043-011136 | LGWS/CROSS AMERICA PARTNERS
46546 | Currently in Use |  | 1996-07-16 |  | Petroleum | Unleaded gasoline | Unleaded gasoline | Industrial | Steel | Steel | Coated & cathodic protection (sti-P3) |  | Fiberglass reinforced plastic |  |  | Catchment Basin | Automatic shutoff device At 95% full | Automatic shutoff device At 95% full |  |  | Automatic Tank Gauge | [8 empty] | UST Currently In Use: 1; UST Temp Close: 0; AST Currently In Use: 0; AST Temp Closed: 0 | 1 | 0 | 1 | 14796-123-011370 | TALLAPOOSA CO BD OF EDUCATION
46547 | Permanently Closed | 1996-09-19 | 1911-11-11 | 1999-01-12 | Petroleum | Unleaded gasoline | Unleaded gasoline | Industrial | Steel | Steel |  |  | Steel |  | 1901-01-01 |  | Flow Rest 90% Full | Flow Rest 90% Full |  |  | Statistical Inventory Reconciliation (SIR) | [8 empty] | UST Currently In Use: 0; UST Temp Close: 0; AST Currently In Use: 0; AST Temp Closed: 0 | 0 | 0 | 3 | 13370-023-017725 | MCLEMORE DISTRIBUTORS INC
46549 | Permanently Closed | 1996-09-19 | 1911-11-11 | 1999-01-12 | Petroleum | On road diesel | On road diesel | Industrial | Steel | Steel |  |  | Steel |  | 1901-01-01 |  | Flow Rest 90% Full | Flow Rest 90% Full |  |  | Statistical Inventory Reconciliation (SIR) | [8 empty] | UST Currently In Use: 0; UST Temp Close: 0; AST Currently In Use: 0; AST Temp Closed: 0 | 0 | 0 | 3 | 13370-023-017725 | MCLEMORE DISTRIBUTORS INC
46550 | Permanently Closed | 1996-09-19 | 1911-11-11 | 1999-01-12 | Petroleum | On road diesel | On road diesel | Industrial | Steel | Steel |  |  | Steel |  | 1901-01-01 |  | Flow Rest 90% Full | Flow Rest 90% Full |  |  | Statistical Inventory Reconciliation (SIR) | [8 empty] | UST Currently In Use: 0; UST Temp Close: 0; AST Currently In Use: 0; AST Temp Closed: 0 | 0 | 0 | 3 | 13370-023-017725 | MCLEMORE DISTRIBUTORS INC
46551 | Currently in Use |  | 1995-10-10 |  | Petroleum | Unleaded gasoline | Unleaded gasoline | Retail | DBL WALL | Steel | Coated & cathodic protection (sti-P3) |  | DBL W FLEX |  |  | Catchment Basin | Flow Rest 90% Full | Flow Rest 90% Full |  |  | Automatic Tank Gauge |  | Containment Sump | Automatic flow restrictor (MLLD) | Interstitial Monitoring within Secondary Containment |  | Continuous alarm system | Continuous alarm system |  | UST Currently In Use: 4; UST Temp Close: 0; AST Currently In Use: 0; AST Temp Closed: 0 | 4 | 0 | 0 | 19898-051-017726 | PETRO SOUTH INC
46552 | Currently in Use |  | 1995-10-10 |  | Petroleum | Mid-grade gasoline | Mid-grade gasoline | Retail | DBL WALL | Steel | Coated & cathodic protection (sti-P3) |  | FLEX PIPE |  |  | Catchment Basin | Flow Rest 90% Full | Flow Rest 90% Full |  |  | Automatic Tank Gauge |  | Automatic flow restrictor (MLLD) | Automatic flow restrictor (MLLD) | Interstitial Monitoring within Secondary Containment |  | Continuous alarm system | Continuous alarm system |  | UST Currently In Use: 4; UST Temp Close: 0; AST Currently In Use: 0; AST Temp Closed: 0 | 4 | 0 | 0 | 19898-051-017726 | PETRO SOUTH INC
46553 | Currently in Use |  | 1995-10-10 |  | Petroleum | Premium gasoline | Premium gasoline | Retail | DBL WALL | Steel | Coated & cathodic protection (sti-P3) |  | FLEX PIPE |  |  | Catchment Basin | Flow Rest 90% Full | Flow Rest 90% Full |  |  | Automatic Tank Gauge |  | Automatic flow restrictor (MLLD) | Automatic flow restrictor (MLLD) | Interstitial Monitoring within Secondary Containment |  | Continuous alarm system | Continuous alarm system |  | UST Currently In Use: 4; UST Temp Close: 0; AST Currently In Use: 0; AST Temp Closed: 0 | 4 | 0 | 0 | 19898-051-017726 | PETRO SOUTH INC
46554 | Currently in Use |  | 1995-10-10 |  | Petroleum | On road diesel | On road diesel | Retail | DBL WALL | Steel | Coated & cathodic protection (sti-P3) |  | Flexible |  |  | Catchment Basin | Flow Rest 90% Full | Flow Rest 90% Full |  |  | Automatic Tank Gauge |  | Containment Sump | Automatic flow restrictor (MLLD) | Interstitial Monitoring within Secondary Containment |  | Continuous alarm system | Continuous alarm system |  | UST Currently In Use: 4; UST Temp Close: 0; AST Currently In Use: 0; AST Temp Closed: 0 | 4 | 0 | 0 | 19898-051-017726 | PETRO SOUTH INC
46555 | Currently in Use |  | 1996-03-25 |  | Petroleum | Unleaded gasoline | Unleaded gasoline | Retail | Double Wall | Double Wall |  |  | Double Wall |  | 1901-01-01 | Catchment Basin | Flow Rest 90% Full | Flow Rest 90% Full |  |  | Continuous Automatic Tank Gauge |  | Containment Sump | Automatic flow restrictor (MLLD) | [5 empty] | UST Currently In Use: 3; UST Temp Close: 1; AST Currently In Use: 0; AST Temp Closed: 0 | 3 | 1 | 0 | 25265-101-017639 | LGWS/CROSS AMERICA PARTNERS
46558 | Currently in Use |  | 1996-03-25 |  | Petroleum | Premium gasoline | Premium gasoline | Retail | Fiberglass coated steel | Double Wall |  |  | Double Wall |  | 1901-01-01 | Catchment Basin | Flow Rest 90% Full | Flow Rest 90% Full |  |  | Continuous Automatic Tank Gauge |  | Automatic shutoff device (AELLD) | Automatic shutoff device (AELLD) | [5 empty] | UST Currently In Use: 3; UST Temp Close: 1; AST Currently In Use: 0; AST Temp Closed: 0 | 3 | 1 | 0 | 25265-101-017639 | LGWS/CROSS AMERICA PARTNERS
46561 | Currently in Use |  | 1996-03-25 |  | Petroleum | Unleaded gasoline | Unleaded gasoline | Retail | Double Wall | Double Wall |  |  | GEOFLEX |  | 1901-01-01 | Catchment Basin | Flow Rest 90% Full | Flow Rest 90% Full |  |  | Continuous Automatic Tank Gauge |  | Automatic shutoff device (AELLD) | Automatic flow restrictor (MLLD) | [5 empty] | UST Currently In Use: 3; UST Temp Close: 1; AST Currently In Use: 0; AST Temp Closed: 0 | 3 | 1 | 0 | 25265-101-017639 | LGWS/CROSS AMERICA PARTNERS
46564 | Temporary Closed | 2016-07-10 | 1996-04-25 |  | Petroleum | Unleaded gasoline | Unleaded gasoline | Retail | Steel | Double Wall | Coated & cathodic protection (sti-P3) |  | Double Wall |  |  | Catchment Basin | Flow Rest 90% Full | Flow Rest 90% Full |  |  | Automatic Tank Gauge |  | Automatic shutoff device (AELLD) | Automatic shutoff device (AELLD) | [5 empty] | UST Currently In Use: 3; UST Temp Close: 1; AST Currently In Use: 0; AST Temp Closed: 0 | 3 | 1 | 0 | 25265-101-017639 | LGWS/CROSS AMERICA PARTNERS
46565 | Permanently Closed | 1996-01-01 | 1996-07-18 | 1996-01-01 | Petroleum | Unleaded gasoline | Unleaded gasoline | Retail | Steel | Steel | Coated & cathodic protection (sti-P3) |  | Steel |  | 1901-01-01 | Catchment Basin | Flow Rest 90% Full | Flow Rest 90% Full | Interstitial Monitoring within Secondary Containment | [10 empty] | UST Currently In Use: 0; UST Temp Close: 0; AST Currently In Use: 0; AST Temp Closed: 0 | 0 | 0 | 1 | 20117-069-017727 | BILLY WILLIAMS
46566 | Currently in Use |  | 1996-05-24 |  | Petroleum | Unleaded gasoline | Unleaded gasoline | Retail | Steel | Single Wall | Coated & cathodic protection (sti-P3) |  | Double Wall |  |  | Catchment Basin | Automatic shutoff device At 95% full | Automatic shutoff device At 95% full |  |  | Continuous Automatic Tank Gauge |  | Automatic shutoff device (AELLD) | Automatic shutoff device (AELLD) | Interstitial Monitoring within Secondary Containment |  |  |  |  | UST Currently In Use: 3; UST Temp Close: 0; AST Currently In Use: 0; AST Temp Closed: 0 | 3 | 0 | 0 | 15420-049-017728 | MAPCO EXPRESS, INC.
46567 | Currently in Use |  | 1996-05-24 |  | Petroleum | Premium gasoline | Premium gasoline | Retail | Single Wall | Single Wall | Coated & cathodic protection (sti-P3) |  | Steel |  |  | Catchment Basin | Automatic shutoff device At 95% full | Automatic shutoff device At 95% full |  |  | Continuous Automatic Tank Gauge |  | Automatic shutoff device (AELLD) | Automatic shutoff device (AELLD) | Interstitial Monitoring within Secondary Containment |  |  |  |  | UST Currently In Use: 3; UST Temp Close: 0; AST Currently In Use: 0; AST Temp Closed: 0 | 3 | 0 | 0 | 15420-049-017728 | MAPCO EXPRESS, INC.
46568 | Currently in Use |  | 1996-05-24 |  | Petroleum | On road diesel | On road diesel | Retail | Single Wall | Single Wall | Coated & cathodic protection (sti-P3) |  | Steel |  |  | Catchment Basin | Automatic shutoff device At 95% full | Automatic shutoff device At 95% full |  |  | Continuous Automatic Tank Gauge |  | Automatic shutoff device (AELLD) | Automatic shutoff device (AELLD) | Interstitial Monitoring within Secondary Containment |  |  |  |  | UST Currently In Use: 3; UST Temp Close: 0; AST Currently In Use: 0; AST Temp Closed: 0 | 3 | 0 | 0 | 15420-049-017728 | MAPCO EXPRESS, INC.
46569 | Currently in Use |  | 1996-05-20 |  | Petroleum | Unleaded gasoline | Unleaded gasoline | Retail | Fiberglass coated steel | Fiberglass coated steel |  |  | Flexible |  | 1901-01-01 | Catchment Basin | Automatic shutoff device At 95% full | Automatic shutoff device At 95% full | Interstitial Monitoring within Secondary Containment |  | Continuous Automatic Tank Gauge |  | Automatic shutoff device (AELLD) | Automatic shutoff device (AELLD) | Interstitial Monitoring within Secondary Containment |  |  |  |  | UST Currently In Use: 2; UST Temp Close: 0; AST Currently In Use: 0; AST Temp Closed: 0 | 2 | 0 | 0 | 23699-117-017729 | PLUS HOLDINGS DBA HWY 119 CHEVRON
46570 | Currently in Use |  | 1996-05-20 |  | Petroleum | Premium gasoline | Premium gasoline | Retail | Fiberglass coated steel | Fiberglass coated steel |  |  | Flexible |  | 1901-01-01 | Catchment Basin | Automatic shutoff device At 95% full | Automatic shutoff device At 95% full | Interstitial Monitoring within Secondary Containment |  | Continuous Automatic Tank Gauge |  | Automatic shutoff device (AELLD) | Automatic shutoff device (AELLD) | Interstitial Monitoring within Secondary Containment |  |  |  |  | UST Currently In Use: 2; UST Temp Close: 0; AST Currently In Use: 0; AST Temp Closed: 0 | 2 | 0 | 0 | 23699-117-017729 | PLUS HOLDINGS DBA HWY 119 CHEVRON
46571 | Currently in Use |  | 1996-03-18 |  | Petroleum | Unleaded gasoline | Unleaded gasoline | Retail | DBL WALL | Steel | Coated & cathodic protection (sti-P3) |  | Fiberglass reinforced plastic |  |  | Catchment Basin | Automatic shutoff device At 95% full | Automatic shutoff device At 95% full |  |  | Continuous Automatic Tank Gauge |  | Automatic shutoff device (AELLD) | Automatic shutoff device (AELLD) | [5 empty] | UST Currently In Use: 3; UST Temp Close: 0; AST Currently In Use: 0; AST Temp Closed: 0 | 3 | 0 | 0 | 13434-039-017731 | MIDDLETON OIL COMPANY, INC.
46574 | Currently in Use |  | 1996-03-18 |  | Petroleum | Unleaded gasoline | Unleaded gasoline | Retail | Steel | Steel | Coated & cathodic protection (sti-P3) |  | Fiberglass reinforced plastic |  |  | Catchment Basin | Automatic shutoff device At 95% full | Automatic shutoff device At 95% full |  |  | Continuous Automatic Tank Gauge |  | Containment Sump | Containment Sump | [5 empty] | UST Currently In Use: 3; UST Temp Close: 0; AST Currently In Use: 0; AST Temp Closed: 0 | 3 | 0 | 0 | 13434-039-017731 | MIDDLETON OIL COMPANY, INC.
46577 | Currently in Use |  | 1996-03-18 |  | Petroleum | Premium gasoline | Premium gasoline | Retail | DBL WALL | Steel | Coated & cathodic protection (sti-P3) |  | Fiberglass reinforced plastic |  |  | Catchment Basin | Automatic shutoff device At 95% full | Automatic shutoff device At 95% full |  |  | Continuous Automatic Tank Gauge |  | Containment Sump | Automatic shutoff device (AELLD) | [5 empty] | UST Currently In Use: 3; UST Temp Close: 0; AST Currently In Use: 0; AST Temp Closed: 0 | 3 | 0 | 0 | 13434-039-017731 | MIDDLETON OIL COMPANY, INC.
46578 | Currently in Use |  | 1996-08-29 |  | Petroleum | On road diesel | On road diesel | Industrial | Single Wall | Single Wall | Coated & cathodic protection (sti-P3) |  | Single Wall |  |  | Catchment Basin | Flow Rest 90% Full | Flow Rest 90% Full |  |  | Automatic Tank Gauge | [8 empty] | UST Currently In Use: 5; UST Temp Close: 0; AST Currently In Use: 1; AST Temp Closed: 0 | 5 | 0 | 1 | 15856-019-012903 | TOM HARTON
46579 | Currently in Use |  | 1996-06-20 |  | Petroleum | Unleaded gasoline | Unleaded gasoline | Retail | Steel | Steel | Coated & cathodic protection (sti-P3) |  | Fiberglass reinforced plastic |  |  | Catchment Basin | Flow Rest 90% Full | Flow Rest 90% Full |  |  | Continuous Automatic Tank Gauge |  | Automatic flow restrictor (MLLD) | Automatic flow restrictor (MLLD) |  | SENSOR TO ATG | Annual line testing | Annual line testing |  | UST Currently In Use: 3; UST Temp Close: 0; AST Currently In Use: 0; AST Temp Closed: 0 | 3 | 0 | 0 | 22176-073-003013 | CIRCLE K
46580 | Currently in Use |  | 1996-06-20 |  | Petroleum | Premium gasoline | Premium gasoline | Retail | Steel | Steel | Coated & cathodic protection (sti-P3) |  | Fiberglass reinforced plastic |  |  | Catchment Basin | Flow Rest 90% Full | Flow Rest 90% Full |  |  | Continuous Automatic Tank Gauge |  | Automatic flow restrictor (MLLD) | Automatic flow restrictor (MLLD) |  | SENSOR TO ATG | Annual line testing | Annual line testing |  | UST Currently In Use: 3; UST Temp Close: 0; AST Currently In Use: 0; AST Temp Closed: 0 | 3 | 0 | 0 | 22176-073-003013 | CIRCLE K
46581 | Currently in Use |  | 1996-06-20 |  | Petroleum | On road diesel | On road diesel | Retail | Steel | Steel | Coated & cathodic protection (sti-P3) |  | Fiberglass reinforced plastic |  |  | Catchment Basin | Flow Rest 90% Full | Flow Rest 90% Full |  |  | Continuous Automatic Tank Gauge |  | Automatic flow restrictor (MLLD) | Automatic flow restrictor (MLLD) |  | SENSOR TO ATG | Annual line testing | Annual line testing |  | UST Currently In Use: 3; UST Temp Close: 0; AST Currently In Use: 0; AST Temp Closed: 0 | 3 | 0 | 0 | 22176-073-003013 | CIRCLE K
46582 | Currently in Use |  | 1996-03-01 |  | Petroleum | Unleaded gasoline | Unleaded gasoline | Retail | Double Wall | Double Wall |  |  | Fiberglass reinforced plastic |  | 1901-01-01 | Catchment Basin | Flow Rest 90% Full | Flow Rest 90% Full |  |  |  |  | Automatic flow restrictor (MLLD) | Automatic flow restrictor (MLLD) |  |  | Vapor monitoring | Annual line testing |  | UST Currently In Use: 2; UST Temp Close: 0; AST Currently In Use: 0; AST Temp Closed: 0 | 2 | 0 | 0 | 10748-119-017733 | BURNS AND BURNS, INC.
46583 | Currently in Use |  | 1996-03-01 |  | Petroleum | Premium gasoline | Premium gasoline | Retail | Double Wall | Double Wall |  |  | Fiberglass reinforced plastic |  | 1901-01-01 | Catchment Basin | Flow Rest 90% Full | Flow Rest 90% Full |  |  |  |  | Automatic flow restrictor (MLLD) | Automatic flow restrictor (MLLD) |  |  | Vapor monitoring | Annual line testing |  | UST Currently In Use: 2; UST Temp Close: 0; AST Currently In Use: 0; AST Temp Closed: 0 | 2 | 0 | 0 | 10748-119-017733 | BURNS AND BURNS, INC.
46584 | Currently in Use |  | 1996-06-25 |  | Petroleum | Unleaded gasoline | Unleaded gasoline | Retail | Double Wall | Double Wall |  |  | Double Wall | APT | 1901-01-01 | Catchment Basin | Automatic shutoff device At 95% full | Automatic shutoff device At 95% full | Interstitial Monitoring within Secondary Containment | SENSOR TO ATG | Continuous Automatic Tank Gauge |  | Automatic shutoff device (AELLD) | Automatic shutoff device (AELLD) | [5 empty] | UST Currently In Use: 3; UST Temp Close: 0; AST Currently In Use: 0; AST Temp Closed: 0 | 3 | 0 | 3 | 23743-073-000143 | NORTHSIDE FUEL INC
46585 | Currently in Use |  | 1996-06-25 |  | Petroleum | Premium gasoline | Premium gasoline | Retail | Fiberglass coated steel | Double Wall |  |  | Double Wall | APT | 1901-01-01 | Catchment Basin | Automatic shutoff device At 95% full | Automatic shutoff device At 95% full | Interstitial Monitoring within Secondary Containment | SENSOR TO ATG | Continuous Automatic Tank Gauge |  | Automatic shutoff device (AELLD) | Automatic shutoff device (AELLD) | [5 empty] | UST Currently In Use: 3; UST Temp Close: 0; AST Currently In Use: 0; AST Temp Closed: 0 | 3 | 0 | 3 | 23743-073-000143 | NORTHSIDE FUEL INC
46586 | Currently in Use |  | 1996-06-25 |  | Petroleum | On road diesel | On road diesel | Retail | Double Wall | Double Wall |  |  | Double Wall | APT | 1901-01-01 | Catchment Basin | Automatic shutoff device At 95% full | Automatic shutoff device At 95% full | Interstitial Monitoring within Secondary Containment | SENSOR TO ATG | Continuous Automatic Tank Gauge |  | Automatic shutoff device (AELLD) | Automatic shutoff device (AELLD) | [5 empty] | UST Currently In Use: 3; UST Temp Close: 0; AST Currently In Use: 0; AST Temp Closed: 0 | 3 | 0 | 3 | 23743-073-000143 | NORTHSIDE FUEL INC
46587 | Currently in Use |  | 1996-05-17 |  | Petroleum | Unleaded gasoline | Unleaded gasoline | Retail | Fiberglass reinforced plastic | Fiberglass reinforced plastic |  |  | Fiberglass reinforced plastic |  | 1901-01-01 | Catchment Basin | Automatic shutoff device At 95% full | Automatic shutoff device At 95% full |  |  | Continuous Automatic Tank Gauge |  | Automatic shutoff device (AELLD) | Automatic shutoff device (AELLD) | [5 empty] | UST Currently In Use: 4; UST Temp Close: 0; AST Currently In Use: 0; AST Temp Closed: 0 | 4 | 0 | 3 | 25265-073-001476 | LGWS/CROSS AMERICA PARTNERS
46588 | Currently in Use |  | 1996-05-17 |  | Petroleum | Other, STD-87 | Other | Retail | Single Wall | Fiberglass reinforced plastic |  |  | Single Wall |  | 1901-01-01 | Catchment Basin | Automatic shutoff device At 95% full | Automatic shutoff device At 95% full |  |  | Continuous Automatic Tank Gauge |  | Automatic shutoff device (AELLD) | Automatic shutoff device (AELLD) | [5 empty] | UST Currently In Use: 4; UST Temp Close: 0; AST Currently In Use: 0; AST Temp Closed: 0 | 4 | 0 | 3 | 25265-073-001476 | LGWS/CROSS AMERICA PARTNERS
46589 | Currently in Use |  | 1996-05-17 |  | Petroleum | Premium gasoline | Premium gasoline | Retail | Fiberglass reinforced plastic | Fiberglass reinforced plastic |  |  | Fiberglass reinforced plastic |  | 1901-01-01 | Catchment Basin | Automatic shutoff device At 95% full | Automatic shutoff device At 95% full |  |  | Continuous Automatic Tank Gauge |  | Automatic shutoff device (AELLD) | Automatic shutoff device (AELLD) | [5 empty] | UST Currently In Use: 4; UST Temp Close: 0; AST Currently In Use: 0; AST Temp Closed: 0 | 4 | 0 | 3 | 25265-073-001476 | LGWS/CROSS AMERICA PARTNERS
46590 | Currently in Use |  | 1996-05-17 |  | Petroleum | On road diesel | On road diesel | Retail | Fiberglass reinforced plastic | Fiberglass reinforced plastic |  |  | Fiberglass reinforced plastic |  | 1901-01-01 | Catchment Basin | Automatic shutoff device At 95% full | Automatic shutoff device At 95% full |  |  | Continuous Automatic Tank Gauge |  | Automatic shutoff device (AELLD) | Automatic shutoff device (AELLD) | [5 empty] | UST Currently In Use: 4; UST Temp Close: 0; AST Currently In Use: 0; AST Temp Closed: 0 | 4 | 0 | 3 | 25265-073-001476 | LGWS/CROSS AMERICA PARTNERS
46591 | Currently in Use |  | 1996-04-11 |  | Petroleum | Unleaded gasoline | Unleaded gasoline | Retail | Fiberglass reinforced plastic | Fiberglass reinforced plastic |  |  | AOSMITH |  | 1901-01-01 | Catchment Basin | Automatic shutoff device At 95% full | Automatic shutoff device At 95% full |  |  | Continuous Automatic Tank Gauge |  | Automatic shutoff device (AELLD) | Automatic shutoff device (AELLD) | [5 empty] | UST Currently In Use: 3; UST Temp Close: 0; AST Currently In Use: 0; AST Temp Closed: 0 | 3 | 0 | 4 | 25265-073-002500 | LGWS/CROSS AMERICA PARTNERS
46592 | Currently in Use |  | 1996-04-11 |  | Petroleum | Premium gasoline | Premium gasoline | Retail | Single Wall | Fiberglass reinforced plastic |  |  | Single Wall |  | 1901-01-01 | Catchment Basin | Flow Rest 90% Full | Flow Rest 90% Full |  |  | Continuous Automatic Tank Gauge |  | Containment Sump | Automatic shutoff device (AELLD) | [5 empty] | UST Currently In Use: 3; UST Temp Close: 0; AST Currently In Use: 0; AST Temp Closed: 0 | 3 | 0 | 4 | 25265-073-002500 | LGWS/CROSS AMERICA PARTNERS
46593 | Currently in Use |  | 1996-07-26 |  | Petroleum | Unleaded gasoline | Unleaded gasoline | Retail | FPR | Fiberglass coated steel |  |  | Flexible |  | 1901-01-01 | Catchment Basin | Flow Rest 90% Full | Flow Rest 90% Full |  |  | Continuous Automatic Tank Gauge |  | Automatic shutoff device (AELLD) | Automatic shutoff device (AELLD) | [5 empty] | UST Currently In Use: 3; UST Temp Close: 0; AST Currently In Use: 0; AST Temp Closed: 0 | 3 | 0 | 0 | 23679-125-017734 | BOCA PROPERTIES LLC
46594 | Currently in Use |  | 1996-07-26 |  | Petroleum | Premium gasoline | Premium gasoline | Retail | Fiberglass coated steel | Fiberglass coated steel |  |  | Double Wall |  | 1901-01-01 | Catchment Basin | Flow Rest 90% Full | Flow Rest 90% Full |  |  | Continuous Automatic Tank Gauge |  | Automatic shutoff device (AELLD) | Automatic shutoff device (AELLD) | [5 empty] | UST Currently In Use: 3; UST Temp Close: 0; AST Currently In Use: 0; AST Temp Closed: 0 | 3 | 0 | 0 | 23679-125-017734 | BOCA PROPERTIES LLC
46595 | Currently in Use |  | 1996-07-26 |  | Petroleum | On road diesel | On road diesel | Retail | FPR | Fiberglass coated steel |  |  | Flexible |  | 1901-01-01 | Catchment Basin | Flow Rest 90% Full | Flow Rest 90% Full |  |  | Continuous Automatic Tank Gauge |  | Automatic shutoff device (AELLD) | Automatic shutoff device (AELLD) | [5 empty] | UST Currently In Use: 3; UST Temp Close: 0; AST Currently In Use: 0; AST Temp Closed: 0 | 3 | 0 | 0 | 23679-125-017734 | BOCA PROPERTIES LLC
46596 | Currently in Use |  | 1996-07-15 |  | Petroleum | Unleaded gasoline | Unleaded gasoline | Retail | Single Wall | Single Wall | Coated & cathodic protection (sti-P3) |  | Flexible |  |  | Catchment Basin | Flow Rest 90% Full | Flow Rest 90% Full |  |  | Automatic Tank Gauge | Single walled submersible pump containment sump | Containment Sump | Automatic flow restrictor (MLLD) |  |  | Annual line testing | Annual line testing |  | UST Currently In Use: 2; UST Temp Close: 0; AST Currently In Use: 0; AST Temp Closed: 0 | 2 | 0 | 0 | 23372-093-017735 | MIDSTATES PETROLEUM COMPANY
46597 | Currently in Use |  | 1996-07-15 |  | Petroleum | Premium gasoline | Premium gasoline | Retail | Steel | Single Wall | Coated & cathodic protection (sti-P3) |  | Double Wall |  |  | Catchment Basin | Flow Rest 90% Full | Flow Rest 90% Full |  |  | Automatic Tank Gauge | Single walled submersible pump containment sump | Containment Sump | Automatic flow restrictor (MLLD) |  |  | Annual line testing | Annual line testing |  | UST Currently In Use: 2; UST Temp Close: 0; AST Currently In Use: 0; AST Temp Closed: 0 | 2 | 0 | 0 | 23372-093-017735 | MIDSTATES PETROLEUM COMPANY
46598 | Currently in Use |  | 1995-06-01 |  | Petroleum | On road diesel | On road diesel | Retail | Fiberglass reinforced plastic | Fiberglass reinforced plastic |  |  | Double Wall |  |  | Catchment Basin | Flow Rest 90% Full | Flow Rest 90% Full |  |  | Continuous Automatic Tank Gauge | Single walled submersible pump containment sump | Containment Sump | Automatic flow restrictor (MLLD) |  | SENSOR TO ATG | Annual line testing | Annual line testing |  | UST Currently In Use: 4; UST Temp Close: 0; AST Currently In Use: 0; AST Temp Closed: 0 | 4 | 0 | 0 | 13529-093-017736 | MOORE PETROLEUM COMPANY, INC.
46599 | Currently in Use |  | 1995-06-01 |  | Petroleum | Unleaded gasoline | Unleaded gasoline | Retail | Fiberglass reinforced plastic | Fiberglass reinforced plastic |  |  | Double Wall |  |  | Catchment Basin | Flow Rest 90% Full | Flow Rest 90% Full |  |  | Continuous Automatic Tank Gauge | Single walled submersible pump containment sump | Automatic flow restrictor (MLLD) | Automatic flow restrictor (MLLD) |  | SENSOR TO ATG | Annual line testing | Annual line testing |  | UST Currently In Use: 4; UST Temp Close: 0; AST Currently In Use: 0; AST Temp Closed: 0 | 4 | 0 | 0 | 13529-093-017736 | MOORE PETROLEUM COMPANY, INC.
46600 | Currently in Use |  | 1995-06-01 |  | Petroleum | Unleaded gasoline | Unleaded gasoline | Retail | Single Wall | Fiberglass reinforced plastic |  |  | Double Wall |  |  | Catchment Basin | Flow Rest 90% Full | Flow Rest 90% Full |  |  | Continuous Automatic Tank Gauge | Single walled submersible pump containment sump | Containment Sump | Automatic flow restrictor (MLLD) |  | SENSOR TO ATG | Annual line testing | Annual line testing |  | UST Currently In Use: 4; UST Temp Close: 0; AST Currently In Use: 0; AST Temp Closed: 0 | 4 | 0 | 0 | 13529-093-017736 | MOORE PETROLEUM COMPANY, INC.
46601 | Currently in Use |  | 1995-06-01 |  | Petroleum | On road diesel | On road diesel | Retail | Fiberglass reinforced plastic | Fiberglass reinforced plastic |  |  | Double Wall |  |  | Catchment Basin | Flow Rest 90% Full | Flow Rest 90% Full |  |  | Continuous Automatic Tank Gauge | [8 empty] | UST Currently In Use: 4; UST Temp Close: 0; AST Currently In Use: 0; AST Temp Closed: 0 | 4 | 0 | 0 | 13529-093-017736 | MOORE PETROLEUM COMPANY, INC.
46602 | Currently in Use |  | 1996-06-01 |  | Petroleum | Unleaded gasoline | Unleaded gasoline | Retail | Fiberglass reinforced plastic | Fiberglass reinforced plastic |  |  | Fiberglass reinforced plastic |  | 1901-01-01 | Catchment Basin | Automatic shutoff device At 95% full | Automatic shutoff device At 95% full | Interstitial Monitoring within Secondary Containment |  | Continuous Automatic Tank Gauge |  | Automatic shutoff device (AELLD) | Automatic shutoff device (AELLD) |  | SENSOR TO ATG | Continuous alarm system | Continuous alarm system |  | UST Currently In Use: 3; UST Temp Close: 0; AST Currently In Use: 0; AST Temp Closed: 0 | 3 | 0 | 0 | 20128-117-017737 | ROBCAR L L C
46603 | Currently in Use |  | 1996-06-01 |  | Petroleum | On road diesel | On road diesel | Retail | Fiberglass reinforced plastic | Fiberglass reinforced plastic |  |  | Double Wall |  | 1901-01-01 | Catchment Basin | Automatic shutoff device At 95% full | Automatic shutoff device At 95% full | Interstitial Monitoring within Secondary Containment |  | Continuous Automatic Tank Gauge |  | Automatic shutoff device (AELLD) | Automatic shutoff device (AELLD) |  | SENSOR TO ATG | Continuous alarm system | Continuous alarm system |  | UST Currently In Use: 3; UST Temp Close: 0; AST Currently In Use: 0; AST Temp Closed: 0 | 3 | 0 | 0 | 20128-117-017737 | ROBCAR L L C
46604 | Currently in Use |  | 1996-06-01 |  | Petroleum | Premium gasoline | Premium gasoline | Retail | Fiberglass reinforced plastic | Fiberglass reinforced plastic |  |  | Fiberglass reinforced plastic |  | 1901-01-01 | Catchment Basin | Automatic shutoff device At 95% full | Automatic shutoff device At 95% full | Interstitial Monitoring within Secondary Containment |  | Continuous Automatic Tank Gauge |  | Automatic shutoff device (AELLD) | Automatic shutoff device (AELLD) | [5 empty] | UST Currently In Use: 3; UST Temp Close: 0; AST Currently In Use: 0; AST Temp Closed: 0 | 3 | 0 | 0 | 20128-117-017737 | ROBCAR L L C
46605 | Currently in Use |  | 1996-08-07 |  | Petroleum | Unleaded gasoline | Unleaded gasoline | Retail | Single Wall | Single Wall | Coated & cathodic protection (sti-P3) |  | Double Wall |  |  | Catchment Basin | Automatic shutoff device At 95% full | Automatic shutoff device At 95% full |  |  | Continuous Automatic Tank Gauge |  | Automatic shutoff device (AELLD) | Automatic shutoff device (AELLD) | Interstitial Monitoring within Secondary Containment |  |  |  |  | UST Currently In Use: 2; UST Temp Close: 0; AST Currently In Use: 0; AST Temp Closed: 0 | 2 | 0 | 0 | 15420-089-017738 | MAPCO EXPRESS, INC.
46606 | Currently in Use |  | 1996-08-07 |  | Petroleum | Premium gasoline | Premium gasoline | Retail | Single Wall | Single Wall | Coated & cathodic protection (sti-P3) |  | Steel |  |  | Catchment Basin | Automatic shutoff device At 95% full | Automatic shutoff device At 95% full |  |  | Continuous Automatic Tank Gauge |  | Automatic shutoff device (AELLD) | Automatic shutoff device (AELLD) | Interstitial Monitoring within Secondary Containment |  |  |  |  | UST Currently In Use: 2; UST Temp Close: 0; AST Currently In Use: 0; AST Temp Closed: 0 | 2 | 0 | 0 | 15420-089-017738 | MAPCO EXPRESS, INC.
46607 | Currently in Use |  | 1996-05-17 |  | Petroleum | Unleaded gasoline | Unleaded gasoline | Retail | Fiberglass reinforced plastic | Fiberglass reinforced plastic |  |  | Fiberglass reinforced plastic |  | 1901-01-01 | Catchment Basin | Audible high level alarm At 90% full | Audible high level alarm At 90% full |  |  | Continuous Automatic Tank Gauge |  | Automatic shutoff device (AELLD) | Automatic shutoff device (AELLD) | [5 empty] | UST Currently In Use: 4; UST Temp Close: 0; AST Currently In Use: 0; AST Temp Closed: 0 | 4 | 0 | 3 | 23460-073-001478 | HARI KRISHNA LLC
46608 | Currently in Use |  | 1996-05-17 |  | Petroleum | Unleaded gasoline | Unleaded gasoline | Retail | Fiberglass reinforced plastic | Fiberglass reinforced plastic |  |  | Fiberglass reinforced plastic |  | 1901-01-01 | Catchment Basin | Audible high level alarm At 90% full | Audible high level alarm At 90% full |  |  | Continuous Automatic Tank Gauge |  | Automatic shutoff device (AELLD) | Automatic shutoff device (AELLD) | [5 empty] | UST Currently In Use: 4; UST Temp Close: 0; AST Currently In Use: 0; AST Temp Closed: 0 | 4 | 0 | 3 | 23460-073-001478 | HARI KRISHNA LLC
46609 | Currently in Use |  | 1996-05-17 |  | Petroleum | Premium gasoline | Premium gasoline | Retail | Fiberglass reinforced plastic | Fiberglass reinforced plastic |  |  | Fiberglass reinforced plastic |  | 1901-01-01 | Catchment Basin | Audible high level alarm At 90% full | Audible high level alarm At 90% full |  |  | Continuous Automatic Tank Gauge |  | Automatic shutoff device (AELLD) | Automatic shutoff device (AELLD) | [5 empty] | UST Currently In Use: 4; UST Temp Close: 0; AST Currently In Use: 0; AST Temp Closed: 0 | 4 | 0 | 3 | 23460-073-001478 | HARI KRISHNA LLC
46610 | Currently in Use |  | 1996-05-17 |  | Petroleum | On road diesel | On road diesel | Retail | Fiberglass reinforced plastic | Fiberglass reinforced plastic |  |  | Fiberglass reinforced plastic |  | 1901-01-01 | Catchment Basin | Audible high level alarm At 90% full | Audible high level alarm At 90% full |  |  | Continuous Automatic Tank Gauge |  | Automatic shutoff device (AELLD) | Automatic shutoff device (AELLD) | [5 empty] | UST Currently In Use: 4; UST Temp Close: 0; AST Currently In Use: 0; AST Temp Closed: 0 | 4 | 0 | 3 | 23460-073-001478 | HARI KRISHNA LLC
46611 | Permanently Closed | 2005-03-09 | 1995-10-20 | 2005-03-09 | Petroleum | On road diesel | On road diesel |  | Steel | Steel | Coated & cathodic protection (sti-P3) |  | Fiberglass reinforced plastic |  | 1901-01-01 | Catchment Basin | Flow Rest 90% Full | Flow Rest 90% Full | [11 empty] | UST Currently In Use: 0; UST Temp Close: 0; AST Currently In Use: 0; AST Temp Closed: 0 | 0 | 0 | 1 | 20130-083-017739 | LIMESTONE COUNTY BOARD OF EDUCATION
46612 | Currently in Use |  | 1987-03-29 |  | Petroleum | On road diesel | On road diesel | State/Federal Government | Fiberglass reinforced plastic | Fiberglass reinforced plastic |  |  | Fiberglass reinforced plastic |  | 1901-01-01 | Catchment Basin | Audible high level alarm At 90% full | Audible high level alarm At 90% full |  |  | Continuous Automatic Tank Gauge | [8 empty] | UST Currently In Use: 1; UST Temp Close: 0; AST Currently In Use: 0; AST Temp Closed: 0 | 1 | 0 | 6 | 16407-101-013135 | RETIREMENT SYSTEMS OF ALABAMA
46613 | Currently in Use |  | 1996-01-01 |  | Petroleum | Unleaded gasoline | Unleaded gasoline | Retail | Steel | Steel | Coated & cathodic protection (sti-P3) |  | Flexible |  |  | Catchment Basin | Automatic shutoff device At 95% full | Automatic shutoff device At 95% full |  |  | Continuous Automatic Tank Gauge |  | Containment Sump | Automatic flow restrictor (MLLD) |  |  | Annual line testing | Annual line testing |  | UST Currently In Use: 2; UST Temp Close: 0; AST Currently In Use: 0; AST Temp Closed: 0 | 2 | 0 | 0 | 11101-097-017740 | CLARK OIL COMPANY, INC.
46614 | Currently in Use |  | 1996-01-01 |  | Petroleum | Premium gasoline | Premium gasoline | Retail | Steel | Steel | Coated & cathodic protection (sti-P3) |  | Flexible |  |  | Catchment Basin | Automatic shutoff device At 95% full | Automatic shutoff device At 95% full |  |  | Continuous Automatic Tank Gauge |  | Containment Sump | Automatic flow restrictor (MLLD) |  |  | Annual line testing | Annual line testing |  | UST Currently In Use: 2; UST Temp Close: 0; AST Currently In Use: 0; AST Temp Closed: 0 | 2 | 0 | 0 | 11101-097-017740 | CLARK OIL COMPANY, INC.
46615 | Permanently Closed | 2012-08-01 | 1996-09-05 | 2015-01-14 | Petroleum | Unleaded gasoline | Unleaded gasoline | Retail | Steel | Single Wall | Coated & cathodic protection (sti-P3) |  | Single Wall |  |  | Catchment Basin | Automatic shutoff device At 95% full | Automatic shutoff device At 95% full |  |  | Continuous Automatic Tank Gauge | [5 empty] | Annual line testing | Annual line testing |  | UST Currently In Use: 0; UST Temp Close: 0; AST Currently In Use: 0; AST Temp Closed: 0 | 0 | 0 | 3 | 24541-073-005366 | ROCKY RIDGE INVESTMENTS
46616 | Permanently Closed | 2012-08-01 | 1996-09-05 | 2015-01-14 | Petroleum | Unleaded gasoline | Unleaded gasoline | Retail | Steel | Single Wall | Coated & cathodic protection (sti-P3) |  | Single Wall |  |  | Catchment Basin | Automatic shutoff device At 95% full | Automatic shutoff device At 95% full |  |  | Continuous Automatic Tank Gauge | [5 empty] | Annual line testing | Annual line testing |  | UST Currently In Use: 0; UST Temp Close: 0; AST Currently In Use: 0; AST Temp Closed: 0 | 0 | 0 | 3 | 24541-073-005366 | ROCKY RIDGE INVESTMENTS
46617 | Permanently Closed | 2012-08-01 | 1996-09-05 | 2015-01-14 | Petroleum | Unleaded gasoline | Unleaded gasoline | Retail | Steel | Single Wall | Coated & cathodic protection (sti-P3) |  | Single Wall |  |  | Catchment Basin | Automatic shutoff device At 95% full | Automatic shutoff device At 95% full |  |  | Continuous Automatic Tank Gauge | [5 empty] | Annual line testing | Annual line testing |  | UST Currently In Use: 0; UST Temp Close: 0; AST Currently In Use: 0; AST Temp Closed: 0 | 0 | 0 | 3 | 24541-073-005366 | ROCKY RIDGE INVESTMENTS
46618 | Currently in Use |  | 1996-05-20 |  | Petroleum | Unleaded gasoline | Unleaded gasoline | Retail | Fiberglass reinforced plastic | Fiberglass reinforced plastic |  |  | Fiberglass reinforced plastic |  | 1901-01-01 | Catchment Basin | Automatic shutoff device At 95% full | Automatic shutoff device At 95% full |  |  | Continuous Automatic Tank Gauge |  | Containment Sump | Automatic flow restrictor (MLLD) |  |  | Annual line testing | Annual line testing |  | UST Currently In Use: 3; UST Temp Close: 0; AST Currently In Use: 0; AST Temp Closed: 0 | 3 | 0 | 3 | 25265-123-001462 | LGWS/CROSS AMERICA PARTNERS
46619 | Currently in Use |  | 1996-05-20 |  | Petroleum | Other, ETHANOL FR | Other | Retail | Fiberglass reinforced plastic | Fiberglass reinforced plastic |  |  | Fiberglass reinforced plastic |  | 1901-01-01 | Catchment Basin | Automatic shutoff device At 95% full | Automatic shutoff device At 95% full |  |  | Continuous Automatic Tank Gauge |  | Containment Sump | Automatic flow restrictor (MLLD) |  |  | Annual line testing | Annual line testing |  | UST Currently In Use: 3; UST Temp Close: 0; AST Currently In Use: 0; AST Temp Closed: 0 | 3 | 0 | 3 | 25265-123-001462 | LGWS/CROSS AMERICA PARTNERS
46620 | Currently in Use |  | 1996-05-20 |  | Petroleum | Premium gasoline | Premium gasoline | Retail | Fiberglass reinforced plastic | Fiberglass reinforced plastic |  |  | Fiberglass reinforced plastic |  | 1901-01-01 | Catchment Basin | Automatic shutoff device At 95% full | Automatic shutoff device At 95% full |  |  | Continuous Automatic Tank Gauge |  | Automatic flow restrictor (MLLD) | Automatic flow restrictor (MLLD) |  |  | Annual line testing | Annual line testing |  | UST Currently In Use: 3; UST Temp Close: 0; AST Currently In Use: 0; AST Temp Closed: 0 | 3 | 0 | 3 | 25265-123-001462 | LGWS/CROSS AMERICA PARTNERS
46621 | Permanently Closed | 2010-12-11 | 1996-07-19 | 2013-12-11 | Petroleum | Unleaded gasoline | Unleaded gasoline | Retail | Fiberglass reinforced plastic | Fiberglass reinforced plastic |  |  | Fiberglass reinforced plastic |  | 1901-01-01 | Catchment Basin | Flow Rest 90% Full | Automatic shutoff device At 95% full |  |  | Statistical Inventory Reconciliation (SIR) |  | Containment Sump | Containment Sump |  |  | Annual line testing | Annual line testing |  | UST Currently In Use: 2; UST Temp Close: 0; AST Currently In Use: 0; AST Temp Closed: 0 | 2 | 0 | 6 | 23413-003-011995 | CIRCLE K STORES, INC.
46622 | Permanently Closed | 2011-09-11 | 1996-07-19 | 2013-12-11 | Petroleum | Unleaded gasoline | Unleaded gasoline | Retail | Fiberglass reinforced plastic | Fiberglass reinforced plastic |  |  | Fiberglass reinforced plastic |  | 1901-01-01 | Catchment Basin | Flow Rest 90% Full | Automatic shutoff device At 95% full |  |  | Statistical Inventory Reconciliation (SIR) |  | Containment Sump | Containment Sump |  |  | Annual line testing | Annual line testing |  | UST Currently In Use: 2; UST Temp Close: 0; AST Currently In Use: 0; AST Temp Closed: 0 | 2 | 0 | 6 | 23413-003-011995 | CIRCLE K STORES, INC.
46623 | Permanently Closed | 2013-12-11 | 1996-07-19 | 2013-12-11 | Petroleum | Premium gasoline | Premium gasoline | Retail | Fiberglass reinforced plastic | Fiberglass reinforced plastic |  |  | Fiberglass reinforced plastic |  | 1901-01-01 | Catchment Basin | Automatic shutoff device At 95% full | Automatic shutoff device At 95% full |  |  | Statistical Inventory Reconciliation (SIR) |  | Containment Sump | Containment Sump |  |  | Annual line testing | Annual line testing |  | UST Currently In Use: 2; UST Temp Close: 0; AST Currently In Use: 0; AST Temp Closed: 0 | 2 | 0 | 6 | 23413-003-011995 | CIRCLE K STORES, INC.
46624 | Permanently Closed | 1998-10-01 | 1901-01-01 | 1999-06-16 | Petroleum | Unleaded gasoline | Unleaded gasoline | Retail | [6 empty] | 1901-01-01 | [14 empty] | UST Currently In Use: 4; UST Temp Close: 0; AST Currently In Use: 0; AST Temp Closed: 0 | 4 | 0 | 4 | 13786-065-004895 | PARRS, INC.
46626 | Permanently Closed | 1998-11-11 | 1901-01-01 | 1999-06-16 | Petroleum | Unleaded gasoline | Unleaded gasoline | Retail | [6 empty] | 1901-01-01 | [14 empty] | UST Currently In Use: 4; UST Temp Close: 0; AST Currently In Use: 0; AST Temp Closed: 0 | 4 | 0 | 4 | 13786-065-004895 | PARRS, INC.
46627 | Currently in Use |  | 1996-04-11 |  | Petroleum | Other, STR-87 | Other | Retail | Fiberglass reinforced plastic | Fiberglass reinforced plastic |  |  | AOSMITH |  | 1901-01-01 | Catchment Basin | Flow Rest 90% Full | Flow Rest 90% Full |  |  | Continuous Automatic Tank Gauge |  | Automatic shutoff device (AELLD) | Automatic shutoff device (AELLD) | [5 empty] | UST Currently In Use: 3; UST Temp Close: 0; AST Currently In Use: 0; AST Temp Closed: 0 | 3 | 0 | 4 | 25265-073-002500 | LGWS/CROSS AMERICA PARTNERS
46628 | Permanently Closed | 1993-01-01 | 1965-09-01 |  | Petroleum | On road diesel | On road diesel | Bulk facility | Steel | Steel |  | Painted or None | Steel |  | 1901-01-01 | [5 empty] | Manual Tank Gauging (only tanks 1000 gal. or less and 48” or 64” in diameter) | [8 empty] | UST Currently In Use: 0; UST Temp Close: 0; AST Currently In Use: 0; AST Temp Closed: 0 | 0 | 0 | 1 | 20106-101-017716 | B H KLEIN REALTY LTD
46629 | Currently in Use |  | 1995-11-15 |  | Petroleum | On road diesel | On road diesel | Emergency Power Generator | Fiberglass reinforced plastic | Double Wall |  |  | Fiberglass reinforced plastic |  | 1901-01-01 | Catchment Basin | Flow Rest 90% Full | Flow Rest 90% Full | Interstitial Monitoring within Secondary Containment | SENSOR TO ATG | Continuous Automatic Tank Gauge |  | NOT REQRD | Other |  | SENSOR TO ATG | Continuous alarm system | Continuous alarm system |  | UST Currently In Use: 1; UST Temp Close: 0; AST Currently In Use: 0; AST Temp Closed: 0 | 1 | 0 | 1 | 16273-073-014193 | UAB DEPT. HEALTH & SAFETY
46630 | Currently in Use |  | 1996-08-02 |  | Petroleum | Premium gasoline | Premium gasoline | Retail | Single Wall | Single Wall | Coated & cathodic protection (sti-P3) |  | 2-PIECES |  | 2006-08-20 | Catchment Basin | Flow Rest 90% Full | Flow Rest 90% Full |  |  | Statistical Inventory Reconciliation (SIR) |  | Automatic flow restrictor (MLLD) | Automatic flow restrictor (MLLD) |  |  | Statistical inventory reconciliation (SIR) | Statistical inventory reconciliation (SIR) |  | UST Currently In Use: 2; UST Temp Close: 0; AST Currently In Use: 0; AST Temp Closed: 0 | 2 | 0 | 2 | 24099-073-015433 | ABDUL KHAN
46631 | Currently in Use |  | 1996-08-15 |  | Petroleum | Unleaded gasoline | Unleaded gasoline | Retail | Fiberglass coated steel | Fiberglass coated steel | Field installed cathodic protection |  | Double Wall | SA&TCI |  | Catchment Basin | Flow Rest 90% Full | Flow Rest 90% Full |  |  | Continuous Automatic Tank Gauge |  | Automatic flow restrictor (MLLD) | Automatic flow restrictor (MLLD) |  |  | Annual line testing | Annual line testing |  | UST Currently In Use: 3; UST Temp Close: 0; AST Currently In Use: 0; AST Temp Closed: 0 | 3 | 0 | 0 | 22658-073-002372 | SOUTHEAST HOLDING INVESTMENT LLC
46632 | Currently in Use |  | 1996-08-15 |  | Petroleum | Premium gasoline | Premium gasoline | Retail | Fiberglass coated steel | Fiberglass coated steel | Coated & cathodic protection (sti-P3) |  | Double Wall | SA&TCI |  | Catchment Basin | Flow Rest 90% Full | Flow Rest 90% Full |  |  | Continuous Automatic Tank Gauge |  | Automatic flow restrictor (MLLD) | Automatic flow restrictor (MLLD) |  |  | Annual line testing | Annual line testing |  | UST Currently In Use: 3; UST Temp Close: 0; AST Currently In Use: 0; AST Temp Closed: 0 | 3 | 0 | 0 | 22658-073-002372 | SOUTHEAST HOLDING INVESTMENT LLC
46633 | Permanently Closed | 2000-01-12 | 1988-11-05 | 1999-12-23 | Petroleum | On road diesel | On road diesel | Retail | Steel | Steel |  |  | Steel |  | 1901-01-01 | [14 empty] | UST Currently In Use: 0; UST Temp Close: 0; AST Currently In Use: 0; AST Temp Closed: 0 | 0 | 0 | 2 | 20133-093-006865 | BALES BROTHERS GARAGE
46634 | Permanently Closed | 2000-01-12 | 1988-11-05 | 1999-12-23 | Petroleum | On road diesel | On road diesel | Retail | Steel | Steel |  |  | Steel |  | 1901-01-01 | [14 empty] | UST Currently In Use: 0; UST Temp Close: 0; AST Currently In Use: 0; AST Temp Closed: 0 | 0 | 0 | 2 | 20133-093-006865 | BALES BROTHERS GARAGE
46636 | Currently in Use |  | 1996-06-21 |  | Petroleum | On road diesel | On road diesel | Emergency Power Generator | Fiberglass reinforced plastic | Fiberglass reinforced plastic |  |  | COPPER DBW |  | 1901-01-01 | Catchment Basin | Audible high level alarm At 90% full | Audible high level alarm At 90% full | Interstitial Monitoring within Secondary Containment |  | Automatic Tank Gauge | [5 empty] | Continuous alarm system | Continuous alarm system |  | UST Currently In Use: 1; UST Temp Close: 0; AST Currently In Use: 0; AST Temp Closed: 0 | 1 | 0 | 1 | 14462-081-012190 | BELLSOUTH TELECOMM. DBA AT&T ALA.
46637 | Currently in Use |  | 1996-08-15 |  | Petroleum | Unleaded gasoline | Unleaded gasoline | Industrial | Steel | Steel | Coated & cathodic protection (sti-P3) |  | Fiberglass reinforced plastic |  |  | Catchment Basin | Automatic shutoff device At 95% full | Automatic shutoff device At 95% full |  |  | Continuous Automatic Tank Gauge | [8 empty] | UST Currently In Use: 2; UST Temp Close: 0; AST Currently In Use: 0; AST Temp Closed: 0 | 2 | 0 | 1 | 14965-003-002016 | TOWN OF SUMMERDALE
46638 | Currently in Use |  | 1996-08-15 |  | Petroleum | On road diesel | On road diesel | Local Government | Steel | Steel | Coated & cathodic protection (sti-P3) |  | Fiberglass reinforced plastic |  |  | Catchment Basin | Automatic shutoff device At 95% full | Automatic shutoff device At 95% full |  |  | Continuous Automatic Tank Gauge | [8 empty] | UST Currently In Use: 2; UST Temp Close: 0; AST Currently In Use: 0; AST Temp Closed: 0 | 2 | 0 | 1 | 14965-003-002016 | TOWN OF SUMMERDALE
46639 | Currently in Use |  | 1996-10-02 |  | Petroleum | Unleaded gasoline | Unleaded gasoline | Retail | 5R/3P | Steel | Coated & cathodic protection (sti-P3) |  | Fiberglass reinforced plastic |  |  | Catchment Basin | Flow Rest 90% Full | Flow Rest 90% Full |  |  | Automatic Tank Gauge | [8 empty] | UST Currently In Use: 1; UST Temp Close: 0; AST Currently In Use: 1; AST Temp Closed: 0 | 1 | 0 | 2 | 19978-111-008698 | JAMES C WHALEY
46640 | Currently in Use |  | 1996-07-26 |  | Petroleum | Unleaded gasoline | Unleaded gasoline | Retail | Double Wall | Double Wall |  |  | Fiberglass reinforced plastic |  |  | Catchment Basin | Flow Rest 90% Full | Flow Rest 90% Full |  | SENSOR TO ATG | Continuous Automatic Tank Gauge | Single walled submersible pump containment sump | Containment Sump | Automatic flow restrictor (MLLD) | Interstitial Monitoring within Secondary Containment | SENSOR TO ATG | Continuous alarm system | Continuous alarm system |  | UST Currently In Use: 3; UST Temp Close: 0; AST Currently In Use: 0; AST Temp Closed: 0 | 3 | 0 | 3 | 25265-043-001854 | LGWS/CROSS AMERICA PARTNERS
46641 | Currently in Use |  | 1996-07-26 |  | Petroleum | Premium gasoline | Premium gasoline | Retail | Double Wall | Double Wall |  |  | Fiberglass reinforced plastic |  |  | Catchment Basin | Flow Rest 90% Full | Flow Rest 90% Full |  | SENSOR TO ATG | Continuous Automatic Tank Gauge | Single walled submersible pump containment sump | Containment Sump | Automatic flow restrictor (MLLD) | Interstitial Monitoring within Secondary Containment | SENSOR TO ATG | Continuous alarm system | Continuous alarm system |  | UST Currently In Use: 3; UST Temp Close: 0; AST Currently In Use: 0; AST Temp Closed: 0 | 3 | 0 | 3 | 25265-043-001854 | LGWS/CROSS AMERICA PARTNERS
46642 | Currently in Use |  | 1996-07-26 |  | Petroleum | Unleaded gasoline | Unleaded gasoline | Retail | Double Wall | Double Wall |  |  | PERMA |  |  | Catchment Basin | Flow Rest 90% Full | Flow Rest 90% Full |  | SENSOR TO ATG | Continuous Automatic Tank Gauge | Single walled submersible pump containment sump | Automatic flow restrictor (MLLD) | Automatic flow restrictor (MLLD) | Interstitial Monitoring within Secondary Containment | SENSOR TO ATG | Continuous alarm system | Continuous alarm system |  | UST Currently In Use: 3; UST Temp Close: 0; AST Currently In Use: 0; AST Temp Closed: 0 | 3 | 0 | 3 | 25265-043-001854 | LGWS/CROSS AMERICA PARTNERS
46643 | Currently in Use |  | 1996-08-12 |  | Petroleum | Unleaded gasoline | Unleaded gasoline | Retail | Single Wall | Single Wall | Coated & cathodic protection (sti-P3) |  | Single Wall |  | 1901-01-01 | Catchment Basin | Automatic shutoff device At 95% full | Automatic shutoff device At 95% full |  |  | Statistical Inventory Reconciliation (SIR) | [8 empty] | UST Currently In Use: 2; UST Temp Close: 0; AST Currently In Use: 0; AST Temp Closed: 0 | 2 | 0 | 0 | 24994-073-017292 | ABDUL R DHANANI
46644 | Currently in Use |  | 1996-08-12 |  | Petroleum | Premium gasoline | Premium gasoline | Retail | Steel | Single Wall | Coated & cathodic protection (sti-P3) |  | Single Wall |  | 1901-01-01 | Catchment Basin | Automatic shutoff device At 95% full | Automatic shutoff device At 95% full |  |  | Statistical Inventory Reconciliation (SIR) | [8 empty] | UST Currently In Use: 2; UST Temp Close: 0; AST Currently In Use: 0; AST Temp Closed: 0 | 2 | 0 | 0 | 24994-073-017292 | ABDUL R DHANANI
46645 | Currently in Use |  | 1996-06-01 |  | Petroleum | Unleaded gasoline | Unleaded gasoline | Retail | Single Wall | Single Wall | Coated & cathodic protection (sti-P3) |  | Fiberglass reinforced plastic |  |  | Catchment Basin | Flow Rest 90% Full | Flow Rest 90% Full |  |  | Automatic Tank Gauge |  | Automatic flow restrictor (MLLD) | Automatic flow restrictor (MLLD) |  |  | Annual line testing | Annual line testing |  | UST Currently In Use: 2; UST Temp Close: 0; AST Currently In Use: 0; AST Temp Closed: 0 | 2 | 0 | 0 | 23557-073-007382 | JALARAM LLC
46646 | Currently in Use |  | 1996-06-01 |  | Petroleum | Premium gasoline | Premium gasoline | Retail | Single Wall | Single Wall | Coated & cathodic protection (sti-P3) |  | Double Wall |  |  | Catchment Basin | Flow Rest 90% Full | Flow Rest 90% Full |  |  | Automatic Tank Gauge |  | Automatic flow restrictor (MLLD) | Automatic flow restrictor (MLLD) |  |  | Annual line testing | Annual line testing |  | UST Currently In Use: 2; UST Temp Close: 0; AST Currently In Use: 0; AST Temp Closed: 0 | 2 | 0 | 0 | 23557-073-007382 | JALARAM LLC
46647 | Permanently Closed | 2010-01-31 | 1996-08-25 | 2011-02-16 | Petroleum | Unleaded gasoline | Unleaded gasoline | Retail | Steel | Steel | Coated & cathodic protection (sti-P3) |  | Fiberglass reinforced plastic |  | 1901-01-01 | Catchment Basin | Automatic shutoff device At 95% full | Automatic shutoff device At 95% full |  |  | Statistical Inventory Reconciliation (SIR) | [8 empty] | UST Currently In Use: 0; UST Temp Close: 0; AST Currently In Use: 0; AST Temp Closed: 0 | 0 | 0 | 6 | 17923-073-003114 | ROGER BENSON
46649 | Permanently Closed | 2010-01-31 | 1996-08-25 | 2011-02-16 | Petroleum | On road diesel | On road diesel | Retail | Steel | Steel | Coated & cathodic protection (sti-P3) |  | Fiberglass reinforced plastic |  | 1901-01-01 | Catchment Basin | Automatic shutoff device At 95% full | Automatic shutoff device At 95% full |  |  | Statistical Inventory Reconciliation (SIR) | [8 empty] | UST Currently In Use: 0; UST Temp Close: 0; AST Currently In Use: 0; AST Temp Closed: 0 | 0 | 0 | 6 | 17923-073-003114 | ROGER BENSON
46650 | Permanently Closed | 2010-01-31 | 1996-08-25 | 2011-02-16 | Petroleum | Premium gasoline | Premium gasoline | Retail | Steel | Steel | Coated & cathodic protection (sti-P3) |  | Fiberglass reinforced plastic |  | 1901-01-01 | Catchment Basin | Automatic shutoff device At 95% full | Automatic shutoff device At 95% full |  |  | Statistical Inventory Reconciliation (SIR) | [8 empty] | UST Currently In Use: 0; UST Temp Close: 0; AST Currently In Use: 0; AST Temp Closed: 0 | 0 | 0 | 6 | 17923-073-003114 | ROGER BENSON
46651 | Currently in Use |  | 1996-07-23 |  | Petroleum | Unleaded gasoline | Unleaded gasoline | Retail | 6R/4P | Single Wall | Coated & cathodic protection (sti-P3) |  | Fiberglass reinforced plastic |  |  | Catchment Basin | Automatic shutoff device At 95% full | Automatic shutoff device At 95% full |  |  | Continuous Automatic Tank Gauge |  | Automatic flow restrictor (MLLD) | Automatic flow restrictor (MLLD) |  |  | Annual line testing | Annual line testing |  | UST Currently In Use: 1; UST Temp Close: 0; AST Currently In Use: 0; AST Temp Closed: 0 | 1 | 0 | 0 | 25785-115-017743 | SRK PACKAGE LLC
46652 | Currently in Use |  | 1996-08-01 |  | Petroleum | Unleaded gasoline | Unleaded gasoline | Retail | Fiberglass reinforced plastic | Fiberglass reinforced plastic |  |  | Fiberglass reinforced plastic |  | 1901-01-01 | Catchment Basin | Flow Rest 90% Full | Flow Rest 90% Full |  |  | Automatic Tank Gauge |  | Automatic flow restrictor (MLLD) | Automatic flow restrictor (MLLD) |  |  | Annual line testing | Annual line testing |  | UST Currently In Use: 3; UST Temp Close: 0; AST Currently In Use: 0; AST Temp Closed: 0 | 3 | 0 | 5 | 21099-115-014327 | BHARAT PATEL
46653 | Currently in Use |  | 1996-08-01 |  | Petroleum | Premium gasoline | Premium gasoline | Retail | Fiberglass reinforced plastic | Fiberglass reinforced plastic |  |  | Fiberglass reinforced plastic |  | 1901-01-01 | Catchment Basin | Flow Rest 90% Full | Flow Rest 90% Full |  |  | Automatic Tank Gauge |  | Automatic flow restrictor (MLLD) | Automatic flow restrictor (MLLD) |  |  | Annual line testing | Annual line testing |  | UST Currently In Use: 3; UST Temp Close: 0; AST Currently In Use: 0; AST Temp Closed: 0 | 3 | 0 | 5 | 21099-115-014327 | BHARAT PATEL
46654 | Currently in Use |  | 1996-08-01 |  | Petroleum | On road diesel | On road diesel | Retail | Fiberglass reinforced plastic | Fiberglass reinforced plastic |  |  | Fiberglass reinforced plastic |  | 1901-01-01 | Catchment Basin | Flow Rest 90% Full | Flow Rest 90% Full |  |  | Automatic Tank Gauge |  | Automatic flow restrictor (MLLD) | Automatic flow restrictor (MLLD) |  |  | Annual line testing | Annual line testing |  | UST Currently In Use: 3; UST Temp Close: 0; AST Currently In Use: 0; AST Temp Closed: 0 | 3 | 0 | 5 | 21099-115-014327 | BHARAT PATEL
46655 | Currently in Use |  | 1996-10-05 |  | Petroleum | Unleaded gasoline | Unleaded gasoline | Retail | Steel | Steel | Coated & cathodic protection (sti-P3) |  | Flexible |  |  | Catchment Basin | Flow Rest 90% Full | Flow Rest 90% Full |  |  | Automatic Tank Gauge |  | Containment Sump | Automatic flow restrictor (MLLD) |  |  | Annual line testing | Annual line testing |  | UST Currently In Use: 2; UST Temp Close: 0; AST Currently In Use: 0; AST Temp Closed: 0 | 2 | 0 | 2 | 22794-125-009020 | MATAR INC
46656 | Currently in Use |  | 1996-10-05 |  | Petroleum | Premium gasoline | Premium gasoline | Retail | Steel | Steel | Coated & cathodic protection (sti-P3) |  | Flexible |  |  | Catchment Basin | Flow Rest 90% Full | Flow Rest 90% Full |  |  | Automatic Tank Gauge |  | Automatic flow restrictor (MLLD) | Automatic flow restrictor (MLLD) |  |  | Annual line testing | Annual line testing |  | UST Currently In Use: 2; UST Temp Close: 0; AST Currently In Use: 0; AST Temp Closed: 0 | 2 | 0 | 2 | 22794-125-009020 | MATAR INC
46657 | Temporary Closed | 2015-05-31 | 1996-10-17 |  | Petroleum | Unleaded gasoline | Unleaded gasoline | Retail | Single Wall | Single Wall | Coated & cathodic protection (sti-P3) |  | Fiberglass reinforced plastic |  |  | Catchment Basin | Automatic shutoff device At 95% full | Automatic shutoff device At 95% full |  |  | Automatic Tank Gauge | [8 empty] | UST Currently In Use: 0; UST Temp Close: 2; AST Currently In Use: 0; AST Temp Closed: 0 | 0 | 2 | 0 | 20141-077-010799 | SHERRY CORUM
46658 | Temporary Closed | 2015-05-31 | 1996-10-17 |  | Petroleum | Mid-grade gasoline | Mid-grade gasoline | Retail | Single Wall | Single Wall | Coated & cathodic protection (sti-P3) |  | Single Wall |  |  | Catchment Basin | Automatic shutoff device At 95% full | Automatic shutoff device At 95% full |  |  | Automatic Tank Gauge | [8 empty] | UST Currently In Use: 0; UST Temp Close: 2; AST Currently In Use: 0; AST Temp Closed: 0 | 0 | 2 | 0 | 20141-077-010799 | SHERRY CORUM
46659 | Permanently Closed | 2000-03-17 | 1996-10-01 | 2000-03-17 | Petroleum | Unleaded gasoline | Unleaded gasoline | Retail | Fiberglass coated steel | Fiberglass coated steel |  |  | Fiberglass reinforced plastic |  | 1901-01-01 | Catchment Basin | Flow Rest 90% Full | Flow Rest 90% Full | Interstitial Monitoring within Secondary Containment |  | Statistical Inventory Reconciliation (SIR) | [8 empty] | UST Currently In Use: 0; UST Temp Close: 0; AST Currently In Use: 0; AST Temp Closed: 0 | 0 | 0 | 4 | 12300-133-013414 | HAYS AND SON OIL COMPANY, INC.
46660 | Currently in Use |  | 1996-10-12 |  | Petroleum | Unleaded gasoline | Unleaded gasoline | Retail | Steel | Steel | Coated & cathodic protection (sti-P3) |  | Fiberglass reinforced plastic |  | 1901-01-01 | Catchment Basin | Flow Rest 90% Full | Flow Rest 90% Full |  |  | Statistical Inventory Reconciliation (SIR) |  | Automatic flow restrictor (MLLD) | Automatic flow restrictor (MLLD) |  |  | Statistical inventory reconciliation (SIR) | Statistical inventory reconciliation (SIR) |  | UST Currently In Use: 3; UST Temp Close: 0; AST Currently In Use: 0; AST Temp Closed: 0 | 3 | 0 | 0 | 22356-083-017745 | NAYAH, LLC
46661 | Currently in Use |  | 1996-10-12 |  | Petroleum | Premium gasoline | Premium gasoline | Retail | Steel | Steel | Coated & cathodic protection (sti-P3) |  | Fiberglass reinforced plastic |  | 1901-01-01 | Catchment Basin | Flow Rest 90% Full | Flow Rest 90% Full |  |  | Statistical Inventory Reconciliation (SIR) |  | Automatic flow restrictor (MLLD) | Automatic flow restrictor (MLLD) |  |  | Statistical inventory reconciliation (SIR) | Statistical inventory reconciliation (SIR) |  | UST Currently In Use: 3; UST Temp Close: 0; AST Currently In Use: 0; AST Temp Closed: 0 | 3 | 0 | 0 | 22356-083-017745 | NAYAH, LLC
46662 | Currently in Use |  | 1996-10-12 |  | Petroleum | On road diesel | On road diesel | Retail | Steel | Steel | Coated & cathodic protection (sti-P3) |  | Fiberglass reinforced plastic |  | 1901-01-01 | Catchment Basin | Flow Rest 90% Full | Flow Rest 90% Full |  |  | Statistical Inventory Reconciliation (SIR) |  | Automatic flow restrictor (MLLD) | Automatic flow restrictor (MLLD) |  |  | Statistical inventory reconciliation (SIR) | Statistical inventory reconciliation (SIR) |  | UST Currently In Use: 3; UST Temp Close: 0; AST Currently In Use: 0; AST Temp Closed: 0 | 3 | 0 | 0 | 22356-083-017745 | NAYAH, LLC
46663 | Permanently Closed | 1994-10-01 | 1901-01-01 | 1996-10-30 | Petroleum | Unleaded gasoline | Unleaded gasoline | Retail | Steel | Steel |  | Painted or None | Steel |  | 1901-01-01 | [14 empty] | UST Currently In Use: 0; UST Temp Close: 0; AST Currently In Use: 0; AST Temp Closed: 0 | 0 | 0 | 4 | 15310-083-009336 | WATKINS OIL CO INC
46664 | Currently in Use |  | 1996-05-20 |  | Petroleum | Unleaded gasoline | Unleaded gasoline | Retail | Fiberglass coated steel | Fiberglass coated steel |  |  | Fiberglass reinforced plastic |  |  | Catchment Basin | Audible high level alarm At 90% full | Audible high level alarm At 90% full |  |  | Continuous Automatic Tank Gauge | Single walled submersible pump containment sump | Automatic shutoff device (AELLD) | Automatic shutoff device (AELLD) |  | SENSOR TO ATG |  |  |  | UST Currently In Use: 4; UST Temp Close: 0; AST Currently In Use: 0; AST Temp Closed: 0 | 4 | 0 | 0 | 14852-103-017747 | TERRY AND YOUNG OIL COMPANY, INC.
46665 | Currently in Use |  | 1996-05-20 |  | Petroleum | Premium gasoline | Premium gasoline | Retail | Fiberglass coated steel | Fiberglass coated steel |  |  | Double Wall |  |  | Catchment Basin | Automatic shutoff device At 95% full | Audible high level alarm At 90% full |  |  | Continuous Automatic Tank Gauge | Single walled submersible pump containment sump | Automatic shutoff device (AELLD) | Automatic shutoff device (AELLD) |  | SENSOR TO ATG |  |  |  | UST Currently In Use: 4; UST Temp Close: 0; AST Currently In Use: 0; AST Temp Closed: 0 | 4 | 0 | 0 | 14852-103-017747 | TERRY AND YOUNG OIL COMPANY, INC.
46666 | Currently in Use |  | 1996-05-20 |  | Petroleum | On road diesel | On road diesel | Retail | Single Wall | Fiberglass coated steel |  |  | Double Wall |  |  | Catchment Basin | Automatic shutoff device At 95% full | Audible high level alarm At 90% full |  |  | Continuous Automatic Tank Gauge | Single walled submersible pump containment sump | Automatic shutoff device (AELLD) | Automatic shutoff device (AELLD) |  | SENSOR TO ATG |  |  |  | UST Currently In Use: 4; UST Temp Close: 0; AST Currently In Use: 0; AST Temp Closed: 0 | 4 | 0 | 0 | 14852-103-017747 | TERRY AND YOUNG OIL COMPANY, INC.
46668 | Currently in Use |  | 1996-05-09 |  | Petroleum | Unleaded gasoline | Unleaded gasoline | Bulk facility | Fiberglass reinforced plastic | Double Wall |  |  | Fiberglass reinforced plastic |  | 1901-01-01 | Catchment Basin | Flow Rest 90% Full | Flow Rest 90% Full | Interstitial Monitoring within Secondary Containment | SENSOR TO ATG | Automatic Tank Gauge |  | Automatic shutoff device (AELLD) | Automatic shutoff device (AELLD) | Interstitial Monitoring within Secondary Containment | SENSOR TO ATG | Continuous alarm system | Continuous alarm system |  | UST Currently In Use: 2; UST Temp Close: 0; AST Currently In Use: 0; AST Temp Closed: 0 | 2 | 0 | 3 | 14665-071-002990 | DEPARTMENT OF TRANSPORTATION HIGHWAY
46669 | Currently in Use |  | 1996-05-09 |  | Petroleum | On road diesel | On road diesel | State/Federal Government | Fiberglass reinforced plastic | Double Wall |  |  | Fiberglass reinforced plastic |  | 1901-01-01 | Catchment Basin | Flow Rest 90% Full | Flow Rest 90% Full | Interstitial Monitoring within Secondary Containment | SENSOR TO ATG | Automatic Tank Gauge |  | Containment Sump | Automatic shutoff device (AELLD) | Interstitial Monitoring within Secondary Containment | SENSOR TO ATG | Continuous alarm system | Continuous alarm system |  | UST Currently In Use: 2; UST Temp Close: 0; AST Currently In Use: 0; AST Temp Closed: 0 | 2 | 0 | 3 | 14665-071-002990 | DEPARTMENT OF TRANSPORTATION HIGHWAY
46670 | Currently in Use |  | 1996-07-15 |  | Petroleum | Unleaded gasoline | Unleaded gasoline | Retail | Double Wall | Double Wall |  |  | Flexible |  |  | Catchment Basin | Automatic shutoff device At 95% full | Automatic shutoff device At 95% full | Interstitial Monitoring within Secondary Containment | SENSOR TO ATG | Continuous Automatic Tank Gauge | Single walled submersible pump containment sump | Automatic shutoff device (AELLD) | Automatic shutoff device (AELLD) | [5 empty] | UST Currently In Use: 4; UST Temp Close: 0; AST Currently In Use: 0; AST Temp Closed: 0 | 4 | 0 | 3 | 15201-103-013500 | VULCAN OIL COMPANY INC.
46671 | Currently in Use |  | 1996-07-15 |  | Petroleum | Unleaded gasoline | Unleaded gasoline | Retail | Double Wall | Double Wall |  |  | Double Wall |  |  | Catchment Basin | Flow Rest 90% Full | Automatic shutoff device At 95% full | Interstitial Monitoring within Secondary Containment | SENSOR TO ATG | Continuous Automatic Tank Gauge |  | Automatic flow restrictor (MLLD) | Automatic flow restrictor (MLLD) |  |  | MANIFOLDED | Other |  | UST Currently In Use: 4; UST Temp Close: 0; AST Currently In Use: 0; AST Temp Closed: 0 | 4 | 0 | 3 | 15201-103-013500 | VULCAN OIL COMPANY INC.
46672 | Currently in Use |  | 1996-07-15 |  | Petroleum | Premium gasoline | Premium gasoline | Retail | Fiberglass reinforced plastic | Double Wall |  |  | Flexible |  |  | Catchment Basin | Flow Rest 90% Full | Automatic shutoff device At 95% full | Interstitial Monitoring within Secondary Containment | SENSOR TO ATG | Continuous Automatic Tank Gauge | Single walled submersible pump containment sump | Automatic shutoff device (AELLD) | Automatic shutoff device (AELLD) | [5 empty] | UST Currently In Use: 4; UST Temp Close: 0; AST Currently In Use: 0; AST Temp Closed: 0 | 4 | 0 | 3 | 15201-103-013500 | VULCAN OIL COMPANY INC.
46673 | Currently in Use |  | 1996-07-15 |  | Petroleum | On road diesel | On road diesel | Retail | Double Wall | Double Wall |  |  | Flexible | APT |  | Catchment Basin | Automatic shutoff device At 95% full | Automatic shutoff device At 95% full | Interstitial Monitoring within Secondary Containment | SENSOR TO ATG | Continuous Automatic Tank Gauge | Single walled submersible pump containment sump | Automatic shutoff device (AELLD) | Automatic shutoff device (AELLD) | [5 empty] | UST Currently In Use: 4; UST Temp Close: 0; AST Currently In Use: 0; AST Temp Closed: 0 | 4 | 0 | 3 | 15201-103-013500 | VULCAN OIL COMPANY INC.
46674 | Currently in Use |  | 1992-11-12 |  | Petroleum | Unleaded gasoline | Unleaded gasoline | State/federal government | Fiberglass reinforced plastic | Fiberglass reinforced plastic |  |  | Double Wall |  | 1901-01-01 | Catchment Basin | Audible high level alarm At 90% full | Audible high level alarm At 90% full |  |  | Continuous Automatic Tank Gauge |  | Containment Sump | Automatic flow restrictor (MLLD) |  |  | Annual line testing | Annual line testing |  | UST Currently In Use: 2; UST Temp Close: 0; AST Currently In Use: 0; AST Temp Closed: 0 | 2 | 0 | 6 | 14655-121-002980 | DEPARTMENT OF TRANSPORTATION
46675 | Currently in Use |  | 1992-11-12 |  | Petroleum | On road diesel | On road diesel | State/federal government | Fiberglass reinforced plastic | Fiberglass reinforced plastic |  |  | Double Wall |  | 1901-01-01 | Catchment Basin | Audible high level alarm At 90% full | Audible high level alarm At 90% full |  |  | Continuous Automatic Tank Gauge |  | Automatic shutoff device (AELLD) | Automatic flow restrictor (MLLD) |  |  | Continuous alarm system | Annual line testing |  | UST Currently In Use: 2; UST Temp Close: 0; AST Currently In Use: 0; AST Temp Closed: 0 | 2 | 0 | 6 | 14655-121-002980 | DEPARTMENT OF TRANSPORTATION
46676 | Currently in Use |  | 1996-06-24 |  | Petroleum | Unleaded gasoline | Unleaded gasoline | State/federal government | Double Wall | Double Wall |  |  | Double Wall |  | 1901-01-01 | Catchment Basin | Flow Rest 90% Full | Flow Rest 90% Full | Interstitial Monitoring within Secondary Containment | SENSOR TO ATG | Automatic Tank Gauge | Single walled submersible pump containment sump | Containment Sump | Automatic shutoff device (AELLD) | Interstitial Monitoring within Secondary Containment | SENSOR TO ATG |  |  |  | UST Currently In Use: 2; UST Temp Close: 0; AST Currently In Use: 0; AST Temp Closed: 0 | 2 | 0 | 3 | 14665-043-002991 | DEPARTMENT OF TRANSPORTATION HIGHWAY
46677 | Currently in Use |  | 1996-06-24 |  | Petroleum | On road diesel | On road diesel | State/federal government | Double Wall | Double Wall |  |  | Fiberglass reinforced plastic |  | 1901-01-01 | Catchment Basin | Flow Rest 90% Full | Flow Rest 90% Full | Interstitial Monitoring within Secondary Containment | SENSOR TO ATG | Automatic Tank Gauge | Single walled submersible pump containment sump | Containment Sump | Automatic shutoff device (AELLD) | Interstitial Monitoring within Secondary Containment | SENSOR TO ATG |  |  |  | UST Currently In Use: 2; UST Temp Close: 0; AST Currently In Use: 0; AST Temp Closed: 0 | 2 | 0 | 3 | 14665-043-002991 | DEPARTMENT OF TRANSPORTATION HIGHWAY
46678 | Permanently Closed | 2007-03-07 | 1993-07-01 | 2008-01-02 | Petroleum | Unleaded gasoline | Unleaded gasoline | Retail | Steel | Steel | Coated & cathodic protection (sti-P3) |  | Fiberglass reinforced plastic |  | 1901-01-01 | Catchment Basin | Flow Rest 90% Full | Flow Rest 90% Full |  |  | Statistical Inventory Reconciliation (SIR) | [8 empty] | UST Currently In Use: 0; UST Temp Close: 0; AST Currently In Use: 0; AST Temp Closed: 0 | 0 | 0 | 1 | 20145-017-017748 | JAMES E BROWN
46679 | Currently in Use |  | 1996-09-15 |  | Petroleum | Unleaded gasoline | Unleaded gasoline | Retail | Fiberglass reinforced plastic | Fiberglass reinforced plastic |  |  | Flexible | ENVIRON |  | Catchment Basin | Automatic shutoff device At 95% full | Automatic shutoff device At 95% full |  |  | Continuous Automatic Tank Gauge |  | Automatic shutoff device (AELLD) | Automatic shutoff device (AELLD) | [5 empty] | UST Currently In Use: 2; UST Temp Close: 0; AST Currently In Use: 0; AST Temp Closed: 0 | 2 | 0 | 3 | 25812-115-007762 | SALIM CHARANIA
46680 | Currently in Use |  | 1996-09-15 |  | Petroleum | Premium gasoline | Premium gasoline | Retail | Fiberglass reinforced plastic | Fiberglass reinforced plastic |  |  | Flexible | ENVIRON |  | Catchment Basin | Automatic shutoff device At 95% full | Automatic shutoff device At 95% full |  |  | Continuous Automatic Tank Gauge |  | Automatic shutoff device (AELLD) | Automatic shutoff device (AELLD) | [5 empty] | UST Currently In Use: 2; UST Temp Close: 0; AST Currently In Use: 0; AST Temp Closed: 0 | 2 | 0 | 3 | 25812-115-007762 | SALIM CHARANIA
46681 | Currently in Use |  | 1996-09-10 |  | Petroleum | Unleaded gasoline | Unleaded gasoline | Retail | Steel | Steel | Coated & cathodic protection (sti-P3) |  | Fiberglass reinforced plastic |  |  | Catchment Basin | Automatic shutoff device At 95% full | Automatic shutoff device At 95% full |  |  | Continuous Automatic Tank Gauge |  | Containment Sump | Automatic flow restrictor (MLLD) |  |  | Annual line testing | Annual line testing |  | UST Currently In Use: 3; UST Temp Close: 0; AST Currently In Use: 0; AST Temp Closed: 0 | 3 | 0 | 0 | 23391-055-017750 | GSBS INCORPORATED
46682 | Currently in Use |  | 1996-09-10 |  | Petroleum | Unleaded gasoline | Unleaded gasoline | Retail | Steel | Steel | Coated & cathodic protection (sti-P3) |  | Fiberglass reinforced plastic |  |  | Catchment Basin | Automatic shutoff device At 95% full | Automatic shutoff device At 95% full |  |  | Continuous Automatic Tank Gauge |  | Containment Sump | Automatic flow restrictor (MLLD) |  |  | Annual line testing | Annual line testing |  | UST Currently In Use: 3; UST Temp Close: 0; AST Currently In Use: 0; AST Temp Closed: 0 | 3 | 0 | 0 | 23391-055-017750 | GSBS INCORPORATED
46683 | Currently in Use |  | 1996-09-10 |  | Petroleum | On road diesel | On road diesel | Retail | Steel | Steel | Coated & cathodic protection (sti-P3) |  | Fiberglass reinforced plastic |  |  | Catchment Basin | Automatic shutoff device At 95% full | Automatic shutoff device At 95% full |  |  | Continuous Automatic Tank Gauge | [8 empty] | UST Currently In Use: 3; UST Temp Close: 0; AST Currently In Use: 0; AST Temp Closed: 0 | 3 | 0 | 0 | 23391-055-017750 | GSBS INCORPORATED
46684 | Permanently Closed | 2006-06-27 | 1996-09-18 | 2006-06-27 | Petroleum | On road diesel | On road diesel | Retail | Steel | Steel | Coated & cathodic protection (sti-P3) |  | Fiberglass reinforced plastic |  |  | Catchment Basin | Automatic shutoff device At 95% full | Automatic shutoff device At 95% full | Interstitial Monitoring within Secondary Containment | [7 empty] | Annual line testing | Annual line testing |  | UST Currently In Use: 3; UST Temp Close: 0; AST Currently In Use: 0; AST Temp Closed: 0 | 3 | 0 | 1 | 13929-003-017592 | PRINCE OIL COMPANY, INC.
46685 | Currently in Use |  | 1996-09-04 |  | Petroleum | Unleaded gasoline | Unleaded gasoline | Retail | Double Wall | Double Wall | Coated & cathodic protection (sti-P3) |  | Fiberglass reinforced plastic |  |  | Catchment Basin | Flow Rest 90% Full | Flow Rest 90% Full |  | SENSOR TO ATG | Continuous Automatic Tank Gauge |  | Automatic flow restrictor (MLLD) | Automatic flow restrictor (MLLD) |  | SENSOR TO ATG | Annual line testing | Annual line testing |  | UST Currently In Use: 2; UST Temp Close: 0; AST Currently In Use: 0; AST Temp Closed: 0 | 2 | 0 | 0 | 13929-003-017752 | PRINCE OIL COMPANY, INC.
46686 | Currently in Use |  | 1996-09-04 |  | Petroleum | Mid-grade gasoline | Mid-grade gasoline | Retail | Steel | Double Wall | Coated & cathodic protection (sti-P3) |  | Double Wall |  |  | Catchment Basin | Flow Rest 90% Full | Flow Rest 90% Full |  | SENSOR TO ATG | Continuous Automatic Tank Gauge |  | Containment Sump | Automatic flow restrictor (MLLD) |  | SENSOR TO ATG | Continuous alarm system | Annual line testing |  | UST Currently In Use: 2; UST Temp Close: 0; AST Currently In Use: 0; AST Temp Closed: 0 | 2 | 0 | 0 | 13929-003-017752 | PRINCE OIL COMPANY, INC.
46687 | Currently in Use |  | 1996-07-02 |  | Petroleum | On road diesel | On road diesel | Emergency power generator | Double Wall | Double Wall |  |  | Fiberglass reinforced plastic |  | 1901-01-01 | Double walled catchment basin | Automatic shutoff device At 95% full | Audible high level alarm At 90% full | Interstitial Monitoring within Secondary Containment | SENSOR TO ATG | Automatic Tank Gauge | [8 empty] | UST Currently In Use: 1; UST Temp Close: 0; AST Currently In Use: 0; AST Temp Closed: 0 | 1 | 0 | 1 | 14462-073-012051 | BELLSOUTH TELECOMM. DBA AT&T ALA.
46688 | Currently in Use |  | 1996-07-01 |  | Petroleum | Unleaded gasoline | Unleaded gasoline | Retail | Fiberglass reinforced plastic | Double Wall |  |  | Fiberglass reinforced plastic | OPW | 1901-01-01 | Catchment Basin | Flow Rest 90% Full | Flow Rest 90% Full |  |  | Continuous Automatic Tank Gauge |  | Automatic shutoff device (AELLD) | Automatic shutoff device (AELLD) |  |  | Automatic electronic line leak detector (AELLD) | Automatic electronic line leak detector (AELLD) |  | UST Currently In Use: 2; UST Temp Close: 0; AST Currently In Use: 0; AST Temp Closed: 0 | 2 | 0 | 0 | 13526-073-017753 | MOORE OIL COMPANY, INC.
46689 | Currently in Use |  | 1996-07-01 |  | Petroleum | Premium gasoline | Premium gasoline | Retail | Double Wall | Double Wall |  |  | Fiberglass reinforced plastic |  | 1901-01-01 | Catchment Basin | Flow Rest 90% Full | Flow Rest 90% Full |  |  | Continuous Automatic Tank Gauge |  | Automatic shutoff device (AELLD) | Automatic shutoff device (AELLD) |  |  | Automatic electronic line leak detector (AELLD) | Automatic electronic line leak detector (AELLD) |  | UST Currently In Use: 2; UST Temp Close: 0; AST Currently In Use: 0; AST Temp Closed: 0 | 2 | 0 | 0 | 13526-073-017753 | MOORE OIL COMPANY, INC.
46690 | Currently in Use |  | 1996-06-03 |  | Petroleum | Unleaded gasoline | Unleaded gasoline | Retail | Single Wall | Single Wall | Coated & cathodic protection (sti-P3) |  | Double Wall | APT |  | Catchment Basin | Automatic shutoff device At 95% full | Automatic shutoff device At 95% full |  |  | Continuous Automatic Tank Gauge |  | Automatic shutoff device (AELLD) | Automatic shutoff device (AELLD) | [5 empty] | UST Currently In Use: 2; UST Temp Close: 0; AST Currently In Use: 0; AST Temp Closed: 0 | 2 | 0 | 0 | 13526-073-017754 | MOORE OIL COMPANY, INC.
46691 | Currently in Use |  | 1996-06-03 |  | Petroleum | Premium gasoline | Premium gasoline | Retail | Steel | Single Wall | Coated & cathodic protection (sti-P3) |  | Fiberglass reinforced plastic | APT |  | Catchment Basin | Automatic shutoff device At 95% full | Automatic shutoff device At 95% full |  |  | Continuous Automatic Tank Gauge |  | Automatic shutoff device (AELLD) | Automatic shutoff device (AELLD) | [5 empty] | UST Currently In Use: 2; UST Temp Close: 0; AST Currently In Use: 0; AST Temp Closed: 0 | 2 | 0 | 0 | 13526-073-017754 | MOORE OIL COMPANY, INC.
46692 | Currently in Use |  | 1996-10-01 |  | Petroleum | Unleaded gasoline | Unleaded gasoline | Retail | Fiberglass reinforced plastic | Fiberglass reinforced plastic |  |  | Fiberglass reinforced plastic |  |  | Catchment Basin | Flow Rest 90% Full | Flow Rest 90% Full |  |  | Automatic Tank Gauge | Single walled submersible pump containment sump | Automatic flow restrictor (MLLD) | Automatic flow restrictor (MLLD) |  | SENSOR TO ATG | Annual line testing | Annual line testing |  | UST Currently In Use: 3; UST Temp Close: 0; AST Currently In Use: 0; AST Temp Closed: 0 | 3 | 0 | 4 | 23372-093-006360 | MIDSTATES PETROLEUM COMPANY
46693 | Currently in Use |  | 1996-10-01 |  | Petroleum | Premium gasoline | Premium gasoline | Retail | Single Wall | Fiberglass reinforced plastic |  |  | Double Wall |  |  | Catchment Basin | Flow Rest 90% Full | Flow Rest 90% Full |  |  | Automatic Tank Gauge | Single walled submersible pump containment sump | Automatic flow restrictor (MLLD) | Automatic flow restrictor (MLLD) |  | SENSOR TO ATG | Annual line testing | Annual line testing |  | UST Currently In Use: 3; UST Temp Close: 0; AST Currently In Use: 0; AST Temp Closed: 0 | 3 | 0 | 4 | 23372-093-006360 | MIDSTATES PETROLEUM COMPANY
46694 | Currently in Use |  | 1996-10-01 |  | Petroleum | On road diesel | On road diesel | Retail | Fiberglass reinforced plastic | Fiberglass reinforced plastic |  |  | Fiberglass reinforced plastic |  |  | Catchment Basin | Flow Rest 90% Full | Flow Rest 90% Full |  |  | Automatic Tank Gauge | Single walled submersible pump containment sump | Automatic flow restrictor (MLLD) | Automatic flow restrictor (MLLD) |  | SENSOR TO ATG | Annual line testing | Annual line testing |  | UST Currently In Use: 3; UST Temp Close: 0; AST Currently In Use: 0; AST Temp Closed: 0 | 3 | 0 | 4 | 23372-093-006360 | MIDSTATES PETROLEUM COMPANY
46695 | Currently in Use |  | 1996-10-23 |  | Petroleum | Unleaded gasoline | Unleaded gasoline | Retail | Fiberglass coated steel | Fiberglass coated steel |  |  | Flexible |  | 1901-01-01 | Catchment Basin | Flow Rest 90% Full | Flow Rest 90% Full |  |  | Continuous Automatic Tank Gauge |  | Automatic flow restrictor (MLLD) | Automatic flow restrictor (MLLD) |  |  | Annual line testing | Annual line testing |  | UST Currently In Use: 2; UST Temp Close: 0; AST Currently In Use: 0; AST Temp Closed: 0 | 2 | 0 | 2 | 23943-073-002312 | MILSTEAD QUICK STOP LLC
46696 | Currently in Use |  | 1996-10-23 |  | Petroleum | Unleaded gasoline | Unleaded gasoline | Retail | Fiberglass coated steel | Fiberglass coated steel |  |  | Double Wall |  | 1901-01-01 | Catchment Basin | Flow Rest 90% Full | Flow Rest 90% Full |  |  | Continuous Automatic Tank Gauge |  | Automatic flow restrictor (MLLD) | Automatic flow restrictor (MLLD) |  |  | Annual line testing | Annual line testing |  | UST Currently In Use: 2; UST Temp Close: 0; AST Currently In Use: 0; AST Temp Closed: 0 | 2 | 0 | 2 | 23943-073-002312 | MILSTEAD QUICK STOP LLC
46697 | Currently in Use |  | 1996-02-19 |  | Petroleum | Unleaded gasoline | Unleaded gasoline | Retail | Double Wall | Double Wall | Coated & cathodic protection (sti-P3) |  | Double Wall | APT | 2008-07-30 | Catchment Basin | Automatic shutoff device At 95% full | Automatic shutoff device At 95% full | Interstitial Monitoring within Secondary Containment |  |  |  | Containment Sump | Automatic flow restrictor (MLLD) | Interstitial Monitoring within Secondary Containment | SENSOR TO ATG | Continuous alarm system | Continuous alarm system |  | UST Currently In Use: 3; UST Temp Close: 0; AST Currently In Use: 0; AST Temp Closed: 0 | 3 | 0 | 0 | 23413-073-017755 | CIRCLE K STORES, INC.
46698 | Currently in Use |  | 1996-02-19 |  | Petroleum | Premium gasoline | Premium gasoline | Retail | Steel | Double Wall | Coated & cathodic protection (sti-P3) |  | XP | APT | 2008-07-30 | Catchment Basin | Automatic shutoff device At 95% full | Automatic shutoff device At 95% full | Interstitial Monitoring within Secondary Containment |  |  |  | Automatic flow restrictor (MLLD) | Automatic flow restrictor (MLLD) | Interstitial Monitoring within Secondary Containment | SENSOR TO ATG | Continuous alarm system | Continuous alarm system |  | UST Currently In Use: 3; UST Temp Close: 0; AST Currently In Use: 0; AST Temp Closed: 0 | 3 | 0 | 0 | 23413-073-017755 | CIRCLE K STORES, INC.
46699 | Currently in Use |  | 1996-02-19 |  | Petroleum | On road diesel | On road diesel | Retail | Double Wall | Double Wall | Coated & cathodic protection (sti-P3) |  | Double Wall | APT | 2008-07-30 | Catchment Basin | Automatic shutoff device At 95% full | Automatic shutoff device At 95% full | Interstitial Monitoring within Secondary Containment |  |  |  | Containment Sump | Automatic flow restrictor (MLLD) | Interstitial Monitoring within Secondary Containment | SENSOR TO ATG | Continuous alarm system | Continuous alarm system |  | UST Currently In Use: 3; UST Temp Close: 0; AST Currently In Use: 0; AST Temp Closed: 0 | 3 | 0 | 0 | 23413-073-017755 | CIRCLE K STORES, INC.
46700 | Currently in Use |  | 1996-05-01 |  | Petroleum | Unleaded gasoline | Unleaded gasoline | Retail | Fiberglass reinforced plastic | Fiberglass reinforced plastic |  |  | Fiberglass reinforced plastic |  | 1901-01-01 | Catchment Basin | Flow Rest 90% Full | Flow Rest 90% Full |  |  | Automatic Tank Gauge |  | Containment Sump | Automatic flow restrictor (MLLD) |  |  | Annual line testing | Annual line testing |  | UST Currently In Use: 2; UST Temp Close: 0; AST Currently In Use: 4; AST Temp Closed: 0 | 2 | 0 | 0 | 22953-115-017756 | JOHNNY THOMAS
46701 | Currently in Use |  | 1996-05-01 |  | Petroleum | Premium gasoline | Premium gasoline | Retail | Fiberglass reinforced plastic | Fiberglass reinforced plastic |  |  | Double Wall |  | 1901-01-01 | Catchment Basin | Flow Rest 90% Full | Flow Rest 90% Full |  |  | Automatic Tank Gauge |  | Automatic flow restrictor (MLLD) | Automatic flow restrictor (MLLD) |  |  | Annual line testing | Annual line testing |  | UST Currently In Use: 2; UST Temp Close: 0; AST Currently In Use: 4; AST Temp Closed: 0 | 2 | 0 | 0 | 22953-115-017756 | JOHNNY THOMAS
46702 | Currently in Use |  | 1996-08-07 |  | Petroleum | Unleaded gasoline | Unleaded gasoline | Retail | 10K-R/5K-P | Steel | Coated & cathodic protection (sti-P3) |  | Fiberglass reinforced plastic |  |  | Catchment Basin | Flow Rest 90% Full | Flow Rest 90% Full |  |  | Automatic Tank Gauge |  | Containment Sump | Automatic flow restrictor (MLLD) |  | SENSOR TO ATG | Annual line testing | Annual line testing |  | UST Currently In Use: 2; UST Temp Close: 0; AST Currently In Use: 0; AST Temp Closed: 0 | 2 | 0 | 0 | 25564-111-017757 | SHIV II DBA HOMETOWN MARKETS
46703 | Currently in Use |  | 1996-08-07 |  | Petroleum | On road diesel | On road diesel | Retail | Steel | Steel | Coated & cathodic protection (sti-P3) |  | Fiberglass reinforced plastic |  |  | Catchment Basin | Flow Rest 90% Full | Flow Rest 90% Full |  |  | Automatic Tank Gauge |  | Automatic flow restrictor (MLLD) | Automatic flow restrictor (MLLD) |  | SENSOR TO ATG | Annual line testing | Annual line testing |  | UST Currently In Use: 2; UST Temp Close: 0; AST Currently In Use: 0; AST Temp Closed: 0 | 2 | 0 | 0 | 25564-111-017757 | SHIV II DBA HOMETOWN MARKETS
46704 | Currently in Use |  | 1996-10-01 |  | Petroleum | Premium gasoline | Premium gasoline | Retail | Fiberglass reinforced plastic | Double Wall |  |  | Fiberglass reinforced plastic |  | 1901-01-01 | Catchment Basin | Automatic shutoff device At 95% full | Automatic shutoff device At 95% full |  |  | Continuous Automatic Tank Gauge | Single walled submersible pump containment sump | Automatic shutoff device (AELLD) | Automatic shutoff device (AELLD) | [5 empty] | UST Currently In Use: 3; UST Temp Close: 0; AST Currently In Use: 0; AST Temp Closed: 0 | 3 | 0 | 0 | 22285-009-017724 | HIGH TIDE OIL COMPANY, INC.
46705 | Currently in Use |  | 1996-07-01 |  | Petroleum | Unleaded gasoline | Unleaded gasoline | Retail | Fiberglass reinforced plastic | Fiberglass reinforced plastic |  |  | Double Wall |  | 1901-01-01 | Catchment Basin | Automatic shutoff device At 95% full | Automatic shutoff device At 95% full |  |  | Continuous Automatic Tank Gauge |  | Containment Sump | Automatic flow restrictor (MLLD) |  |  | Annual line testing | Annual line testing |  | UST Currently In Use: 3; UST Temp Close: 0; AST Currently In Use: 0; AST Temp Closed: 0 | 3 | 0 | 0 | 15476-081-017758 | YOUNG OIL INC
46706 | Currently in Use |  | 1996-07-01 |  | Petroleum | Premium gasoline | Premium gasoline | Retail | Fiberglass reinforced plastic | Fiberglass reinforced plastic |  |  | Fiberglass reinforced plastic |  | 1901-01-01 | Catchment Basin | Automatic shutoff device At 95% full | Automatic shutoff device At 95% full |  |  | Continuous Automatic Tank Gauge |  | Containment Sump | Automatic flow restrictor (MLLD) |  |  | Annual line testing | Annual line testing |  | UST Currently In Use: 3; UST Temp Close: 0; AST Currently In Use: 0; AST Temp Closed: 0 | 3 | 0 | 0 | 15476-081-017758 | YOUNG OIL INC
46707 | Currently in Use |  | 1996-07-01 |  | Petroleum | On road diesel | On road diesel | Retail | Fiberglass reinforced plastic | Fiberglass reinforced plastic |  |  | Double Wall |  | 1901-01-01 | Catchment Basin | Automatic shutoff device At 95% full | Automatic shutoff device At 95% full |  |  | Continuous Automatic Tank Gauge |  | Containment Sump | Automatic flow restrictor (MLLD) |  |  | Annual line testing | Annual line testing |  | UST Currently In Use: 3; UST Temp Close: 0; AST Currently In Use: 0; AST Temp Closed: 0 | 3 | 0 | 0 | 15476-081-017758 | YOUNG OIL INC
46708 | Permanently Closed | 1999-12-01 | 1992-10-01 | 2002-04-17 | Petroleum | Unleaded gasoline | Unleaded gasoline | Retail | Steel | Steel | Coated & cathodic protection (sti-P3) |  | Fiberglass reinforced plastic |  | 1901-01-01 | Catchment Basin | Flow Rest 90% Full | Flow Rest 90% Full |  |  | Statistical Inventory Reconciliation (SIR) | [5 empty] | Statistical inventory reconciliation (SIR) | Statistical inventory reconciliation (SIR) |  | UST Currently In Use: 0; UST Temp Close: 0; AST Currently In Use: 0; AST Temp Closed: 0 | 0 | 0 | 7 | 15225-117-003478 | W H THOMAS OIL CO INC
46710 | Permanently Closed | 2000-01-01 | 1992-10-01 | 2002-04-17 | Petroleum | Mid-grade gasoline | Mid-grade gasoline | Retail | Steel | Steel | Coated & cathodic protection (sti-P3) |  | Fiberglass reinforced plastic |  | 1901-01-01 | Catchment Basin | Flow Rest 90% Full | Flow Rest 90% Full |  |  | Statistical Inventory Reconciliation (SIR) | [5 empty] | Statistical inventory reconciliation (SIR) | Statistical inventory reconciliation (SIR) |  | UST Currently In Use: 0; UST Temp Close: 0; AST Currently In Use: 0; AST Temp Closed: 0 | 0 | 0 | 7 | 15225-117-003478 | W H THOMAS OIL CO INC
46711 | Permanently Closed | 2000-02-01 | 1992-10-01 | 2002-04-17 | Petroleum | Premium gasoline | Premium gasoline | Retail | Steel | Steel | Coated & cathodic protection (sti-P3) |  | Fiberglass reinforced plastic |  | 1901-01-01 | Catchment Basin | Flow Rest 90% Full | Flow Rest 90% Full |  |  | Statistical Inventory Reconciliation (SIR) | [5 empty] | Statistical inventory reconciliation (SIR) | Statistical inventory reconciliation (SIR) |  | UST Currently In Use: 0; UST Temp Close: 0; AST Currently In Use: 0; AST Temp Closed: 0 | 0 | 0 | 7 | 15225-117-003478 | W H THOMAS OIL CO INC
46712 | Permanently Closed | 1997-06-10 | 1981-08-01 | 1997-06-10 | Petroleum | Kerosene | Kerosene | Retail | Steel | Steel |  | Painted or None | Steel |  | 1901-01-01 |  | Flow Rest 90% Full | Flow Rest 90% Full |  |  | Statistical Inventory Reconciliation (SIR) | [8 empty] | UST Currently In Use: 0; UST Temp Close: 0; AST Currently In Use: 0; AST Temp Closed: 0 | 0 | 0 | 7 | 15225-117-003478 | W H THOMAS OIL CO INC
46713 | Currently in Use |  | 1996-09-15 |  | Petroleum | Mid-grade gasoline | Mid-grade gasoline | Industrial | Steel | Steel | Coated & cathodic protection (sti-P3) |  | Fiberglass reinforced plastic |  |  | Catchment Basin | Automatic shutoff device At 95% full | Automatic shutoff device At 95% full |  |  | Automatic Tank Gauge | [8 empty] | UST Currently In Use: 1; UST Temp Close: 0; AST Currently In Use: 0; AST Temp Closed: 0 | 1 | 0 | 0 | 20916-125-017759 | SUNBELT RENTALS
46714 | Currently in Use |  | 1996-07-23 |  | Petroleum | Unleaded gasoline | Unleaded gasoline | Retail | Fiberglass coated steel | Fiberglass coated steel |  |  | Double Wall |  | 1901-01-01 | Catchment Basin | Flow Rest 90% Full | Flow Rest 90% Full |  |  | Continuous Automatic Tank Gauge |  | Containment Sump | Automatic flow restrictor (MLLD) | Interstitial Monitoring within Secondary Containment | SENSOR TO ATG | Continuous alarm system | Annual line testing |  | UST Currently In Use: 3; UST Temp Close: 0; AST Currently In Use: 0; AST Temp Closed: 0 | 3 | 0 | 5 | 14694-089-003903 | STEVENS OIL COMPANY
46715 | Currently in Use |  | 1996-07-23 |  | Petroleum | Premium gasoline | Premium gasoline | Retail | Fiberglass coated steel | Fiberglass coated steel |  |  | Double Wall |  | 1901-01-01 | Catchment Basin | Flow Rest 90% Full | Flow Rest 90% Full |  |  | Continuous Automatic Tank Gauge |  | Containment Sump | Automatic flow restrictor (MLLD) | Interstitial Monitoring within Secondary Containment | SENSOR TO ATG | Continuous alarm system | Annual line testing |  | UST Currently In Use: 3; UST Temp Close: 0; AST Currently In Use: 0; AST Temp Closed: 0 | 3 | 0 | 5 | 14694-089-003903 | STEVENS OIL COMPANY
46716 | Currently in Use |  | 1996-07-23 |  | Petroleum | On road diesel | On road diesel | Retail | Fiberglass coated steel | Fiberglass coated steel |  |  | Double Wall |  | 1901-01-01 | Catchment Basin | Flow Rest 90% Full | Flow Rest 90% Full |  |  | Continuous Automatic Tank Gauge | [8 empty] | UST Currently In Use: 3; UST Temp Close: 0; AST Currently In Use: 0; AST Temp Closed: 0 | 3 | 0 | 5 | 14694-089-003903 | STEVENS OIL COMPANY
46717 | Currently in Use |  | 1996-10-15 |  | Petroleum | Unleaded gasoline | Unleaded gasoline | Retail | Double Wall | Double Wall | Coated & cathodic protection (sti-P3) |  | Flexible |  |  | Catchment Basin | Automatic shutoff device At 95% full | Automatic shutoff device At 95% full |  |  | Continuous Automatic Tank Gauge |  | Automatic flow restrictor (MLLD) | Automatic flow restrictor (MLLD) |  |  | Annual line testing | Annual line testing |  | UST Currently In Use: 4; UST Temp Close: 0; AST Currently In Use: 0; AST Temp Closed: 0 | 4 | 0 | 0 | 22176-097-017762 | CIRCLE K
46718 | Currently in Use |  | 1996-10-15 |  | Petroleum | On road diesel | On road diesel | Retail | Double Wall | Double Wall | Coated & cathodic protection (sti-P3) |  | Flexible |  |  | Catchment Basin | Automatic shutoff device At 95% full | Automatic shutoff device At 95% full |  |  | Continuous Automatic Tank Gauge |  | Automatic flow restrictor (MLLD) | Automatic flow restrictor (MLLD) |  |  | Annual line testing | Annual line testing |  | UST Currently In Use: 4; UST Temp Close: 0; AST Currently In Use: 0; AST Temp Closed: 0 | 4 | 0 | 0 | 22176-097-017762 | CIRCLE K
46719 | Currently in Use |  | 1996-10-15 |  | Petroleum | Premium gasoline | Premium gasoline | Retail | Steel | Double Wall | Coated & cathodic protection (sti-P3) |  | Double Wall |  |  | Catchment Basin | Automatic shutoff device At 95% full | Automatic shutoff device At 95% full |  |  | Continuous Automatic Tank Gauge |  | Containment Sump | Automatic flow restrictor (MLLD) |  |  | Annual line testing | Annual line testing |  | UST Currently In Use: 4; UST Temp Close: 0; AST Currently In Use: 0; AST Temp Closed: 0 | 4 | 0 | 0 | 22176-097-017762 | CIRCLE K
46720 | Currently in Use |  | 1996-10-15 |  | Petroleum | Other, CONV | Other | Retail | Steel | Double Wall | Coated & cathodic protection (sti-P3) |  | Flexible |  |  | Catchment Basin | Automatic shutoff device At 95% full | Automatic shutoff device At 95% full |  |  | Continuous Automatic Tank Gauge |  | Automatic flow restrictor (MLLD) | Automatic flow restrictor (MLLD) | Interstitial Monitoring within Secondary Containment | SENSOR TO ATG | Continuous alarm system | Annual line testing |  | UST Currently In Use: 4; UST Temp Close: 0; AST Currently In Use: 0; AST Temp Closed: 0 | 4 | 0 | 0 | 22176-097-017762 | CIRCLE K
46721 | Currently in Use |  | 1996-10-28 |  | Petroleum | On road diesel | On road diesel | Retail | Fiberglass reinforced plastic | Fiberglass reinforced plastic |  |  | Double Wall |  |  | Catchment Basin | Automatic shutoff device At 95% full | Automatic shutoff device At 95% full |  |  | Continuous Automatic Tank Gauge |  | Containment Sump | Automatic flow restrictor (MLLD) |  |  | Annual line testing | Annual line testing |  | UST Currently In Use: 3; UST Temp Close: 0; AST Currently In Use: 0; AST Temp Closed: 0 | 3 | 0 | 0 | 24361-003-017635 | DIXIE OAKS INC
46722 | Currently in Use |  | 1996-09-19 |  | Petroleum | Unleaded gasoline | Unleaded gasoline | Retail | Steel | Steel | Coated & cathodic protection (sti-P3) |  | Fiberglass reinforced plastic |  |  | Catchment Basin | Flow Rest 90% Full | Flow Rest 90% Full |  |  | Statistical Inventory Reconciliation (SIR) | [8 empty] | UST Currently In Use: 1; UST Temp Close: 0; AST Currently In Use: 0; AST Temp Closed: 0 | 1 | 0 | 0 | 24518-087-017763 | WALTERS GAS & GRILL LLC
46723 | Temporary Closed | 2003-10-09 | 1996-10-02 |  | Petroleum | Unleaded gasoline | Unleaded gasoline | Retail | Steel | Double Wall | Coated & cathodic protection (sti-P3) |  | Fiberglass reinforced plastic |  |  | Catchment Basin | Flow Rest 90% Full | Flow Rest 90% Full | Interstitial Monitoring within Secondary Containment | [10 empty] | UST Currently In Use: 0; UST Temp Close: 1; AST Currently In Use: 0; AST Temp Closed: 0 | 0 | 1 | 0 | 22854-037-017764 | JACK WALKER AND DAVID MOSELEY
46724 | Currently in Use |  | 1996-06-01 |  | Petroleum | Unleaded gasoline | Unleaded gasoline | Retail | Fiberglass coated steel | Fiberglass coated steel |  |  | Fiberglass reinforced plastic |  | 1901-01-01 | Catchment Basin | Flow Rest 90% Full | Flow Rest 90% Full |  |  | Continuous Automatic Tank Gauge |  | Automatic shutoff device (AELLD) | Automatic shutoff device (AELLD) | Interstitial Monitoring within Secondary Containment |  |  |  |  | UST Currently In Use: 4; UST Temp Close: 0; AST Currently In Use: 0; AST Temp Closed: 0 | 4 | 0 | 0 | 12373-123-017765 | HILL PETROLEUM CO INC
46725 | Currently in Use |  | 1996-06-01 |  | Petroleum | Premium gasoline | Premium gasoline | Retail | Fiberglass coated steel | Fiberglass coated steel |  |  | Fiberglass reinforced plastic |  | 1901-01-01 | Catchment Basin | Flow Rest 90% Full | Flow Rest 90% Full |  |  | Continuous Automatic Tank Gauge |  | Automatic shutoff device (AELLD) | Automatic shutoff device (AELLD) | Interstitial Monitoring within Secondary Containment |  |  |  |  | UST Currently In Use: 4; UST Temp Close: 0; AST Currently In Use: 0; AST Temp Closed: 0 | 4 | 0 | 0 | 12373-123-017765 | HILL PETROLEUM CO INC
46726 | Currently in Use |  | 1996-06-01 |  | Petroleum | On road diesel | On road diesel | Retail | Fiberglass coated steel | Fiberglass coated steel |  |  | Fiberglass reinforced plastic |  | 1901-01-01 | Catchment Basin | Flow Rest 90% Full | Flow Rest 90% Full |  |  | Continuous Automatic Tank Gauge | [8 empty] | UST Currently In Use: 4; UST Temp Close: 0; AST Currently In Use: 0; AST Temp Closed: 0 | 4 | 0 | 0 | 12373-123-017765 | HILL PETROLEUM CO INC
46727 | Currently in Use |  | 1996-06-01 |  | Petroleum | On road diesel | On road diesel | Retail | Fiberglass coated steel | Fiberglass coated steel |  |  | Fiberglass reinforced plastic |  | 1901-01-01 | Catchment Basin | Flow Rest 90% Full | Flow Rest 90% Full |  |  | Continuous Automatic Tank Gauge |  | Sump sensor relayed to automatically shut off submersible pump | Automatic shutoff device (AELLD) | Interstitial Monitoring within Secondary Containment |  |  |  |  | UST Currently In Use: 4; UST Temp Close: 0; AST Currently In Use: 0; AST Temp Closed: 0 | 4 | 0 | 0 | 12373-123-017765 | HILL PETROLEUM CO INC
46728 | Permanently Closed | 2004-02-28 | 1996-09-16 | 2004-09-09 | Petroleum | Unleaded gasoline | Unleaded gasoline | Retail | Fiberglass reinforced plastic | Fiberglass reinforced plastic |  |  | Flexible |  | 1901-01-01 | Catchment Basin | Flow Rest 90% Full | Flow Rest 90% Full | Interstitial Monitoring within Secondary Containment |  | Automatic Tank Gauge |  |  |  | Interstitial Monitoring within Secondary Containment |  | Continuous alarm system | Continuous alarm system |  | UST Currently In Use: 0; UST Temp Close: 0; AST Currently In Use: 1; AST Temp Closed: 0 | 0 | 0 | 6 | 19101-097-001080 | VASILIOS SIMPSIRIDIS
46729 | Permanently Closed | 2004-02-28 | 1996-09-16 | 2004-09-09 | Petroleum | Mid-grade gasoline | Mid-grade gasoline | Retail | Fiberglass reinforced plastic | Fiberglass reinforced plastic |  |  | Flexible |  | 1901-01-01 | Catchment Basin | Flow Rest 90% Full | Flow Rest 90% Full | Interstitial Monitoring within Secondary Containment |  | Automatic Tank Gauge |  |  |  | Interstitial Monitoring within Secondary Containment |  | Continuous alarm system | Continuous alarm system |  | UST Currently In Use: 0; UST Temp Close: 0; AST Currently In Use: 1; AST Temp Closed: 0 | 0 | 0 | 6 | 19101-097-001080 | VASILIOS SIMPSIRIDIS
46730 | Permanently Closed | 2004-02-28 | 1996-09-16 | 2004-09-09 | Petroleum | Premium gasoline | Premium gasoline | Retail | Fiberglass reinforced plastic | Fiberglass reinforced plastic |  |  | Flexible |  | 1901-01-01 | Catchment Basin | Flow Rest 90% Full | Flow Rest 90% Full | Interstitial Monitoring within Secondary Containment |  | Automatic Tank Gauge |  |  |  | Interstitial Monitoring within Secondary Containment |  | Continuous alarm system | Continuous alarm system |  | UST Currently In Use: 0; UST Temp Close: 0; AST Currently In Use: 1; AST Temp Closed: 0 | 0 | 0 | 6 | 19101-097-001080 | VASILIOS SIMPSIRIDIS
46731 | Permanently Closed | 2018-08-01 | 1996-10-01 |  | Petroleum | Unleaded gasoline | Unleaded gasoline | Retail | Fiberglass coated steel | Fiberglass coated steel |  |  | ENVIROFLEX |  | 1901-01-01 | Catchment Basin | Flow Rest 90% Full | Flow Rest 90% Full |  |  | Statistical Inventory Reconciliation (SIR) |  | Automatic flow restrictor (MLLD) | Automatic flow restrictor (MLLD) |  |  | Statistical inventory reconciliation (SIR) | Statistical inventory reconciliation (SIR) |  | UST Currently In Use: 0; UST Temp Close: 0; AST Currently In Use: 0; AST Temp Closed: 0 | 0 | 0 | 7 | 22257-107-013566 | W.W. HALL EST. LLC
46732 | Permanently Closed | 2018-08-01 | 1996-10-01 |  | Petroleum | On road diesel | On road diesel | Retail | Fiberglass coated steel | Fiberglass coated steel |  |  | ENVIROFLEX |  | 1901-01-01 | Catchment Basin | Flow Rest 90% Full | Flow Rest 90% Full |  |  | Statistical Inventory Reconciliation (SIR) |  | Automatic flow restrictor (MLLD) | Automatic flow restrictor (MLLD) |  |  | Statistical inventory reconciliation (SIR) | Statistical inventory reconciliation (SIR) |  | UST Currently In Use: 0; UST Temp Close: 0; AST Currently In Use: 0; AST Temp Closed: 0 | 0 | 0 | 7 | 22257-107-013566 | W.W. HALL EST. LLC
46734 | Currently in Use |  | 1996-11-01 |  | Petroleum | Unleaded gasoline | Unleaded gasoline | Retail | 8R/4P | Double Wall | Coated & cathodic protection (sti-P3) |  | Fiberglass reinforced plastic |  |  | Catchment Basin | Flow Rest 90% Full | Flow Rest 90% Full |  |  | Continuous Automatic Tank Gauge |  | Containment Sump | Automatic flow restrictor (MLLD) |  |  | Annual line testing | Annual line testing |  | UST Currently In Use: 1; UST Temp Close: 0; AST Currently In Use: 1; AST Temp Closed: 0 | 1 | 0 | 5 | 21720-115-013647 | DJG, INC
46735 | Currently in Use |  | 1996-10-14 |  | Petroleum | Unleaded gasoline | Unleaded gasoline | Retail | Fiberglass coated steel | Fiberglass coated steel |  |  | Fiberglass reinforced plastic |  | 1901-01-01 | Catchment Basin | Automatic shutoff device At 95% full | Automatic shutoff device At 95% full |  |  | Continuous Automatic Tank Gauge |  | Containment Sump | Automatic flow restrictor (MLLD) |  |  | Annual line testing | Annual line testing |  | UST Currently In Use: 4; UST Temp Close: 0; AST Currently In Use: 0; AST Temp Closed: 0 | 4 | 0 | 4 | 10748-119-007730 | BURNS AND BURNS, INC.
46737 | Currently in Use |  | 1996-10-14 |  | Petroleum | Other, CONV | Other | Retail | Fiberglass coated steel | Fiberglass coated steel |  |  | Double Wall |  | 1901-01-01 | Catchment Basin | Automatic shutoff device At 95% full | Automatic shutoff device At 95% full |  |  | Continuous Automatic Tank Gauge |  | Containment Sump | Automatic flow restrictor (MLLD) |  |  | Other | Annual line testing |  | UST Currently In Use: 4; UST Temp Close: 0; AST Currently In Use: 0; AST Temp Closed: 0 | 4 | 0 | 4 | 10748-119-007730 | BURNS AND BURNS, INC.
46738 | Currently in Use |  | 1995-08-15 |  | Petroleum | Unleaded gasoline | Unleaded gasoline | Bulk facility | Steel | Steel | Coated & cathodic protection (sti-P3) |  | Fiberglass reinforced plastic |  |  | Catchment Basin | Automatic shutoff device At 95% full | Automatic shutoff device At 95% full |  |  | Continuous Automatic Tank Gauge | [8 empty] | UST Currently In Use: 2; UST Temp Close: 0; AST Currently In Use: 0; AST Temp Closed: 0 | 2 | 0 | 0 | 10125-117-017768 | SPIRE ALABAMA INC.
46739 | Currently in Use |  | 1995-08-15 |  | Petroleum | On road diesel | On road diesel | Bulk facility | Steel | Steel | Coated & cathodic protection (sti-P3) |  | Fiberglass reinforced plastic |  |  | Catchment Basin | Automatic shutoff device At 95% full | Automatic shutoff device At 95% full |  |  | Continuous Automatic Tank Gauge | [8 empty] | UST Currently In Use: 2; UST Temp Close: 0; AST Currently In Use: 0; AST Temp Closed: 0 | 2 | 0 | 0 | 10125-117-017768 | SPIRE ALABAMA INC.
46740 | Currently in Use |  | 1996-04-01 |  | Petroleum | Unleaded gasoline | Unleaded gasoline | Retail | Steel | Steel | Coated & cathodic protection (sti-P3) |  | Fiberglass reinforced plastic |  |  | Catchment Basin | Flow Rest 90% Full | Flow Rest 90% Full |  |  | Continuous Automatic Tank Gauge |  | Containment Sump | Automatic flow restrictor (MLLD) |  |  | Annual line testing | Annual line testing |  | UST Currently In Use: 2; UST Temp Close: 0; AST Currently In Use: 0; AST Temp Closed: 0 | 2 | 0 | 3 | 24857-097-007173 | ABHISEK RAJPUT -OLD SHELL C- STORE
46741 | Currently in Use |  | 1996-04-01 |  | Petroleum | Premium gasoline | Premium gasoline | Retail | Steel | Steel | Coated & cathodic protection (sti-P3) |  | Fiberglass reinforced plastic |  |  | Catchment Basin | Flow Rest 90% Full | Flow Rest 90% Full |  |  | Automatic Tank Gauge |  | Automatic flow restrictor (MLLD) | Automatic flow restrictor (MLLD) |  |  | Annual line testing | Annual line testing |  | UST Currently In Use: 2; UST Temp Close: 0; AST Currently In Use: 0; AST Temp Closed: 0 | 2 | 0 | 3 | 24857-097-007173 | ABHISEK RAJPUT -OLD SHELL C- STORE
46742 | Permanently Closed | 2007-03-01 | 1988-01-01 | 2016-03-05 | Petroleum | On road diesel | On road diesel | Retail | Single Wall | Single Wall | Coated & cathodic protection (sti-P3) |  | Flexible |  | 2001-02-01 | Catchment Basin | Flow Rest 90% Full | Flow Rest 90% Full |  |  | Statistical Inventory Reconciliation (SIR) | [8 empty] | UST Currently In Use: 0; UST Temp Close: 0; AST Currently In Use: 0; AST Temp Closed: 0 | 0 | 0 | 4 | 24864-103-014450 | ROGER FARROW
46743 | Currently in Use |  | 1996-10-16 |  | Petroleum | Unleaded gasoline | Unleaded gasoline | Retail | PLASTEEL | Fiberglass coated steel |  |  | APTFLEX |  | 1901-01-01 | Catchment Basin | Flow Rest 90% Full | Flow Rest 90% Full |  |  | Continuous Automatic Tank Gauge |  | Automatic flow restrictor (MLLD) | Automatic flow restrictor (MLLD) |  |  | Annual line testing | Annual line testing |  | UST Currently In Use: 2; UST Temp Close: 0; AST Currently In Use: 0; AST Temp Closed: 0 | 2 | 0 | 3 | 23926-097-007147 | DAVIS MINUTE MART
46744 | Currently in Use |  | 1996-10-16 |  | Petroleum | Mid-grade gasoline | Mid-grade gasoline | Retail | Fiberglass coated steel | Fiberglass coated steel |  |  | Flexible |  | 1901-01-01 | Catchment Basin | Flow Rest 90% Full | Flow Rest 90% Full |  |  | Continuous Automatic Tank Gauge |  | Containment Sump | Automatic flow restrictor (MLLD) |  |  | Annual line testing | Annual line testing |  | UST Currently In Use: 2; UST Temp Close: 0; AST Currently In Use: 0; AST Temp Closed: 0 | 2 | 0 | 3 | 23926-097-007147 | DAVIS MINUTE MART
46746 | Temporary Closed | 2003-05-01 | 1996-08-13 |  | Petroleum | Unleaded gasoline | Unleaded gasoline | Retail | Fiberglass coated steel | Fiberglass coated steel |  |  | Fiberglass reinforced plastic |  | 1901-01-01 | Catchment Basin | Flow Rest 90% Full | Flow Rest 90% Full | Interstitial Monitoring within Secondary Containment |  | Automatic Tank Gauge |  | Automatic flow restrictor (MLLD) | Automatic flow restrictor (MLLD) | Interstitial Monitoring within Secondary Containment |  | Continuous alarm system | Annual line testing |  | UST Currently In Use: 0; UST Temp Close: 3; AST Currently In Use: 0; AST Temp Closed: 0 | 0 | 3 | 3 | 25666-117-000142 | JOHNNY W REESE
46747 | Temporary Closed | 2003-05-01 | 1996-08-13 |  | Petroleum | Mid-grade gasoline | Mid-grade gasoline | Retail | Fiberglass coated steel | Fiberglass coated steel |  |  | Double Wall |  | 1901-01-01 | Catchment Basin | Flow Rest 90% Full | Flow Rest 90% Full | Interstitial Monitoring within Secondary Containment |  | Automatic Tank Gauge |  | Automatic flow restrictor (MLLD) | Automatic flow restrictor (MLLD) | Interstitial Monitoring within Secondary Containment |  | Annual line testing | Annual line testing |  | UST Currently In Use: 0; UST Temp Close: 3; AST Currently In Use: 0; AST Temp Closed: 0 | 0 | 3 | 3 | 25666-117-000142 | JOHNNY W REESE
46748 | Temporary Closed | 2003-05-01 | 1996-08-13 |  | Petroleum | Premium gasoline | Premium gasoline | Retail | Fiberglass coated steel | Fiberglass coated steel |  |  | Fiberglass reinforced plastic |  | 1901-01-01 | Catchment Basin | Flow Rest 90% Full | Flow Rest 90% Full | Interstitial Monitoring within Secondary Containment |  | Automatic Tank Gauge |  | Automatic flow restrictor (MLLD) | Automatic flow restrictor (MLLD) | Interstitial Monitoring within Secondary Containment |  | Continuous alarm system | Annual line testing |  | UST Currently In Use: 0; UST Temp Close: 3; AST Currently In Use: 0; AST Temp Closed: 0 | 0 | 3 | 3 | 25666-117-000142 | JOHNNY W REESE
46749 | Permanently Closed | 2006-01-21 | 1996-05-26 | 2019-11-08 | Petroleum | Unleaded gasoline | Unleaded gasoline | Retail | Fiberglass coated steel | Fiberglass coated steel |  |  | Fiberglass reinforced plastic |  | 1901-01-01 | Catchment Basin | Flow Rest 90% Full | Flow Rest 90% Full |  |  | Automatic Tank Gauge |  | Automatic flow restrictor (MLLD) | Automatic flow restrictor (MLLD) |  |  | Annual line testing | Annual line testing |  | UST Currently In Use: 0; UST Temp Close: 0; AST Currently In Use: 0; AST Temp Closed: 0 | 0 | 0 | 5 | 25346-115-017290 | CITY OF ASHVILLE
46750 | Currently in Use |  | 1996-11-11 |  | Petroleum | On road diesel | On road diesel | Emergency Power Generator | Fiberglass reinforced plastic | Double Wall |  |  | Fiberglass reinforced plastic |  | 1901-01-01 | Catchment Basin | Audible high level alarm At 90% full | Audible high level alarm At 90% full | Interstitial Monitoring within Secondary Containment | SENSOR TO ATG | Automatic Tank Gauge |  | Containment Sump | Containment Sump | [5 empty] | UST Currently In Use: 1; UST Temp Close: 0; AST Currently In Use: 0; AST Temp Closed: 0 | 1 | 0 | 3 | 10414-073-010732 | BBH PRINCETON ENGINEERNG
46751 | Currently in Use |  | 1996-11-22 |  | Petroleum | Unleaded gasoline | Unleaded gasoline | Retail | Steel | Steel | Coated & cathodic protection (sti-P3) |  | Fiberglass reinforced plastic |  |  | Catchment Basin | Flow Rest 90% Full | Flow Rest 90% Full |  |  | Automatic Tank Gauge |  | Automatic flow restrictor (MLLD) | Automatic flow restrictor (MLLD) | Interstitial Monitoring within Secondary Containment |  | Statistical inventory reconciliation (SIR) | Continuous alarm system |  | UST Currently In Use: 2; UST Temp Close: 0; AST Currently In Use: 0; AST Temp Closed: 0 | 2 | 0 | 4 | 22176-125-011342 | CIRCLE K
46752 | Currently in Use |  | 1996-11-22 |  | Petroleum | Premium gasoline | Premium gasoline | Retail | Steel | Steel | Coated & cathodic protection (sti-P3) |  | Fiberglass reinforced plastic |  |  | Catchment Basin | Flow Rest 90% Full | Flow Rest 90% Full |  |  | Automatic Tank Gauge |  | Containment Sump | Automatic flow restrictor (MLLD) | Interstitial Monitoring within Secondary Containment |  | Continuous alarm system | Continuous alarm system |  | UST Currently In Use: 2; UST Temp Close: 0; AST Currently In Use: 0; AST Temp Closed: 0 | 2 | 0 | 4 | 22176-125-011342 | CIRCLE K
46753 | Currently in Use |  | 1996-10-01 |  | Petroleum | Premium gasoline | Premium gasoline | Retail | Single Wall | Single Wall | Coated & cathodic protection (sti-P3) |  | Flexible | APT |  | Catchment Basin | Automatic shutoff device At 95% full | Automatic shutoff device At 95% full |  |  | Continuous Automatic Tank Gauge |  | Containment Sump | Automatic flow restrictor (MLLD) |  |  | Annual line testing | Annual line testing |  | UST Currently In Use: 4; UST Temp Close: 0; AST Currently In Use: 0; AST Temp Closed: 0 | 4 | 0 | 0 | 25643-037-017769 | CENTRAL ALABAMA COMMERCIAL PROP. LLC
46754 | Currently in Use |  | 1996-10-01 |  | Petroleum | Mid-grade gasoline | Mid-grade gasoline | Retail | Single Wall | Single Wall | Coated & cathodic protection (sti-P3) |  | Double Wall | APT |  | Catchment Basin | Automatic shutoff device At 95% full | Automatic shutoff device At 95% full |  |  | Continuous Automatic Tank Gauge |  | Automatic flow restrictor (MLLD) | Automatic flow restrictor (MLLD) |  |  | Annual line testing | Annual line testing |  | UST Currently In Use: 4; UST Temp Close: 0; AST Currently In Use: 0; AST Temp Closed: 0 | 4 | 0 | 0 | 25643-037-017769 | CENTRAL ALABAMA COMMERCIAL PROP. LLC
46755 | Currently in Use |  | 1996-10-01 |  | Petroleum | Unleaded gasoline | Unleaded gasoline | Retail | Single Wall | Single Wall | Coated & cathodic protection (sti-P3) |  | Double Wall | APT |  | Catchment Basin | Automatic shutoff device At 95% full | Automatic shutoff device At 95% full |  |  | Continuous Automatic Tank Gauge |  | Automatic flow restrictor (MLLD) | Automatic flow restrictor (MLLD) |  |  | Annual line testing | Annual line testing |  | UST Currently In Use: 4; UST Temp Close: 0; AST Currently In Use: 0; AST Temp Closed: 0 | 4 | 0 | 0 | 25643-037-017769 | CENTRAL ALABAMA COMMERCIAL PROP. LLC
46756 | Currently in Use |  | 1996-10-01 |  | Petroleum | On road diesel | On road diesel | Retail | Steel | Single Wall | Coated & cathodic protection (sti-P3) |  | Double Wall | APT |  | Catchment Basin | Automatic shutoff device At 95% full | Automatic shutoff device At 95% full |  |  | Continuous Automatic Tank Gauge |  | Containment Sump | Automatic flow restrictor (MLLD) |  |  | Annual line testing | Annual line testing |  | UST Currently In Use: 4; UST Temp Close: 0; AST Currently In Use: 0; AST Temp Closed: 0 | 4 | 0 | 0 | 25643-037-017769 | CENTRAL ALABAMA COMMERCIAL PROP. LLC
46757 | Temporary Closed | 2016-05-23 | 1996-10-14 |  | Petroleum | Unleaded gasoline | Unleaded gasoline | Retail | Steel | Steel | Coated & cathodic protection (sti-P3) |  | Fiberglass reinforced plastic |  |  | Catchment Basin | Flow Rest 90% Full | Flow Rest 90% Full |  |  | Automatic Tank Gauge | [8 empty] | UST Currently In Use: 0; UST Temp Close: 1; AST Currently In Use: 0; AST Temp Closed: 0 | 0 | 1 | 0 | 22818-013-017770 | WAYNE OSWALD
46759 | Permanently Closed | 2011-03-20 | 1996-09-15 |  | Petroleum | Unleaded gasoline | Unleaded gasoline | Retail | Steel | Steel | Coated & cathodic protection (sti-P3) |  | Fiberglass reinforced plastic |  |  | Catchment Basin | Flow Rest 90% Full | Flow Rest 90% Full |  |  | Statistical Inventory Reconciliation (SIR) |  | Containment Sump | Containment Sump |  |  | Statistical inventory reconciliation (SIR) | Statistical inventory reconciliation (SIR) |  | UST Currently In Use: 0; UST Temp Close: 0; AST Currently In Use: 0; AST Temp Closed: 0 | 0 | 0 | 5 | 11488-051-006878 | K & K INC
46760 | Currently in Use |  | 1996-08-27 |  | Petroleum | Unleaded gasoline | Unleaded gasoline | Retail | Fiberglass coated steel | Fiberglass coated steel |  |  | Flexible |  | 1901-01-01 | Catchment Basin | Flow Rest 90% Full | Flow Rest 90% Full |  |  | Continuous Automatic Tank Gauge |  | Containment Sump | Automatic shutoff device (AELLD) | [5 empty] | UST Currently In Use: 2; UST Temp Close: 0; AST Currently In Use: 0; AST Temp Closed: 0 | 2 | 0 | 0 | 13786-091-017771 | PARRS, INC.
46761 | Currently in Use |  | 1996-08-27 |  | Petroleum | On road diesel | On road diesel | Retail | Fiberglass coated steel | Fiberglass coated steel |  |  | ENVIRON |  | 1901-01-01 | Catchment Basin | Flow Rest 90% Full | Automatic shutoff device At 95% full |  |  | Continuous Automatic Tank Gauge |  | Automatic shutoff device (AELLD) | Automatic shutoff device (AELLD) | [5 empty] | UST Currently In Use: 2; UST Temp Close: 0; AST Currently In Use: 0; AST Temp Closed: 0 | 2 | 0 | 0 | 13786-091-017771 | PARRS, INC.
46762 | Currently in Use |  | 1995-05-15 |  | Petroleum | Unleaded gasoline | Unleaded gasoline |  | Steel | Steel | Coated & cathodic protection (sti-P3) |  | Fiberglass reinforced plastic |  |  | Catchment Basin | Automatic shutoff device At 95% full | Audible high level alarm At 90% full |  |  | Continuous Automatic Tank Gauge | [8 empty] | UST Currently In Use: 1; UST Temp Close: 0; AST Currently In Use: 0; AST Temp Closed: 0 | 1 | 0 | 0 | 10125-125-017772 | SPIRE ALABAMA INC.
46763 | Temporary Closed | 2014-06-30 | 1996-10-01 |  | Petroleum | Unleaded gasoline | Unleaded gasoline | Industrial | Steel | Steel | Coated & cathodic protection (sti-P3) |  | Fiberglass reinforced plastic |  |  | Catchment Basin | Flow Rest 90% Full | Flow Rest 90% Full |  |  | Statistical Inventory Reconciliation (SIR) | [8 empty] | UST Currently In Use: 0; UST Temp Close: 1; AST Currently In Use: 0; AST Temp Closed: 0 | 0 | 1 | 1 | 25047-101-002591 | PETRANKA CONTRACTING LLC
46764 | Currently in Use |  | 1996-12-03 |  | Petroleum | Unleaded gasoline | Unleaded gasoline | Retail | 13UNL/7P | Fiberglass coated steel |  |  | Flexible | ENVIRON | 1901-01-01 | Catchment Basin | Flow Rest 90% Full | Flow Rest 90% Full |  |  | Statistical Inventory Reconciliation (SIR) |  | Containment Sump | Automatic flow restrictor (MLLD) |  |  | Statistical inventory reconciliation (SIR) | Statistical inventory reconciliation (SIR) |  | UST Currently In Use: 1; UST Temp Close: 0; AST Currently In Use: 0; AST Temp Closed: 0 | 1 | 0 | 0 | 17904-055-017773 | JEFFREY A. BROWN
46765 | Permanently Closed | 2011-05-01 | 1996-10-01 | 2014-12-04 | Petroleum | Unleaded gasoline | Unleaded gasoline | Retail | Single Wall | Single Wall | Coated & cathodic protection (sti-P3) |  | Fiberglass reinforced plastic |  |  | Catchment Basin | Automatic shutoff device At 95% full | Automatic shutoff device At 95% full |  |  | Statistical Inventory Reconciliation (SIR) |  |  |  | Interstitial Monitoring within Secondary Containment |  | Statistical inventory reconciliation (SIR) | Statistical inventory reconciliation (SIR) |  | UST Currently In Use: 0; UST Temp Close: 0; AST Currently In Use: 0; AST Temp Closed: 0 | 0 | 0 | 10 | 24559-043-008863 | GERALD TURNER
46766 | Permanently Closed | 2011-05-01 | 1996-10-01 | 2014-12-04 | Petroleum | Premium gasoline | Premium gasoline | Retail | Steel | Single Wall | Coated & cathodic protection (sti-P3) |  | Fiberglass reinforced plastic |  |  | Catchment Basin | Automatic shutoff device At 95% full | Automatic shutoff device At 95% full |  |  | Statistical Inventory Reconciliation (SIR) |  |  |  | Interstitial Monitoring within Secondary Containment |  | Statistical inventory reconciliation (SIR) | Statistical inventory reconciliation (SIR) |  | UST Currently In Use: 0; UST Temp Close: 0; AST Currently In Use: 0; AST Temp Closed: 0 | 0 | 0 | 10 | 24559-043-008863 | GERALD TURNER
46767 | Currently in Use |  | 1995-09-01 |  | Petroleum | Premium gasoline | Premium gasoline | Retail | Steel | Single Wall | Coated & cathodic protection (sti-P3) |  | Flexible |  |  | Catchment Basin | Automatic shutoff device At 95% full | Automatic shutoff device At 95% full |  |  | Continuous Automatic Tank Gauge |  | Automatic flow restrictor (MLLD) | Automatic flow restrictor (MLLD) |  |  | Annual line testing | Annual line testing |  | UST Currently In Use: 5; UST Temp Close: 0; AST Currently In Use: 0; AST Temp Closed: 0 | 5 | 0 | 0 | 15201-095-005599 | VULCAN OIL COMPANY INC.
46768 | Permanently Closed | 1998-12-21 | 1963-01-01 | 1999-05-12 | Petroleum | Unleaded gasoline | Unleaded gasoline | Bulk facility | Steel | Steel |  |  | Steel |  | 1901-01-01 | [14 empty] | UST Currently In Use: 0; UST Temp Close: 0; AST Currently In Use: 0; AST Temp Closed: 0 | 0 | 0 | 2 | 20179-097-017774 | W R MITCHELL INC
46770 | Permanently Closed | 1998-12-21 | 1963-01-01 | 1999-05-12 | Petroleum | On road diesel | On road diesel | Bulk facility | Steel | Steel |  |  | Steel |  | 1901-01-01 | [14 empty] | UST Currently In Use: 0; UST Temp Close: 0; AST Currently In Use: 0; AST Temp Closed: 0 | 0 | 0 | 2 | 20179-097-017774 | W R MITCHELL INC
46771 | Permanently Closed | 1996-11-09 | 1980-01-01 | 1998-11-09 | Petroleum | Unleaded gasoline | Unleaded gasoline | Industrial | [6 empty] | 1901-01-01 | [14 empty] | UST Currently In Use: 0; UST Temp Close: 0; AST Currently In Use: 2; AST Temp Closed: 0 | 0 | 0 | 1 | 20162-097-017767 | MACKINNON PAPER COMPANY
46772 | Permanently Closed | 2007-04-15 | 1901-01-01 | 2007-11-29 | Petroleum | On road diesel | On road diesel | Retail | Steel | Steel | Field installed cathodic protection |  | Fiberglass reinforced plastic |  | 1901-01-01 | Catchment Basin | Automatic shutoff device At 95% full | Automatic shutoff device At 95% full |  |  | Statistical Inventory Reconciliation (SIR) | [5 empty] | Statistical inventory reconciliation (SIR) | Statistical inventory reconciliation (SIR) |  | UST Currently In Use: 0; UST Temp Close: 0; AST Currently In Use: 0; AST Temp Closed: 0 | 0 | 0 | 4 | 13529-127-006534 | MOORE PETROLEUM COMPANY, INC.
46773 | Temporary Closed | 1995-07-01 | 1970-01-12 |  | Petroleum | Used oil | Used oil | [5 empty] | Other |  | 1901-01-01 | Other | Other | Other |  |  | Manual Tank Gauging (only tanks 1000 gal. or less and 48” or 64” in diameter) | [8 empty] | UST Currently In Use: 0; UST Temp Close: 1; AST Currently In Use: 0; AST Temp Closed: 0 | 0 | 1 | 3 | 14139-073-002462 | ROBERT L SHAW JR C\O PIERCE BROTHERS
46774 | Permanently Closed | 1998-12-22 | 1988-10-01 | 1999-01-20 | Petroleum | On road diesel | On road diesel | Emergency power generator | Fiberglass reinforced plastic | Fiberglass reinforced plastic |  |  |  |  | 1901-01-01 | [5 empty] | Manual Tank Gauging (only tanks 1000 gal. or less and 48” or 64” in diameter) | [8 empty] | UST Currently In Use: 0; UST Temp Close: 0; AST Currently In Use: 0; AST Temp Closed: 0 | 0 | 0 | 1 | 20183-097-017775 | SPRINGDALE MALL/CIGNA PROPERTIES
46775 | Permanently Closed | 1999-11-30 | 1901-01-01 | 1999-11-30 | Petroleum | On road diesel | On road diesel | Industrial | [6 empty] | 1901-01-01 | [11 empty] | Annual line testing | Annual line testing |  | UST Currently In Use: 0; UST Temp Close: 0; AST Currently In Use: 0; AST Temp Closed: 0 | 0 | 0 | 2 | 20184-073-011579 | STONE ELECTRIC
46776 | Currently in Use |  | 1996-11-23 |  | Petroleum | Premium gasoline | Premium gasoline | Retail | Steel | Steel | Coated & cathodic protection (sti-P3) |  | Fiberglass reinforced plastic |  |  | Catchment Basin | Audible high level alarm At 90% full | Audible high level alarm At 90% full |  |  | Continuous Automatic Tank Gauge |  | Automatic flow restrictor (MLLD) | Automatic flow restrictor (MLLD) |  |  | Annual line testing | Annual line testing |  | UST Currently In Use: 3; UST Temp Close: 0; AST Currently In Use: 0; AST Temp Closed: 0 | 3 | 0 | 4 | 22176-001-002998 | CIRCLE K
46777 | Currently in Use |  | 1996-11-23 |  | Petroleum | Mid-grade gasoline | Mid-grade gasoline | Retail | Steel | Steel | Coated & cathodic protection (sti-P3) |  | Fiberglass reinforced plastic |  |  | Catchment Basin | Audible high level alarm At 90% full | Audible high level alarm At 90% full |  |  | Continuous Automatic Tank Gauge |  | Automatic flow restrictor (MLLD) | Automatic flow restrictor (MLLD) |  |  | Annual line testing | Annual line testing |  | UST Currently In Use: 3; UST Temp Close: 0; AST Currently In Use: 0; AST Temp Closed: 0 | 3 | 0 | 4 | 22176-001-002998 | CIRCLE K
46778 | Currently in Use |  | 1996-11-23 |  | Petroleum | Unleaded gasoline | Unleaded gasoline | Retail | Steel | Steel | Coated & cathodic protection (sti-P3) |  | Fiberglass reinforced plastic |  |  | Catchment Basin | Automatic shutoff device At 95% full | Audible high level alarm At 90% full |  |  | Continuous Automatic Tank Gauge |  | Automatic flow restrictor (MLLD) | Automatic flow restrictor (MLLD) |  |  | Annual line testing | Annual line testing |  | UST Currently In Use: 3; UST Temp Close: 0; AST Currently In Use: 0; AST Temp Closed: 0 | 3 | 0 | 4 | 22176-001-002998 | CIRCLE K
46779 | Permanently Closed | 1998-11-03 | 1987-01-18 | 1998-11-03 | Petroleum | On road diesel | On road diesel | Industrial | Steel | Steel | Field installed cathodic protection |  | Steel |  | 1901-01-01 | Catchment Basin | [13 empty] | UST Currently In Use: 0; UST Temp Close: 0; AST Currently In Use: 0; AST Temp Closed: 0 | 0 | 0 | 3 | 21014-073-017778 | HEALTHSOUTH METRO WEST HOSPITAL
46780 | Permanently Closed | 1998-11-03 | 1987-01-18 | 1998-11-03 | Petroleum | On road diesel | On road diesel | Emergency Power Generator | Steel | Steel | Field installed cathodic protection |  | Steel |  | 1901-01-01 | Catchment Basin | [13 empty] | UST Currently In Use: 0; UST Temp Close: 0; AST Currently In Use: 0; AST Temp Closed: 0 | 0 | 0 | 3 | 21014-073-017778 | HEALTHSOUTH METRO WEST HOSPITAL
46781 | Permanently Closed | 1998-09-18 | 1976-01-10 | 1998-09-18 | Petroleum | On road diesel | On road diesel | Farm/Residential tank Less Than 1100 gal (Not Regulated) | Steel | Steel |  |  | Steel |  | 1901-01-01 | [11 empty] | Annual line testing | Annual line testing |  | UST Currently In Use: 0; UST Temp Close: 0; AST Currently In Use: 0; AST Temp Closed: 0 | 0 | 0 | 3 | 20186-117-017777 | RIVERCHASE COUNTRY CLUB
46782 | Permanently Closed | 1998-09-18 | 1976-01-10 | 1998-09-18 | Petroleum | On road diesel | On road diesel | Farm/Residential tank Less Than 1100 gal (Not Regulated) | Steel | Steel |  |  | Steel |  | 1901-01-01 | [11 empty] | Annual line testing | Annual line testing |  | UST Currently In Use: 0; UST Temp Close: 0; AST Currently In Use: 0; AST Temp Closed: 0 | 0 | 0 | 3 | 20186-117-017777 | RIVERCHASE COUNTRY CLUB
46783 | Permanently Closed | 1998-09-18 | 1976-01-10 | 1998-09-18 | Petroleum | Unleaded gasoline | Unleaded gasoline | Farm/Residential tank Less Than 1100 gal (Not Regulated) | Steel | Steel |  |  | Steel |  | 1901-01-01 | [11 empty] | Annual line testing | Annual line testing |  | UST Currently In Use: 0; UST Temp Close: 0; AST Currently In Use: 0; AST Temp Closed: 0 | 0 | 0 | 3 | 20186-117-017777 | RIVERCHASE COUNTRY CLUB
46784 | Permanently Closed | 1998-12-03 | 1988-07-08 | 2000-01-26 | Petroleum | Unleaded gasoline | Unleaded gasoline | Industrial | Steel | Steel |  | Painted or None | Steel |  | 1901-01-01 | [14 empty] | UST Currently In Use: 0; UST Temp Close: 0; AST Currently In Use: 0; AST Temp Closed: 0 | 0 | 0 | 1 | 17712-055-017779 | ETOWAH CO BOARD OF EDUCATION
46785 | Currently in Use |  | 1996-12-11 |  | Petroleum | Unleaded gasoline | Unleaded gasoline | Retail | Double Wall | Double Wall | Coated & cathodic protection (sti-P3) |  | Flexible | ENVIRON | 1996-12-11 | Catchment Basin | Flow Rest 90% Full | Flow Rest 90% Full |  |  | Continuous Automatic Tank Gauge |  | Containment Sump | Automatic flow restrictor (MLLD) |  |  | Annual line testing | Annual line testing |  | UST Currently In Use: 2; UST Temp Close: 0; AST Currently In Use: 0; AST Temp Closed: 0 | 2 | 0 | 0 | 15476-055-017780 | YOUNG OIL INC
46786 | Currently in Use |  | 1996-12-11 |  | Petroleum | Premium gasoline | Premium gasoline | Retail | 8P/4D | Double Wall | Coated & cathodic protection (sti-P3) |  | Double Wall | ENVIRON |  | Catchment Basin | Flow Rest 90% Full | Flow Rest 90% Full |  |  | Continuous Automatic Tank Gauge |  | Automatic flow restrictor (MLLD) | Automatic flow restrictor (MLLD) |  |  | Annual line testing | Annual line testing |  | UST Currently In Use: 2; UST Temp Close: 0; AST Currently In Use: 0; AST Temp Closed: 0 | 2 | 0 | 0 | 15476-055-017780 | YOUNG OIL INC
46787 | Currently in Use |  | 1996-09-03 |  | Petroleum | Unleaded gasoline | Unleaded gasoline | Retail | Fiberglass reinforced plastic | Fiberglass reinforced plastic |  |  | Fiberglass reinforced plastic |  | 1901-01-01 | Catchment Basin | Flow Rest 90% Full | Flow Rest 90% Full |  |  | Automatic Tank Gauge |  | Containment Sump | Automatic flow restrictor (MLLD) |  |  | Annual line testing | Annual line testing |  | UST Currently In Use: 2; UST Temp Close: 0; AST Currently In Use: 0; AST Temp Closed: 0 | 2 | 0 | 0 | 23805-113-017781 | IVEY, INC.
46788 | Currently in Use |  | 1996-09-03 |  | Petroleum | On road diesel | On road diesel | Retail | Fiberglass reinforced plastic | Fiberglass reinforced plastic |  |  | Fiberglass reinforced plastic |  | 1901-01-01 | Catchment Basin | Flow Rest 90% Full | Flow Rest 90% Full |  |  | Automatic Tank Gauge |  | Containment Sump | Automatic flow restrictor (MLLD) |  |  | Annual line testing | Annual line testing |  | UST Currently In Use: 2; UST Temp Close: 0; AST Currently In Use: 0; AST Temp Closed: 0 | 2 | 0 | 0 | 23805-113-017781 | IVEY, INC.
46789 | Permanently Closed | 2002-02-19 | 1989-03-15 | 2003-09-16 | Petroleum | Unleaded gasoline | Unleaded gasoline | Retail | Steel | Steel | Coated & cathodic protection (sti-P3) |  | Fiberglass reinforced plastic |  | 1901-01-01 | Catchment Basin | Automatic shutoff device At 95% full | Automatic shutoff device At 95% full |  |  | Automatic Tank Gauge |  |  |  | Interstitial Monitoring within Secondary Containment |  |  |  |  | UST Currently In Use: 0; UST Temp Close: 0; AST Currently In Use: 0; AST Temp Closed: 0 | 0 | 0 | 3 | 12409-069-017221 | Tim Shirley
46790 | Permanently Closed | 2002-02-19 | 1989-03-15 | 2003-09-16 | Petroleum | Unleaded gasoline | Unleaded gasoline | Retail | Steel | Steel | Coated & cathodic protection (sti-P3) |  | Fiberglass reinforced plastic |  | 1901-01-01 | Catchment Basin | Automatic shutoff device At 95% full | Automatic shutoff device At 95% full |  |  | Automatic Tank Gauge |  |  |  | Interstitial Monitoring within Secondary Containment |  |  |  |  | UST Currently In Use: 0; UST Temp Close: 0; AST Currently In Use: 0; AST Temp Closed: 0 | 0 | 0 | 3 | 12409-069-017221 | Tim Shirley
46791 | Permanently Closed | 2002-02-19 | 1989-03-15 | 2003-09-16 | Petroleum | Unleaded gasoline | Unleaded gasoline | Retail | Steel | Steel | Coated & cathodic protection (sti-P3) |  | Fiberglass reinforced plastic |  | 1901-01-01 | Catchment Basin | Automatic shutoff device At 95% full | Automatic shutoff device At 95% full |  |  | Automatic Tank Gauge |  |  |  | Interstitial Monitoring within Secondary Containment |  |  |  |  | UST Currently In Use: 0; UST Temp Close: 0; AST Currently In Use: 0; AST Temp Closed: 0 | 0 | 0 | 3 | 12409-069-017221 | Tim Shirley
46792 | Temporary Closed | 2004-03-19 | 1996-08-10 |  | Petroleum | Unleaded gasoline | Unleaded gasoline | Retail | Steel | Steel | Coated & cathodic protection (sti-P3) |  | Flexible |  | 1901-01-01 | Catchment Basin | Automatic shutoff device At 95% full | Automatic shutoff device At 95% full |  |  | Automatic Tank Gauge |  | Automatic flow restrictor (MLLD) | Automatic flow restrictor (MLLD) | Interstitial Monitoring within Secondary Containment |  | Annual line testing | Annual line testing |  | UST Currently In Use: 0; UST Temp Close: 2; AST Currently In Use: 0; AST Temp Closed: 0 | 0 | 2 | 0 | 23409-071-017782 | JIM BOATNER
46793 | Temporary Closed | 2004-03-19 | 1996-08-10 |  | Petroleum | Premium gasoline | Premium gasoline | Retail | Steel | Steel | Coated & cathodic protection (sti-P3) |  | Flexible |  | 1901-01-01 | Catchment Basin | Automatic shutoff device At 95% full | Automatic shutoff device At 95% full |  |  | Automatic Tank Gauge |  | Automatic flow restrictor (MLLD) | Automatic flow restrictor (MLLD) | Interstitial Monitoring within Secondary Containment |  | Annual line testing | Annual line testing |  | UST Currently In Use: 0; UST Temp Close: 2; AST Currently In Use: 0; AST Temp Closed: 0 | 0 | 2 | 0 | 23409-071-017782 | JIM BOATNER
46794 | Currently in Use |  | 1996-11-13 |  | Petroleum | Unleaded gasoline | Unleaded gasoline | Retail | Steel | Steel | Coated & cathodic protection (sti-P3) |  | ENVIRON |  |  | Catchment Basin | Flow Rest 90% Full | Flow Rest 90% Full |  |  | Continuous Automatic Tank Gauge |  | Automatic flow restrictor (MLLD) | Automatic flow restrictor (MLLD) | Interstitial Monitoring within Secondary Containment |  | Continuous alarm system | Continuous alarm system |  | UST Currently In Use: 1; UST Temp Close: 0; AST Currently In Use: 0; AST Temp Closed: 0 | 1 | 0 | 2 | 23372-125-008345 | MIDSTATES PETROLEUM COMPANY
46795 | Currently in Use |  | 1994-03-05 |  | Petroleum | Unleaded gasoline | Unleaded gasoline | Retail | Fiberglass reinforced plastic | Double Wall |  |  | Fiberglass reinforced plastic |  | 1901-01-01 | Catchment Basin | Automatic shutoff device At 95% full | Automatic shutoff device At 95% full |  | SENSOR TO ATG | Other |  | Automatic flow restrictor (MLLD) | Automatic flow restrictor (MLLD) |  |  | Other | CITLD |  | UST Currently In Use: 4; UST Temp Close: 0; AST Currently In Use: 0; AST Temp Closed: 0 | 4 | 0 | 0 | 19984-073-017783 | PILOT TRAVEL CENTERS, LLC
46797 | Currently in Use |  | 1994-03-05 |  | Petroleum | Premium gasoline | Premium gasoline | Retail | Double Wall | Double Wall |  |  | Fiberglass reinforced plastic |  | 1901-01-01 | Catchment Basin | Automatic shutoff device At 95% full | Automatic shutoff device At 95% full |  | SENSOR TO ATG | Other |  | Automatic flow restrictor (MLLD) | Automatic flow restrictor (MLLD) |  |  | CITLD | CITLD |  | UST Currently In Use: 4; UST Temp Close: 0; AST Currently In Use: 0; AST Temp Closed: 0 | 4 | 0 | 0 | 19984-073-017783 | PILOT TRAVEL CENTERS, LLC
46798 | Currently in Use |  | 1994-03-05 |  | Petroleum | On road diesel | On road diesel | Retail | Double Wall | Double Wall |  |  | Fiberglass reinforced plastic |  | 1901-01-01 | Catchment Basin | Automatic shutoff device At 95% full | Automatic shutoff device At 95% full |  | SENSOR TO ATG | Other |  | Automatic flow restrictor (MLLD) | Automatic flow restrictor (MLLD) |  |  | WARREN ROG | CITLD |  | UST Currently In Use: 4; UST Temp Close: 0; AST Currently In Use: 0; AST Temp Closed: 0 | 4 | 0 | 0 | 19984-073-017783 | PILOT TRAVEL CENTERS, LLC
46801 | Temporary Closed | 2016-11-01 | 1996-11-04 |  | Petroleum | On road diesel | On road diesel | Industrial | Double Wall | Double Wall |  |  | Fiberglass reinforced plastic |  | 1901-01-01 | Catchment Basin | Flow Rest 90% Full | Flow Rest 90% Full |  |  | Statistical Inventory Reconciliation (SIR) |  | Automatic flow restrictor (MLLD) | Automatic flow restrictor (MLLD) |  |  | Statistical inventory reconciliation (SIR) | Statistical inventory reconciliation (SIR) |  | UST Currently In Use: 0; UST Temp Close: 1; AST Currently In Use: 0; AST Temp Closed: 0 | 0 | 1 | 1 | 25087-073-002363 | WURTH WOOD GROUP INC
46802 | Currently in Use |  | 1996-09-25 |  | Petroleum | On road diesel | On road diesel | Emergency Power Generator | Double Wall | Double Wall |  |  | COPPER |  | 1901-01-01 | Catchment Basin | Audible high level alarm At 90% full | Audible high level alarm At 90% full | Interstitial Monitoring within Secondary Containment | SENSOR TO ATG | Automatic Tank Gauge | Single walled submersible pump containment sump |  |  |  |  | Continuous alarm system | Continuous alarm system |  | UST Currently In Use: 1; UST Temp Close: 0; AST Currently In Use: 0; AST Temp Closed: 0 | 1 | 0 | 1 | 14462-077-012161 | BELLSOUTH TELECOMM. DBA AT&T ALA.
46804 | Permanently Closed | 2011-09-14 | 1996-08-16 | 2011-09-14 | Petroleum | On road diesel | On road diesel | Emergency power generator | Fiberglass reinforced plastic | Double Wall |  |  | Double Wall |  | 1901-01-01 | Catchment Basin | Automatic shutoff device At 95% full | Audible high level alarm At 90% full | Interstitial Monitoring within Secondary Containment | SENSOR TO ATG | Automatic Tank Gauge | [8 empty] | UST Currently In Use: 1; UST Temp Close: 0; AST Currently In Use: 0; AST Temp Closed: 0 | 1 | 0 | 2 | 14462-089-012138 | BELLSOUTH TELECOMM. DBA AT&T ALA.
46805 | Currently in Use |  | 1996-09-04 |  | Petroleum | Unleaded gasoline | Unleaded gasoline | Retail | Steel | Steel | Coated & cathodic protection (sti-P3) |  | Fiberglass reinforced plastic |  |  | Catchment Basin | Flow Rest 90% Full | Flow Rest 90% Full |  |  | Automatic Tank Gauge |  | Automatic flow restrictor (MLLD) | Automatic flow restrictor (MLLD) |  |  | Statistical inventory reconciliation (SIR) | Annual line testing |  | UST Currently In Use: 5; UST Temp Close: 0; AST Currently In Use: 0; AST Temp Closed: 0 | 5 | 0 | 5 | 25315-097-010429 | NEZAM RAMDEEN
46806 | Currently in Use |  | 1996-11-15 |  | Petroleum | Unleaded gasoline | Unleaded gasoline | Retail | Steel | Steel | Coated & cathodic protection (sti-P3) |  | Fiberglass reinforced plastic |  |  | Catchment Basin | Automatic shutoff device At 95% full | Automatic shutoff device At 95% full |  |  | Automatic Tank Gauge |  | Automatic flow restrictor (MLLD) | Automatic flow restrictor (MLLD) | Interstitial Monitoring within Secondary Containment |  | Annual line testing | Annual line testing |  | UST Currently In Use: 3; UST Temp Close: 0; AST Currently In Use: 0; AST Temp Closed: 0 | 3 | 0 | 0 | 22252-117-017784 | EVOLUTION HOLDINGS
46808 | Currently in Use |  | 1996-11-15 |  | Petroleum | Premium gasoline | Premium gasoline | Retail | Steel | Steel | Coated & cathodic protection (sti-P3) |  | Double Wall |  |  | Catchment Basin | Automatic shutoff device At 95% full | Automatic shutoff device At 95% full |  |  | Automatic Tank Gauge |  | Automatic flow restrictor (MLLD) | Automatic flow restrictor (MLLD) | Interstitial Monitoring within Secondary Containment |  | Annual line testing | Annual line testing |  | UST Currently In Use: 3; UST Temp Close: 0; AST Currently In Use: 0; AST Temp Closed: 0 | 3 | 0 | 0 | 22252-117-017784 | EVOLUTION HOLDINGS
46809 | Currently in Use |  | 1996-11-15 |  | Petroleum | On road diesel | On road diesel | Retail | Steel | Steel | Coated & cathodic protection (sti-P3) |  | Fiberglass reinforced plastic |  |  | Catchment Basin | Automatic shutoff device At 95% full | Automatic shutoff device At 95% full |  |  | Automatic Tank Gauge |  | Automatic flow restrictor (MLLD) | Automatic flow restrictor (MLLD) | Interstitial Monitoring within Secondary Containment |  | Annual line testing | Annual line testing |  | UST Currently In Use: 3; UST Temp Close: 0; AST Currently In Use: 0; AST Temp Closed: 0 | 3 | 0 | 0 | 22252-117-017784 | EVOLUTION HOLDINGS
46810 | Permanently Closed | 1997-08-01 | 1969-01-01 | 1997-08-15 | Petroleum | Other, HEATINGOIL | Other |  | Steel | Steel | Coated & cathodic protection (sti-P3) |  | Steel |  | 1901-01-01 | [5 empty] | Manual Tank Gauging (only tanks 1000 gal. or less and 48” or 64” in diameter) | [8 empty] | UST Currently In Use: 0; UST Temp Close: 0; AST Currently In Use: 1; AST Temp Closed: 0 | 0 | 0 | 3 | 21564-133-014131 | BURDICK WEST MEDICAL CENTER, LLC
46811 | Temporary Closed | 2014-09-01 | 1992-08-15 |  | Petroleum | Unleaded gasoline | Unleaded gasoline | Retail | Single Wall | Single Wall | Coated & cathodic protection (sti-P3) |  | Fiberglass reinforced plastic |  | 1901-01-01 | Catchment Basin | Flow Rest 90% Full | Flow Rest 90% Full |  |  | Statistical Inventory Reconciliation (SIR) | [8 empty] | UST Currently In Use: 0; UST Temp Close: 1; AST Currently In Use: 0; AST Temp Closed: 0 | 0 | 1 | 0 | 24557-061-017785 | KIRE PULLUM
46812 | Currently in Use |  | 1996-03-15 |  | Petroleum | Unleaded gasoline | Unleaded gasoline | Retail | Steel | Steel | Coated & cathodic protection (sti-P3) |  | Fiberglass reinforced plastic |  |  | Catchment Basin | Automatic shutoff device At 95% full | Automatic shutoff device At 95% full |  |  | Automatic Tank Gauge |  | Automatic flow restrictor (MLLD) | Automatic flow restrictor (MLLD) | Interstitial Monitoring within Secondary Containment |  | Annual line testing | Annual line testing |  | UST Currently In Use: 4; UST Temp Close: 0; AST Currently In Use: 0; AST Temp Closed: 0 | 4 | 0 | 0 | 14477-069-017786 | SOUTHEASTERN OIL CO INC
46813 | Currently in Use |  | 1996-03-15 |  | Petroleum | On road diesel | On road diesel | Retail | Steel | Steel | Coated & cathodic protection (sti-P3) |  | Fiberglass reinforced plastic |  |  | Catchment Basin | Automatic shutoff device At 95% full | Automatic shutoff device At 95% full |  |  | Automatic Tank Gauge |  | Automatic flow restrictor (MLLD) | Automatic flow restrictor (MLLD) | Interstitial Monitoring within Secondary Containment |  | Annual line testing | Annual line testing |  | UST Currently In Use: 4; UST Temp Close: 0; AST Currently In Use: 0; AST Temp Closed: 0 | 4 | 0 | 0 | 14477-069-017786 | SOUTHEASTERN OIL CO INC
46814 | Currently in Use |  | 1996-03-15 |  | Petroleum | Unleaded gasoline | Unleaded gasoline | Retail | Steel | Steel | Coated & cathodic protection (sti-P3) |  | Fiberglass reinforced plastic |  |  | Catchment Basin | Automatic shutoff device At 95% full | Automatic shutoff device At 95% full |  |  | Automatic Tank Gauge |  | Automatic flow restrictor (MLLD) | Automatic flow restrictor (MLLD) | Interstitial Monitoring within Secondary Containment |  | Annual line testing | Annual line testing |  | UST Currently In Use: 4; UST Temp Close: 0; AST Currently In Use: 0; AST Temp Closed: 0 | 4 | 0 | 0 | 14477-069-017786 | SOUTHEASTERN OIL CO INC
46815 | Currently in Use |  | 1996-03-15 |  | Petroleum | On road diesel | On road diesel | Retail | Steel | Steel | Coated & cathodic protection (sti-P3) |  | Fiberglass reinforced plastic |  |  | Catchment Basin | Automatic shutoff device At 95% full | Automatic shutoff device At 95% full |  |  | Automatic Tank Gauge |  | Automatic flow restrictor (MLLD) | Automatic flow restrictor (MLLD) | Interstitial Monitoring within Secondary Containment |  | Annual line testing | Annual line testing |  | UST Currently In Use: 4; UST Temp Close: 0; AST Currently In Use: 0; AST Temp Closed: 0 | 4 | 0 | 0 | 14477-069-017786 | SOUTHEASTERN OIL CO INC
46816 | Currently in Use |  | 1995-06-15 |  | Petroleum | Unleaded gasoline | Unleaded gasoline | Retail | Steel | Steel | Coated & cathodic protection (sti-P3) |  | Fiberglass reinforced plastic |  |  | Catchment Basin | Flow Rest 90% Full | Flow Rest 90% Full |  |  | Automatic Tank Gauge |  | Automatic flow restrictor (MLLD) | Automatic flow restrictor (MLLD) | Interstitial Monitoring within Secondary Containment |  | Continuous alarm system | Continuous alarm system |  | UST Currently In Use: 2; UST Temp Close: 0; AST Currently In Use: 0; AST Temp Closed: 0 | 2 | 0 | 4 | 14247-101-007844 | RUSSELL OIL COMPANY, INC.
46818 | Currently in Use |  | 1995-06-15 |  | Petroleum | Unleaded gasoline | Unleaded gasoline | Retail | Steel | Steel | Coated & cathodic protection (sti-P3) |  | Fiberglass reinforced plastic |  |  | Catchment Basin | Flow Rest 90% Full | Flow Rest 90% Full |  |  | Automatic Tank Gauge |  | Automatic flow restrictor (MLLD) | Automatic flow restrictor (MLLD) | Interstitial Monitoring within Secondary Containment |  | Continuous alarm system | Continuous alarm system |  | UST Currently In Use: 2; UST Temp Close: 0; AST Currently In Use: 0; AST Temp Closed: 0 | 2 | 0 | 4 | 14247-101-007844 | RUSSELL OIL COMPANY, INC.
46819 | Currently in Use |  | 1996-05-31 |  | Petroleum | Unleaded gasoline | Unleaded gasoline | Retail | Steel | Steel | Coated & cathodic protection (sti-P3) |  | Fiberglass reinforced plastic |  |  | Catchment Basin | Automatic shutoff device At 95% full | Automatic shutoff device At 95% full |  |  | Automatic Tank Gauge |  | Automatic flow restrictor (MLLD) | Automatic flow restrictor (MLLD) | Interstitial Monitoring within Secondary Containment | SENSOR TO ATG | Continuous alarm system | Continuous alarm system |  | UST Currently In Use: 3; UST Temp Close: 0; AST Currently In Use: 0; AST Temp Closed: 0 | 3 | 0 | 0 | 14247-101-017787 | RUSSELL OIL COMPANY, INC.
46820 | Currently in Use |  | 1996-05-31 |  | Petroleum | Unleaded gasoline | Unleaded gasoline | Retail | Steel | Steel | Coated & cathodic protection (sti-P3) |  | Fiberglass reinforced plastic |  |  | Catchment Basin | Automatic shutoff device At 95% full | Automatic shutoff device At 95% full |  |  | Automatic Tank Gauge |  | Automatic flow restrictor (MLLD) | Automatic flow restrictor (MLLD) | Interstitial Monitoring within Secondary Containment | SENSOR TO ATG | Continuous alarm system | Continuous alarm system |  | UST Currently In Use: 3; UST Temp Close: 0; AST Currently In Use: 0; AST Temp Closed: 0 | 3 | 0 | 0 | 14247-101-017787 | RUSSELL OIL COMPANY, INC.
46821 | Currently in Use |  | 1996-05-31 |  | Petroleum | Unleaded gasoline | Unleaded gasoline | Retail | Steel | Steel | Coated & cathodic protection (sti-P3) |  | Fiberglass reinforced plastic |  |  | Catchment Basin | Automatic shutoff device At 95% full | Automatic shutoff device At 95% full |  |  | Automatic Tank Gauge |  | Automatic flow restrictor (MLLD) | Automatic flow restrictor (MLLD) | Interstitial Monitoring within Secondary Containment | SENSOR TO ATG | Continuous alarm system | Continuous alarm system |  | UST Currently In Use: 3; UST Temp Close: 0; AST Currently In Use: 0; AST Temp Closed: 0 | 3 | 0 | 0 | 14247-101-017787 | RUSSELL OIL COMPANY, INC.
46822 | Currently in Use |  | 1994-02-22 |  | Petroleum | Unleaded gasoline | Unleaded gasoline | Retail | Fiberglass coated steel | Fiberglass coated steel |  |  | Fiberglass reinforced plastic |  | 1901-01-01 | Catchment Basin | Flow Rest 90% Full | Flow Rest 90% Full | Interstitial Monitoring within Secondary Containment |  | Continuous Automatic Tank Gauge |  | Automatic flow restrictor (MLLD) | Automatic flow restrictor (MLLD) |  |  | Annual line testing | Annual line testing |  | UST Currently In Use: 3; UST Temp Close: 0; AST Currently In Use: 0; AST Temp Closed: 0 | 3 | 0 | 0 | 24837-097-005334 | RSYA, LLC
46823 | Currently in Use |  | 1994-02-22 |  | Petroleum | Premium gasoline | Premium gasoline | Retail | Fiberglass coated steel | Fiberglass coated steel |  |  | Fiberglass reinforced plastic |  | 1901-01-01 | Catchment Basin | Flow Rest 90% Full | Flow Rest 90% Full | Interstitial Monitoring within Secondary Containment |  | Continuous Automatic Tank Gauge |  | Containment Sump | Automatic flow restrictor (MLLD) |  |  | Annual line testing | Annual line testing |  | UST Currently In Use: 3; UST Temp Close: 0; AST Currently In Use: 0; AST Temp Closed: 0 | 3 | 0 | 0 | 24837-097-005334 | RSYA, LLC
46824 | Currently in Use |  | 1994-02-22 |  | Petroleum | On road diesel | On road diesel | Retail | Fiberglass coated steel | Fiberglass coated steel |  |  | Fiberglass reinforced plastic |  | 1901-01-01 | Catchment Basin | Flow Rest 90% Full | Flow Rest 90% Full | Interstitial Monitoring within Secondary Containment |  | Continuous Automatic Tank Gauge |  | Containment Sump | Automatic flow restrictor (MLLD) |  |  | Annual line testing | Annual line testing |  | UST Currently In Use: 3; UST Temp Close: 0; AST Currently In Use: 0; AST Temp Closed: 0 | 3 | 0 | 0 | 24837-097-005334 | RSYA, LLC
46825 | Permanently Closed | 1997-08-21 | 1996-10-03 | 1997-08-21 | Petroleum | On road diesel | On road diesel | Emergency power generator | Fiberglass reinforced plastic | Fiberglass reinforced plastic |  |  | COPPER |  | 1901-01-01 | Catchment Basin | Audible high level alarm At 90% full | Audible high level alarm At 90% full | Interstitial Monitoring within Secondary Containment |  | Automatic Tank Gauge | [8 empty] | UST Currently In Use: 1; UST Temp Close: 0; AST Currently In Use: 0; AST Temp Closed: 0 | 1 | 0 | 2 | 14462-127-012153 | BELLSOUTH TELECOMM. DBA AT&T ALA.
46826 | Currently in Use |  | 1996-11-28 |  | Petroleum | Unleaded gasoline | Unleaded gasoline | Retail | Steel | Single Wall | Coated & cathodic protection (sti-P3) |  | Single Wall |  |  | Catchment Basin | Flow Rest 90% Full | Audible high level alarm At 90% full |  |  | Continuous Automatic Tank Gauge |  | Automatic flow restrictor (MLLD) | Automatic flow restrictor (MLLD) |  |  | Annual line testing | Annual line testing |  | UST Currently In Use: 4; UST Temp Close: 0; AST Currently In Use: 0; AST Temp Closed: 0 | 4 | 0 | 4 | 22176-117-007072 | CIRCLE K
46827 | Currently in Use |  | 1996-11-28 |  | Petroleum | Premium gasoline | Premium gasoline | Retail | Steel | Single Wall | Coated & cathodic protection (sti-P3) |  | Fiberglass reinforced plastic |  |  | Catchment Basin | Audible high level alarm At 90% full | Audible high level alarm At 90% full |  |  | Continuous Automatic Tank Gauge |  | Automatic flow restrictor (MLLD) | Automatic flow restrictor (MLLD) |  |  | Annual line testing | Annual line testing |  | UST Currently In Use: 4; UST Temp Close: 0; AST Currently In Use: 0; AST Temp Closed: 0 | 4 | 0 | 4 | 22176-117-007072 | CIRCLE K
46828 | Currently in Use |  | 1996-12-05 |  | Petroleum | Unleaded gasoline | Unleaded gasoline | Retail | Fiberglass reinforced plastic | Fiberglass reinforced plastic |  |  | Flexible | ENVIRON | 1901-01-01 | Catchment Basin | Flow Rest 90% Full | Flow Rest 90% Full |  |  | Continuous Automatic Tank Gauge |  | Automatic flow restrictor (MLLD) | Automatic flow restrictor (MLLD) |  |  | Annual line testing | Annual line testing |  | UST Currently In Use: 4; UST Temp Close: 0; AST Currently In Use: 0; AST Temp Closed: 0 | 4 | 0 | 0 | 22938-049-017790 | TINA AND ALLAN DEERMAN
46829 | Currently in Use |  | 1996-12-05 |  | Petroleum | Unleaded gasoline | Unleaded gasoline | Retail | Fiberglass reinforced plastic | Fiberglass reinforced plastic |  |  | Flexible | ENVIRON | 1901-01-01 | Catchment Basin | Flow Rest 90% Full | Flow Rest 90% Full |  |  | Continuous Automatic Tank Gauge |  | Automatic flow restrictor (MLLD) | Automatic flow restrictor (MLLD) |  |  | Annual line testing | Annual line testing |  | UST Currently In Use: 4; UST Temp Close: 0; AST Currently In Use: 0; AST Temp Closed: 0 | 4 | 0 | 0 | 22938-049-017790 | TINA AND ALLAN DEERMAN
46830 | Currently in Use |  | 1996-11-20 |  | Petroleum | Unleaded gasoline | Unleaded gasoline | Retail | Steel | Steel | Coated & cathodic protection (sti-P3) |  | Fiberglass reinforced plastic |  |  | Catchment Basin | Flow Rest 90% Full | Flow Rest 90% Full |  |  | Automatic Tank Gauge |  | Automatic flow restrictor (MLLD) | Automatic flow restrictor (MLLD) |  |  | Annual line testing | Annual line testing |  | UST Currently In Use: 3; UST Temp Close: 0; AST Currently In Use: 0; AST Temp Closed: 0 | 3 | 0 | 0 | 25324-061-017791 | PINEY GROVE STORE LLC
46831 | Currently in Use |  | 1996-11-20 |  | Petroleum | Unleaded gasoline | Unleaded gasoline | Retail | Steel | Steel | Coated & cathodic protection (sti-P3) |  | Fiberglass reinforced plastic |  |  | Catchment Basin | Flow Rest 90% Full | Flow Rest 90% Full |  |  | Automatic Tank Gauge |  | Automatic flow restrictor (MLLD) | Automatic flow restrictor (MLLD) |  |  | Annual line testing | Annual line testing |  | UST Currently In Use: 3; UST Temp Close: 0; AST Currently In Use: 0; AST Temp Closed: 0 | 3 | 0 | 0 | 25324-061-017791 | PINEY GROVE STORE LLC
46832 | Currently in Use |  | 1996-11-20 |  | Petroleum | On road diesel | On road diesel | Retail | Steel | Steel | Coated & cathodic protection (sti-P3) |  | Fiberglass reinforced plastic |  |  | Catchment Basin | Flow Rest 90% Full | Flow Rest 90% Full |  |  | Automatic Tank Gauge |  | Automatic flow restrictor (MLLD) | Automatic flow restrictor (MLLD) |  |  | Annual line testing | Annual line testing |  | UST Currently In Use: 3; UST Temp Close: 0; AST Currently In Use: 0; AST Temp Closed: 0 | 3 | 0 | 0 | 25324-061-017791 | PINEY GROVE STORE LLC
46833 | Currently in Use |  | 1981-03-15 |  | Petroleum | Unleaded gasoline | Unleaded gasoline | Retail | Steel | Single Wall | Field installed cathodic protection |  | Steel |  |  | Catchment Basin | Automatic shutoff device At 95% full | Automatic shutoff device At 95% full |  |  | Statistical Inventory Reconciliation (SIR) |  | Automatic flow restrictor (MLLD) | Automatic flow restrictor (MLLD) |  |  | Statistical inventory reconciliation (SIR) | Statistical inventory reconciliation (SIR) |  | UST Currently In Use: 2; UST Temp Close: 0; AST Currently In Use: 0; AST Temp Closed: 0 | 2 | 0 | 0 | 24919-073-017792 | A&A BUSINESS INC
46834 | Currently in Use |  | 1981-03-15 |  | Petroleum | Other, NOETHYNOL | Other | Retail | Single Wall | Single Wall | Field installed cathodic protection |  | Single Wall |  |  | Catchment Basin | Automatic shutoff device At 95% full | Automatic shutoff device At 95% full |  |  | Statistical Inventory Reconciliation (SIR) |  | Automatic flow restrictor (MLLD) | Automatic flow restrictor (MLLD) |  |  | Statistical inventory reconciliation (SIR) | Statistical inventory reconciliation (SIR) |  | UST Currently In Use: 2; UST Temp Close: 0; AST Currently In Use: 0; AST Temp Closed: 0 | 2 | 0 | 0 | 24919-073-017792 | A&A BUSINESS INC
46835 | Currently in Use |  | 1996-07-09 |  | Petroleum | Unleaded gasoline | Unleaded gasoline | Retail | Double Wall | Double Wall | Coated & cathodic protection (sti-P3) |  | Flexible | APT | 2016-09-02 | Catchment Basin | Flow Rest 90% Full | Flow Rest 90% Full |  |  | Continuous Automatic Tank Gauge |  | Containment Sump | Automatic flow restrictor (MLLD) | Interstitial Monitoring within Secondary Containment | SENSOR TO ATG | REQUIRED | Continuous alarm system |  | UST Currently In Use: 2; UST Temp Close: 0; AST Currently In Use: 0; AST Temp Closed: 0 | 2 | 0 | 0 | 24892-073-017793 | 5 POINTS WEST SHOPPING CITY
46836 | Currently in Use |  | 1996-07-09 |  | Petroleum | Premium gasoline | Premium gasoline | Retail | Double Wall | Double Wall | Coated & cathodic protection (sti-P3) |  | Double Wall | APT | 2016-09-02 | Catchment Basin | Flow Rest 90% Full | Flow Rest 90% Full |  |  | Continuous Automatic Tank Gauge |  | Automatic flow restrictor (MLLD) | Automatic flow restrictor (MLLD) | Interstitial Monitoring within Secondary Containment | SENSOR TO ATG | Continuous alarm system | Continuous alarm system |  | UST Currently In Use: 2; UST Temp Close: 0; AST Currently In Use: 0; AST Temp Closed: 0 | 2 | 0 | 0 | 24892-073-017793 | 5 POINTS WEST SHOPPING CITY
46837 | Currently in Use |  | 1996-11-23 |  | Petroleum | On road diesel | On road diesel | Industrial | Fiberglass reinforced plastic | Fiberglass reinforced plastic |  |  | Fiberglass reinforced plastic |  |  | Catchment Basin | Automatic shutoff device At 95% full | Automatic shutoff device At 95% full |  |  | Automatic Tank Gauge | [8 empty] | UST Currently In Use: 1; UST Temp Close: 0; AST Currently In Use: 0; AST Temp Closed: 0 | 1 | 0 | 8 | 11279-073-011244 | COWIN EQUIPMENT CO INC
46838 | Currently in Use |  | 1996-10-30 |  | Petroleum | Unleaded gasoline | Unleaded gasoline | Retail | Steel | Steel | Coated & cathodic protection (sti-P3) |  | Double Wall |  |  | Catchment Basin | Automatic shutoff device At 95% full | Automatic shutoff device At 95% full |  |  | Continuous Automatic Tank Gauge |  | Automatic flow restrictor (MLLD) | Automatic flow restrictor (MLLD) | Interstitial Monitoring within Secondary Containment | SENSOR TO ATG | Continuous alarm system | Continuous alarm system |  | UST Currently In Use: 3; UST Temp Close: 0; AST Currently In Use: 0; AST Temp Closed: 0 | 3 | 0 | 0 | 23004-003-017794 | M & E, INC.
46839 | Currently in Use |  | 1996-10-30 |  | Petroleum | Premium gasoline | Premium gasoline | Retail | Steel | Steel | Coated & cathodic protection (sti-P3) |  | Flexible |  |  | Catchment Basin | Automatic shutoff device At 95% full | Automatic shutoff device At 95% full |  |  | Continuous Automatic Tank Gauge |  | Automatic flow restrictor (MLLD) | Automatic flow restrictor (MLLD) | Interstitial Monitoring within Secondary Containment | SENSOR TO ATG | Continuous alarm system | Continuous alarm system |  | UST Currently In Use: 3; UST Temp Close: 0; AST Currently In Use: 0; AST Temp Closed: 0 | 3 | 0 | 0 | 23004-003-017794 | M & E, INC.
46840 | Currently in Use |  | 1996-10-30 |  | Petroleum | On road diesel | On road diesel | Retail | Steel | Steel | Coated & cathodic protection (sti-P3) |  | APT |  |  | Catchment Basin | Flow Rest 90% Full | Flow Rest 90% Full |  |  | Continuous Automatic Tank Gauge |  | Containment Sump | Automatic flow restrictor (MLLD) | Interstitial Monitoring within Secondary Containment | SENSOR TO ATG | Continuous alarm system | Continuous alarm system |  | UST Currently In Use: 3; UST Temp Close: 0; AST Currently In Use: 0; AST Temp Closed: 0 | 3 | 0 | 0 | 23004-003-017794 | M & E, INC.
46841 | Currently in Use |  | 1996-11-15 |  | Petroleum | Unleaded gasoline | Unleaded gasoline | Retail | Fiberglass coated steel | Double Wall |  |  | Fiberglass reinforced plastic |  | 1901-01-01 | Catchment Basin | Automatic shutoff device At 95% full | Automatic shutoff device At 95% full |  | SENSOR TO ATG | Continuous Automatic Tank Gauge |  | Containment Sump | Automatic flow restrictor (MLLD) |  |  | Annual line testing | Annual line testing |  | UST Currently In Use: 2; UST Temp Close: 0; AST Currently In Use: 0; AST Temp Closed: 0 | 2 | 0 | 0 | 20216-003-017795 | BEBO'S CAR WASH
46842 | Currently in Use |  | 1996-11-15 |  | Petroleum | Premium gasoline | Premium gasoline | Retail | Fiberglass coated steel | Double Wall |  |  | Fiberglass reinforced plastic |  | 1901-01-01 | Catchment Basin | Automatic shutoff device At 95% full | Automatic shutoff device At 95% full |  | SENSOR TO ATG | Continuous Automatic Tank Gauge |  | Automatic flow restrictor (MLLD) | Automatic flow restrictor (MLLD) |  |  | Annual line testing | Annual line testing |  | UST Currently In Use: 2; UST Temp Close: 0; AST Currently In Use: 0; AST Temp Closed: 0 | 2 | 0 | 0 | 20216-003-017795 | BEBO'S CAR WASH
46843 | Currently in Use |  | 1993-06-01 |  | Petroleum | Unleaded gasoline | Unleaded gasoline | Industrial | Fiberglass reinforced plastic | Fiberglass reinforced plastic |  |  | Fiberglass reinforced plastic |  | 1901-01-01 | Catchment Basin | Automatic shutoff device At 95% full | Automatic shutoff device At 95% full |  |  | Automatic Tank Gauge | [8 empty] | UST Currently In Use: 2; UST Temp Close: 0; AST Currently In Use: 0; AST Temp Closed: 0 | 2 | 0 | 2 | 12713-073-001759 | JEFFERSON COUNTY COMMISSION
46844 | Currently in Use |  | 1993-06-01 |  | Petroleum | On road diesel | On road diesel | Industrial | Fiberglass reinforced plastic | Fiberglass reinforced plastic |  |  | Single Wall |  | 1901-01-01 | Catchment Basin | Automatic shutoff device At 95% full | Automatic shutoff device At 95% full |  |  | Automatic Tank Gauge | [8 empty] | UST Currently In Use: 2; UST Temp Close: 0; AST Currently In Use: 0; AST Temp Closed: 0 | 2 | 0 | 2 | 12713-073-001759 | JEFFERSON COUNTY COMMISSION
46845 | Currently in Use |  | 1996-03-12 |  | Petroleum | Unleaded gasoline | Unleaded gasoline | Retail | Steel | Single Wall | Coated & cathodic protection (sti-P3) |  | Double Wall |  |  | Catchment Basin | Automatic shutoff device At 95% full | Automatic shutoff device At 95% full |  |  | Statistical Inventory Reconciliation (SIR) |  | Containment Sump | Automatic flow restrictor (MLLD) |  |  | Statistical inventory reconciliation (SIR) | Statistical inventory reconciliation (SIR) |  | UST Currently In Use: 2; UST Temp Close: 0; AST Currently In Use: 0; AST Temp Closed: 0 | 2 | 0 | 4 | 11287-095-004096 | CRAIN OIL CO INC
46846 | Currently in Use |  | 1996-03-12 |  | Petroleum | Premium gasoline | Premium gasoline | Retail | Single Wall | Single Wall | Coated & cathodic protection (sti-P3) |  | Double Wall |  |  | Catchment Basin | Automatic shutoff device At 95% full | Automatic shutoff device At 95% full |  |  | Statistical Inventory Reconciliation (SIR) |  | Containment Sump | Automatic flow restrictor (MLLD) |  |  | Statistical inventory reconciliation (SIR) | Statistical inventory reconciliation (SIR) |  | UST Currently In Use: 2; UST Temp Close: 0; AST Currently In Use: 0; AST Temp Closed: 0 | 2 | 0 | 4 | 11287-095-004096 | CRAIN OIL CO INC
46847 | Currently in Use |  | 1996-10-05 |  | Petroleum | Unleaded gasoline | Unleaded gasoline | Retail | Single Wall | Single Wall | Coated & cathodic protection (sti-P3) |  | Fiberglass reinforced plastic |  |  | Catchment Basin | Flow Rest 90% Full | Flow Rest 90% Full |  |  | Automatic Tank Gauge | [8 empty] | UST Currently In Use: 3; UST Temp Close: 0; AST Currently In Use: 3; AST Temp Closed: 0 | 3 | 0 | 0 | 16021-049-017797 | J & J OIL COMPANY
46848 | Currently in Use |  | 1996-10-05 |  | Petroleum | Unleaded gasoline | Unleaded gasoline | Retail | Single Wall | Single Wall | Coated & cathodic protection (sti-P3) |  | Fiberglass reinforced plastic |  |  | Catchment Basin | Flow Rest 90% Full | Flow Rest 90% Full |  |  | Automatic Tank Gauge | [8 empty] | UST Currently In Use: 3; UST Temp Close: 0; AST Currently In Use: 3; AST Temp Closed: 0 | 3 | 0 | 0 | 16021-049-017797 | J & J OIL COMPANY
46849 | Currently in Use |  | 1996-10-05 |  | Petroleum | Premium gasoline | Premium gasoline | Retail | Steel | Single Wall | Coated & cathodic protection (sti-P3) |  | Single Wall |  |  | Catchment Basin | Flow Rest 90% Full | Flow Rest 90% Full |  |  | Automatic Tank Gauge | [8 empty] | UST Currently In Use: 3; UST Temp Close: 0; AST Currently In Use: 3; AST Temp Closed: 0 | 3 | 0 | 0 | 16021-049-017797 | J & J OIL COMPANY
46850 | Currently in Use |  | 1996-09-28 |  | Petroleum | Unleaded gasoline | Unleaded gasoline | Retail | Steel | Single Wall | Coated & cathodic protection (sti-P3) |  | Double Wall |  |  | Catchment Basin | Automatic shutoff device At 95% full | Automatic shutoff device At 95% full |  |  | Continuous Automatic Tank Gauge |  | Automatic shutoff device (AELLD) | Automatic shutoff device (AELLD) | [5 empty] | UST Currently In Use: 3; UST Temp Close: 0; AST Currently In Use: 0; AST Temp Closed: 0 | 3 | 0 | 0 | 24936-121-017798 | CHARLES MERKLE
46851 | Currently in Use |  | 1996-09-28 |  | Petroleum | Premium gasoline | Premium gasoline | Retail | Single Wall | Single Wall | Coated & cathodic protection (sti-P3) |  | Steel |  |  | Catchment Basin | Automatic shutoff device At 95% full | Automatic shutoff device At 95% full |  |  | Continuous Automatic Tank Gauge |  | Automatic shutoff device (AELLD) | Automatic flow restrictor (MLLD) | [5 empty] | UST Currently In Use: 3; UST Temp Close: 0; AST Currently In Use: 0; AST Temp Closed: 0 | 3 | 0 | 0 | 24936-121-017798 | CHARLES MERKLE
46852 | Currently in Use |  | 1996-09-28 |  | Petroleum | On road diesel | On road diesel | Retail | 4D/2OFFRD | Single Wall | Coated & cathodic protection (sti-P3) |  | Steel |  |  | Catchment Basin | Automatic shutoff device At 95% full | Automatic shutoff device At 95% full |  |  | Continuous Automatic Tank Gauge |  | Automatic flow restrictor (MLLD) | Automatic flow restrictor (MLLD) | [5 empty] | UST Currently In Use: 3; UST Temp Close: 0; AST Currently In Use: 0; AST Temp Closed: 0 | 3 | 0 | 0 | 24936-121-017798 | CHARLES MERKLE
46853 | Permanently Closed | 1998-10-01 | 1992-01-01 | 1999-10-19 | Petroleum | Unleaded gasoline | Unleaded gasoline | Emergency power generator |  |  |  |  | Other |  | 1901-01-01 | [7 empty] | GRAVITY | Other |  |  | GRAVITY | Annual line testing |  | UST Currently In Use: 0; UST Temp Close: 0; AST Currently In Use: 0; AST Temp Closed: 0 | 0 | 0 | 1 | 20220-023-017799 | SKYLER ALABAMA INC
46854 | Currently in Use |  | 1996-12-11 |  | Petroleum | Unleaded gasoline | Unleaded gasoline | Retail | Single Wall | Single Wall | Coated & cathodic protection (sti-P3) |  | Double Wall |  |  | Catchment Basin | Automatic shutoff device At 95% full | Automatic shutoff device At 95% full |  |  | Continuous Automatic Tank Gauge | Single walled submersible pump containment sump | Automatic shutoff device (AELLD) | Automatic shutoff device (AELLD) | [5 empty] | UST Currently In Use: 2; UST Temp Close: 0; AST Currently In Use: 0; AST Temp Closed: 0 | 2 | 0 | 0 | 15420-077-017800 | MAPCO EXPRESS, INC.
46855 | Currently in Use |  | 1996-12-11 |  | Petroleum | Premium gasoline | Premium gasoline | Retail | Single Wall | Single Wall | Coated & cathodic protection (sti-P3) |  | Double Wall |  |  | Catchment Basin | Automatic shutoff device At 95% full | Automatic shutoff device At 95% full |  |  | Continuous Automatic Tank Gauge | Single walled submersible pump containment sump | Automatic shutoff device (AELLD) | Automatic shutoff device (AELLD) | [5 empty] | UST Currently In Use: 2; UST Temp Close: 0; AST Currently In Use: 0; AST Temp Closed: 0 | 2 | 0 | 0 | 15420-077-017800 | MAPCO EXPRESS, INC.
46856 | Currently in Use |  | 1901-01-01 |  | Petroleum | Unleaded gasoline | Unleaded gasoline | Retail | Steel | Steel | Coated & cathodic protection (sti-P3) |  | Fiberglass reinforced plastic |  | 1901-01-01 | Catchment Basin | Automatic shutoff device At 95% full | Automatic shutoff device At 95% full |  |  | Continuous Automatic Tank Gauge |  | Automatic flow restrictor (MLLD) | Automatic flow restrictor (MLLD) |  |  | Annual line testing | Annual line testing |  | UST Currently In Use: 3; UST Temp Close: 0; AST Currently In Use: 0; AST Temp Closed: 0 | 3 | 0 | 0 | 20542-073-000567 | JOEL F CALLINS
46857 | Currently in Use |  | 1901-01-01 |  | Petroleum | Mid-grade gasoline | Mid-grade gasoline | Retail | Steel | Steel | Coated & cathodic protection (sti-P3) |  | Fiberglass reinforced plastic |  | 1901-01-01 | Catchment Basin | Flow Rest 90% Full | Flow Rest 90% Full |  |  | Continuous Automatic Tank Gauge |  | Automatic flow restrictor (MLLD) | Automatic flow restrictor (MLLD) |  |  | Annual line testing | Annual line testing |  | UST Currently In Use: 3; UST Temp Close: 0; AST Currently In Use: 0; AST Temp Closed: 0 | 3 | 0 | 0 | 20542-073-000567 | JOEL F CALLINS
46858 | Currently in Use |  | 1901-01-01 |  | Petroleum | Premium gasoline | Premium gasoline | Retail | Steel | Steel | Coated & cathodic protection (sti-P3) |  | Fiberglass reinforced plastic |  | 1901-01-01 | Catchment Basin |  |  |  |  | Continuous Automatic Tank Gauge |  | Automatic flow restrictor (MLLD) | Automatic flow restrictor (MLLD) |  |  | Annual line testing | Annual line testing |  | UST Currently In Use: 3; UST Temp Close: 0; AST Currently In Use: 0; AST Temp Closed: 0 | 3 | 0 | 0 | 20542-073-000567 | JOEL F CALLINS
46859 | Currently in Use |  | 1996-10-01 |  | Petroleum | Unleaded gasoline | Unleaded gasoline | Retail | Fiberglass reinforced plastic | Double Wall |  |  | Fiberglass reinforced plastic |  | 1901-01-01 | Catchment Basin | Flow Rest 90% Full | Flow Rest 90% Full |  |  | Continuous Automatic Tank Gauge |  | Automatic shutoff device (AELLD) | Automatic shutoff device (AELLD) | [5 empty] | UST Currently In Use: 2; UST Temp Close: 0; AST Currently In Use: 0; AST Temp Closed: 0 | 2 | 0 | 0 | 13526-073-017801 | MOORE OIL COMPANY, INC.
46860 | Currently in Use |  | 1996-10-01 |  | Petroleum | Premium gasoline | Premium gasoline | Retail | Double Wall | Double Wall |  |  | Double Wall |  | 1901-01-01 | Catchment Basin | Flow Rest 90% Full | Flow Rest 90% Full |  |  | Continuous Automatic Tank Gauge |  | Automatic shutoff device (AELLD) | Automatic shutoff device (AELLD) | [5 empty] | UST Currently In Use: 2; UST Temp Close: 0; AST Currently In Use: 0; AST Temp Closed: 0 | 2 | 0 | 0 | 13526-073-017801 | MOORE OIL COMPANY, INC.
46861 | Currently in Use |  | 1996-10-30 |  | Petroleum | Unleaded gasoline | Unleaded gasoline | Retail | Steel | Single Wall | Coated & cathodic protection (sti-P3) |  | Fiberglass reinforced plastic |  |  | Catchment Basin | Flow Rest 90% Full | Flow Rest 90% Full |  |  | Automatic Tank Gauge | Single walled submersible pump containment sump | Automatic flow restrictor (MLLD) | Automatic flow restrictor (MLLD) | Interstitial Monitoring within Secondary Containment | SENSOR TO ATG | Continuous alarm system | Annual line testing |  | UST Currently In Use: 3; UST Temp Close: 0; AST Currently In Use: 0; AST Temp Closed: 0 | 3 | 0 | 6 | 13284-089-009853 | H.L. MARTIN DISTRIBUTING CO.
46862 | Currently in Use |  | 1996-10-30 |  | Petroleum | Premium gasoline | Premium gasoline | Retail | Single Wall | Single Wall | Coated & cathodic protection (sti-P3) |  | Double Wall |  |  | Catchment Basin | Flow Rest 90% Full | Flow Rest 90% Full |  |  | Automatic Tank Gauge | Single walled submersible pump containment sump | Containment Sump | Automatic flow restrictor (MLLD) | Interstitial Monitoring within Secondary Containment | SENSOR TO ATG | Continuous alarm system | Annual line testing |  | UST Currently In Use: 3; UST Temp Close: 0; AST Currently In Use: 0; AST Temp Closed: 0 | 3 | 0 | 6 | 13284-089-009853 | H.L. MARTIN DISTRIBUTING CO.
46863 | Currently in Use |  | 1996-10-30 |  | Petroleum | On road diesel | On road diesel | Retail | Single Wall | Single Wall | Coated & cathodic protection (sti-P3) |  | Double Wall |  |  | Catchment Basin | Flow Rest 90% Full | Flow Rest 90% Full |  |  | Automatic Tank Gauge | Single walled submersible pump containment sump | Containment Sump | Automatic flow restrictor (MLLD) | Interstitial Monitoring within Secondary Containment | SENSOR TO ATG | Continuous alarm system | Annual line testing |  | UST Currently In Use: 3; UST Temp Close: 0; AST Currently In Use: 0; AST Temp Closed: 0 | 3 | 0 | 6 | 13284-089-009853 | H.L. MARTIN DISTRIBUTING CO.
46864 | Currently in Use |  | 1997-04-10 |  | Petroleum | Unleaded gasoline | Unleaded gasoline | Retail | Single Wall | Single Wall | Coated & cathodic protection (sti-P3) |  | Flexible |  |  | Catchment Basin | Automatic shutoff device At 95% full | Automatic shutoff device At 95% full |  |  | Automatic Tank Gauge | Single walled submersible pump containment sump | Automatic shutoff device (AELLD) | Automatic shutoff device (AELLD) |  |  | Automatic electronic line leak detector (AELLD) | Automatic electronic line leak detector (AELLD) |  | UST Currently In Use: 2; UST Temp Close: 0; AST Currently In Use: 0; AST Temp Closed: 0 | 2 | 0 | 0 | 12300-043-017802 | HAYS AND SON OIL COMPANY, INC.
46865 | Currently in Use |  | 1997-04-10 |  | Petroleum | Premium gasoline | Premium gasoline | Retail | Steel | Single Wall | Coated & cathodic protection (sti-P3) |  | Double Wall |  |  | Catchment Basin | Automatic shutoff device At 95% full | Automatic shutoff device At 95% full |  |  | Automatic Tank Gauge | Single walled submersible pump containment sump | Automatic shutoff device (AELLD) | Automatic shutoff device (AELLD) |  |  | Automatic electronic line leak detector (AELLD) | Automatic electronic line leak detector (AELLD) |  | UST Currently In Use: 2; UST Temp Close: 0; AST Currently In Use: 0; AST Temp Closed: 0 | 2 | 0 | 0 | 12300-043-017802 | HAYS AND SON OIL COMPANY, INC.
46866 | Currently in Use |  | 1996-11-20 |  | Petroleum | Unleaded gasoline | Unleaded gasoline | Retail | Single Wall | Single Wall | Coated & cathodic protection (sti-P3) |  | Steel |  |  | Catchment Basin | Automatic shutoff device At 95% full | Automatic shutoff device At 95% full |  |  | Continuous Automatic Tank Gauge |  | Automatic shutoff device (AELLD) | Automatic shutoff device (AELLD) | Interstitial Monitoring within Secondary Containment |  |  |  |  | UST Currently In Use: 2; UST Temp Close: 0; AST Currently In Use: 0; AST Temp Closed: 0 | 2 | 0 | 0 | 15420-095-017803 | MAPCO EXPRESS, INC.
46867 | Currently in Use |  | 1996-11-20 |  | Petroleum | Premium gasoline | Premium gasoline | Retail | Steel | Single Wall | Coated & cathodic protection (sti-P3) |  | FIBCOATED |  |  | Catchment Basin | Automatic shutoff device At 95% full | Automatic shutoff device At 95% full |  |  | Continuous Automatic Tank Gauge |  | Automatic shutoff device (AELLD) | Automatic shutoff device (AELLD) | Interstitial Monitoring within Secondary Containment |  |  |  |  | UST Currently In Use: 2; UST Temp Close: 0; AST Currently In Use: 0; AST Temp Closed: 0 | 2 | 0 | 0 | 15420-095-017803 | MAPCO EXPRESS, INC.
46869 | Currently in Use |  | 1996-11-12 |  | Petroleum | Unleaded gasoline | Unleaded gasoline | Retail | Fiberglass reinforced plastic | Fiberglass reinforced plastic |  |  | Double Wall |  | 1901-01-01 | Catchment Basin | Flow Rest 90% Full | Flow Rest 90% Full |  |  | Continuous Automatic Tank Gauge |  | Containment Sump | Automatic flow restrictor (MLLD) | Interstitial Monitoring within Secondary Containment | SENSOR TO ATG | Annual line testing | Annual line testing |  | UST Currently In Use: 1; UST Temp Close: 0; AST Currently In Use: 0; AST Temp Closed: 0 | 1 | 0 | 0 | 23240-121-017804 | ROBERT STANLEY MAYO
46870 | Permanently Closed | 1996-03-16 | 1981-10-01 | 1999-03-16 | Petroleum | On road diesel | On road diesel | Emergency Power Generator | [6 empty] | 1901-01-01 | [11 empty] | Annual line testing | Annual line testing |  | UST Currently In Use: 0; UST Temp Close: 0; AST Currently In Use: 0; AST Temp Closed: 0 | 0 | 0 | 1 | 20225-081-017805 | METHODIST HOMES FOR THE AGING
46871 | Permanently Closed | 2003-09-01 | 1996-11-05 | 2004-07-29 | Petroleum | Unleaded gasoline | Unleaded gasoline | Retail | STIP3 | Steel | Coated & cathodic protection (sti-P3) |  | Flexible |  | 1901-01-01 | Catchment Basin | Flow Rest 90% Full | Flow Rest 90% Full |  |  | Automatic Tank Gauge |  |  |  |  | INTERSTITIAL BARRIER | Continuous alarm system | Continuous alarm system |  | UST Currently In Use: 0; UST Temp Close: 0; AST Currently In Use: 0; AST Temp Closed: 0 | 0 | 0 | 9 | 12345-003-008332 | HERNDON OIL CORP
46872 | Permanently Closed | 2003-09-01 | 1996-11-05 | 2004-07-29 | Petroleum | Unleaded gasoline | Unleaded gasoline | Retail | Steel | Steel | Coated & cathodic protection (sti-P3) |  | APT |  | 1901-01-01 | Catchment Basin | Flow Rest 90% Full | Flow Rest 90% Full |  |  | Automatic Tank Gauge |  |  |  |  | INTERSTITIAL BARRIER | Continuous alarm system | Continuous alarm system |  | UST Currently In Use: 0; UST Temp Close: 0; AST Currently In Use: 0; AST Temp Closed: 0 | 0 | 0 | 9 | 12345-003-008332 | HERNDON OIL CORP
46873 | Currently in Use |  | 1997-12-31 |  | Petroleum | On road diesel | On road diesel | Industrial | Fiberglass reinforced plastic | Double Wall |  |  | Flexible |  | 1901-01-01 | Catchment Basin | Audible high level alarm At 90% full | Audible high level alarm At 90% full | Interstitial Monitoring within Secondary Containment | SENSOR TO ATG | Automatic Tank Gauge |  | Automatic shutoff device (AELLD) | Automatic shutoff device (AELLD) | Interstitial Monitoring within Secondary Containment | SENSOR TO ATG | Continuous alarm system | Continuous alarm system |  | UST Currently In Use: 1; UST Temp Close: 0; AST Currently In Use: 0; AST Temp Closed: 0 | 1 | 0 | 4 | 10146-097-011535 | ALABAMA POWER COMPANY
46874 | Permanently Closed | 2015-06-18 | 1996-12-20 |  | Petroleum | Unleaded gasoline | Unleaded gasoline | Industrial | Fiberglass reinforced plastic | Double Wall |  |  | Fiberglass reinforced plastic |  | 1901-01-01 | Catchment Basin | Audible high level alarm At 90% full | Audible high level alarm At 90% full | Interstitial Monitoring within Secondary Containment | SENSOR TO ATG | Automatic Tank Gauge |  | Automatic shutoff device (AELLD) | Automatic shutoff device (AELLD) | [5 empty] | UST Currently In Use: 0; UST Temp Close: 0; AST Currently In Use: 0; AST Temp Closed: 0 | 0 | 0 | 5 | 10146-055-011571 | ALABAMA POWER COMPANY
46875 | Currently in Use |  | 1996-12-27 |  | Petroleum | Unleaded gasoline | Unleaded gasoline | Industrial | Double Wall | Double Wall |  |  | DBW |  | 1901-01-01 | Catchment Basin | Automatic shutoff device At 95% full | Automatic shutoff device At 95% full | Interstitial Monitoring within Secondary Containment | SENSOR TO ATG | Continuous Automatic Tank Gauge |  | Automatic flow restrictor (MLLD) | Automatic flow restrictor (MLLD) | Interstitial Monitoring within Secondary Containment | SENSOR TO ATG | Continuous alarm system | Continuous alarm system |  | UST Currently In Use: 1; UST Temp Close: 0; AST Currently In Use: 0; AST Temp Closed: 0 | 1 | 0 | 2 | 10146-115-011577 | ALABAMA POWER COMPANY
46876 | Currently in Use |  | 1992-11-01 |  | Petroleum | Aviation fuel (JP-4; etc.) | Aviation fuel (JP-4; etc.) | Industrial | Double Wall | Double Wall |  |  | Single Wall |  | 1901-01-01 | Other | Audible high level alarm At 90% full | Audible high level alarm At 90% full | Interstitial Monitoring within Secondary Containment | SENSOR TO ATG | Other |  | Other | Other |  |  | Other | Other |  | UST Currently In Use: 1; UST Temp Close: 0; AST Currently In Use: 0; AST Temp Closed: 0 | 1 | 0 | 0 | 22819-073-017806 | THE ROBINS & MORTON GROUP
46877 | Currently in Use |  | 1996-03-27 |  | Petroleum | On road diesel | On road diesel | Emergency Power Generator | Single Wall | Single Wall | Coated & cathodic protection (sti-P3) |  | Flexible |  |  | Catchment Basin | Flow Rest 90% Full | Flow Rest 90% Full |  |  | Continuous Automatic Tank Gauge | Single walled submersible pump containment sump | [7 empty] | UST Currently In Use: 1; UST Temp Close: 0; AST Currently In Use: 0; AST Temp Closed: 0 | 1 | 0 | 1 | 21967-077-017810 | MITCHELL HOLLINGSWORTH NURSING/REHAB
46878 | Permanently Closed | 1996-10-01 | 1911-11-11 | 1997-05-17 | Petroleum | Unleaded gasoline | Unleaded gasoline | Retail | Steel | Steel |  |  | Steel |  | 1901-01-01 | [5 empty] | Statistical Inventory Reconciliation (SIR) | [8 empty] | UST Currently In Use: 0; UST Temp Close: 0; AST Currently In Use: 0; AST Temp Closed: 0 | 0 | 0 | 3 | 20228-047-017811 | SHIRLEY B QUARLES & SHIRLEY Q BAIRD
46879 | Permanently Closed | 1996-11-01 | 1911-11-11 | 1997-05-17 | Petroleum | Unleaded gasoline | Unleaded gasoline | Retail | Steel | Steel |  |  | Steel |  | 1901-01-01 | [5 empty] | Statistical Inventory Reconciliation (SIR) | [8 empty] | UST Currently In Use: 0; UST Temp Close: 0; AST Currently In Use: 0; AST Temp Closed: 0 | 0 | 0 | 3 | 20228-047-017811 | SHIRLEY B QUARLES & SHIRLEY Q BAIRD
46880 | Permanently Closed | 1996-11-01 | 1911-11-11 | 1997-05-17 | Petroleum | Unleaded gasoline | Unleaded gasoline | Retail | Steel | Steel |  |  | Steel |  | 1901-01-01 | [5 empty] | Statistical Inventory Reconciliation (SIR) | [8 empty] | UST Currently In Use: 0; UST Temp Close: 0; AST Currently In Use: 0; AST Temp Closed: 0 | 0 | 0 | 3 | 20228-047-017811 | SHIRLEY B QUARLES & SHIRLEY Q BAIRD
46882 | Temporary Closed | 2022-07-07 | 1996-01-01 |  | Petroleum | Unleaded gasoline | Unleaded gasoline | Retail | Single Wall | Single Wall | Coated & cathodic protection (sti-P3) |  | Single Wall |  |  | Catchment Basin | Automatic shutoff device At 95% full | Automatic shutoff device At 95% full |  |  | Statistical Inventory Reconciliation (SIR) | Direct Bury submersible pump | [7 empty] | UST Currently In Use: 0; UST Temp Close: 1; AST Currently In Use: 0; AST Temp Closed: 0 | 0 | 1 | 0 | 25990-127-017812 | ROBERT SPARKS
46884 | Currently in Use |  | 1996-03-15 |  | Petroleum | Unleaded gasoline | Unleaded gasoline | Retail | Steel | Single Wall | Coated & cathodic protection (sti-P3) |  | Double Wall | ENVIRON |  | Catchment Basin | Flow Rest 90% Full | Flow Rest 90% Full |  |  | Statistical Inventory Reconciliation (SIR) |  | Containment Sump | Automatic flow restrictor (MLLD) |  |  | Statistical inventory reconciliation (SIR) | Statistical inventory reconciliation (SIR) |  | UST Currently In Use: 1; UST Temp Close: 0; AST Currently In Use: 0; AST Temp Closed: 0 | 1 | 0 | 0 | 25089-065-011323 | JOHN KEITH MCCRAY
46885 | Temporary Closed | 2020-05-21 | 1997-01-02 |  | Petroleum | Unleaded gasoline | Unleaded gasoline | Retail | Fiberglass coated steel | Fiberglass coated steel |  |  | Double Wall |  | 1901-01-01 | Catchment Basin | Flow Rest 90% Full | Flow Rest 90% Full |  |  | Automatic Tank Gauge |  | Containment Sump | Automatic flow restrictor (MLLD) |  |  | Annual line testing | Annual line testing |  | UST Currently In Use: 0; UST Temp Close: 3; AST Currently In Use: 0; AST Temp Closed: 0 | 0 | 3 | 0 | 14681-101-010557 | STERLING OIL COMPANY, INC.
46886 | Temporary Closed | 2020-05-21 | 1997-01-02 |  | Petroleum | Unleaded gasoline | Unleaded gasoline | Retail | Fiberglass coated steel | Fiberglass coated steel |  |  | Double Wall |  | 1901-01-01 | Catchment Basin | Flow Rest 90% Full | Flow Rest 90% Full |  |  | Automatic Tank Gauge |  | Automatic flow restrictor (MLLD) | Automatic flow restrictor (MLLD) |  |  | Annual line testing | Annual line testing |  | UST Currently In Use: 0; UST Temp Close: 3; AST Currently In Use: 0; AST Temp Closed: 0 | 0 | 3 | 0 | 14681-101-010557 | STERLING OIL COMPANY, INC.
46887 | Temporary Closed | 2020-05-21 | 1997-01-02 |  | Petroleum | Unleaded gasoline | Unleaded gasoline | Retail | Fiberglass coated steel | Fiberglass coated steel |  |  | ENVIROFLEX |  | 1901-01-01 | Catchment Basin | Flow Rest 90% Full | Flow Rest 90% Full |  |  | Automatic Tank Gauge |  | Automatic flow restrictor (MLLD) | Automatic flow restrictor (MLLD) |  |  | Annual line testing | Annual line testing |  | UST Currently In Use: 0; UST Temp Close: 3; AST Currently In Use: 0; AST Temp Closed: 0 | 0 | 3 | 0 | 14681-101-010557 | STERLING OIL COMPANY, INC.
46888 | Currently in Use |  | 1996-12-20 |  | Petroleum | Unleaded gasoline | Unleaded gasoline | Retail | Single Wall | Fiberglass coated steel |  |  | 2 PIECES |  | 1901-01-01 | Catchment Basin | Automatic shutoff device At 95% full | Automatic shutoff device At 95% full |  |  | Continuous Automatic Tank Gauge |  | Automatic flow restrictor (MLLD) | Automatic flow restrictor (MLLD) |  |  | Annual line testing | Annual line testing |  | UST Currently In Use: 2; UST Temp Close: 0; AST Currently In Use: 0; AST Temp Closed: 0 | 2 | 0 | 2 | 21318-073-002307 | DIANE LOAN HUYNH
46889 | Currently in Use |  | 1996-12-20 |  | Petroleum | Premium gasoline | Premium gasoline | Retail | Fiberglass coated steel | Fiberglass coated steel |  |  | Fiberglass reinforced plastic |  | 1901-01-01 | Catchment Basin | Automatic shutoff device At 95% full | Automatic shutoff device At 95% full |  |  | Continuous Automatic Tank Gauge |  | Automatic flow restrictor (MLLD) | Automatic flow restrictor (MLLD) |  |  | Annual line testing | Annual line testing |  | UST Currently In Use: 2; UST Temp Close: 0; AST Currently In Use: 0; AST Temp Closed: 0 | 2 | 0 | 2 | 21318-073-002307 | DIANE LOAN HUYNH
46890 | Currently in Use |  | 1996-10-20 |  | Petroleum | Unleaded gasoline | Unleaded gasoline | Retail | Fiberglass reinforced plastic | Fiberglass reinforced plastic |  |  | APT FLEX D |  | 1901-01-01 | Catchment Basin | Automatic shutoff device At 95% full | Automatic shutoff device At 95% full |  |  | Automatic Tank Gauge | [8 empty] | UST Currently In Use: 1; UST Temp Close: 0; AST Currently In Use: 0; AST Temp Closed: 0 | 1 | 0 | 5 | 13490-097-000248 | MOBILE U DRIVE IT INC
46891 | Currently in Use |  | 1996-12-23 |  | Petroleum | On road diesel | On road diesel | Local Government | Steel | Steel | Coated & cathodic protection (sti-P3) |  | Fiberglass reinforced plastic |  |  | Catchment Basin | Flow Rest 90% Full | Flow Rest 90% Full |  |  | Automatic Tank Gauge | [8 empty] | UST Currently In Use: 1; UST Temp Close: 0; AST Currently In Use: 0; AST Temp Closed: 0 | 1 | 0 | 2 | 13175-085-011933 | LOWNDES COUNTY BOARD OF EDUCATION
46892 | Temporary Closed | 2019-08-08 | 1996-10-30 |  | Petroleum | Unleaded gasoline | Unleaded gasoline | Retail | Fiberglass coated steel | Fiberglass coated steel |  |  | DBL WALL |  | 1901-01-01 | Catchment Basin | Automatic shutoff device At 95% full | Automatic shutoff device At 95% full | Interstitial Monitoring within Secondary Containment |  | Automatic Tank Gauge | [8 empty] | UST Currently In Use: 0; UST Temp Close: 1; AST Currently In Use: 0; AST Temp Closed: 0 | 0 | 1 | 5 | 25795-097-001816 | JBC REAL PROPERTY LLC
46893 | Temporary Closed | 2005-09-21 | 1996-12-01 |  | Petroleum | Unleaded gasoline | Unleaded gasoline | Retail | Single Wall | Single Wall | Coated & cathodic protection (sti-P3) |  | Fiberglass reinforced plastic |  | 1901-01-01 | Catchment Basin | Automatic shutoff device At 95% full | Automatic shutoff device At 95% full |  |  | Automatic Tank Gauge | [8 empty] | UST Currently In Use: 0; UST Temp Close: 4; AST Currently In Use: 0; AST Temp Closed: 0 | 0 | 4 | 5 | 20239-059-011260 | JOHN SHEWBART
46894 | Temporary Closed | 2005-09-21 | 1996-12-01 |  | Petroleum | On road diesel | On road diesel | Retail | Steel | Single Wall | Coated & cathodic protection (sti-P3) |  | Fiberglass reinforced plastic |  | 1901-01-01 | Catchment Basin | Automatic shutoff device At 95% full | Automatic shutoff device At 95% full |  |  | Automatic Tank Gauge | [8 empty] | UST Currently In Use: 0; UST Temp Close: 4; AST Currently In Use: 0; AST Temp Closed: 0 | 0 | 4 | 5 | 20239-059-011260 | JOHN SHEWBART
46895 | Temporary Closed | 2005-09-21 | 1996-12-01 |  | Petroleum | Unleaded gasoline | Unleaded gasoline | Retail | Single Wall | Single Wall | Coated & cathodic protection (sti-P3) |  | Single Wall |  | 1901-01-01 | Catchment Basin | Automatic shutoff device At 95% full | Automatic shutoff device At 95% full |  |  | Automatic Tank Gauge | [8 empty] | UST Currently In Use: 0; UST Temp Close: 4; AST Currently In Use: 0; AST Temp Closed: 0 | 0 | 4 | 5 | 20239-059-011260 | JOHN SHEWBART
46896 | Temporary Closed | 2005-09-21 | 1996-12-01 |  | Petroleum | On road diesel | On road diesel | Retail | Single Wall | Single Wall | Coated & cathodic protection (sti-P3) |  | Fiberglass reinforced plastic |  | 1901-01-01 | Catchment Basin | Automatic shutoff device At 95% full | Automatic shutoff device At 95% full |  |  | Automatic Tank Gauge | [8 empty] | UST Currently In Use: 0; UST Temp Close: 4; AST Currently In Use: 0; AST Temp Closed: 0 | 0 | 4 | 5 | 20239-059-011260 | JOHN SHEWBART
46899 | Permanently Closed | 1997-11-01 | 1993-08-01 | 1997-11-13 | Petroleum | On road diesel | On road diesel | Industrial | Fiberglass coated steel | Fiberglass coated steel |  |  |  |  | 1901-01-01 | Catchment Basin | Flow Rest 90% Full | Flow Rest 90% Full |  |  | Automatic Tank Gauge | [8 empty] | UST Currently In Use: 0; UST Temp Close: 0; AST Currently In Use: 2; AST Temp Closed: 0 | 0 | 0 | 2 | 12713-073-015039 | JEFFERSON COUNTY COMMISSION
46900 | Permanently Closed | 2004-10-18 | 1995-02-02 | 2006-10-18 | Petroleum | On road diesel | On road diesel | Local Government | Fiberglass coated steel | Fiberglass coated steel |  |  | Fiberglass reinforced plastic |  | 1901-01-01 | Catchment Basin | Flow Rest 90% Full | Flow Rest 90% Full |  |  | Automatic Tank Gauge | [8 empty] | UST Currently In Use: 0; UST Temp Close: 0; AST Currently In Use: 0; AST Temp Closed: 0 | 0 | 0 | 3 | 15028-125-002020 | TUSCALOOSA CO. COMMISSION PUB. WORKS
46901 | Currently in Use |  | 1995-02-01 |  | Petroleum | On road diesel | On road diesel | Local Government | Fiberglass coated steel | Fiberglass coated steel |  |  | Fiberglass reinforced plastic |  | 1901-01-01 | Catchment Basin | Flow Rest 90% Full | Flow Rest 90% Full |  |  | Automatic Tank Gauge | [8 empty] | UST Currently In Use: 1; UST Temp Close: 0; AST Currently In Use: 0; AST Temp Closed: 0 | 1 | 0 | 2 | 15028-125-002024 | TUSCALOOSA CO. COMMISSION PUB. WORKS
46902 | Currently in Use |  | 1995-01-24 |  | Petroleum | On road diesel | On road diesel | Local Government | Fiberglass coated steel | Fiberglass coated steel |  |  | Fiberglass reinforced plastic |  | 1901-01-01 | Catchment Basin | Flow Rest 90% Full | Flow Rest 90% Full |  |  | Automatic Tank Gauge | [8 empty] | UST Currently In Use: 1; UST Temp Close: 0; AST Currently In Use: 0; AST Temp Closed: 0 | 1 | 0 | 2 | 15028-125-002022 | TUSCALOOSA CO. COMMISSION PUB. WORKS
46903 | Permanently Closed | 2007-09-13 | 1997-01-01 | 2007-09-13 | Petroleum | Unleaded gasoline | Unleaded gasoline | Retail | Steel | Steel | Coated & cathodic protection (sti-P3) |  | Fiberglass reinforced plastic |  | 1901-01-01 | Catchment Basin | Automatic shutoff device At 95% full | Automatic shutoff device At 95% full |  |  | Continuous Automatic Tank Gauge |  | Automatic shutoff device (AELLD) | Automatic shutoff device (AELLD) | [5 empty] | UST Currently In Use: 0; UST Temp Close: 0; AST Currently In Use: 0; AST Temp Closed: 0 | 0 | 0 | 1 | 11890-125-017815 | FOWLER OIL COMPANY, INC.
46904 | Currently in Use |  | 1996-12-04 |  | Petroleum | On road diesel | On road diesel | Industrial | Steel | Steel | Coated & cathodic protection (sti-P3) |  | Flexible |  | 1901-01-01 | Catchment Basin | Automatic shutoff device At 95% full | Automatic shutoff device At 95% full | Interstitial Monitoring within Secondary Containment | SENSOR TO ATG | Automatic Tank Gauge |  | Automatic flow restrictor (MLLD) | Automatic flow restrictor (MLLD) | Interstitial Monitoring within Secondary Containment | SENSOR TO ATG | Continuous alarm system | Continuous alarm system |  | UST Currently In Use: 2; UST Temp Close: 1; AST Currently In Use: 0; AST Temp Closed: 0 | 2 | 1 | 5 | 13452-097-004869 | MILLER TRANSPORTERS, INC.
46905 | Currently in Use |  | 1996-12-12 |  | Petroleum | Used oil | Used oil | Industrial | Steel | Steel | Coated & cathodic protection (sti-P3) |  | APT |  | 1901-01-01 | Catchment Basin | Audible high level alarm At 90% full | Audible high level alarm At 90% full | Interstitial Monitoring within Secondary Containment | SENSOR TO ATG |  |  | Other | Other |  |  | Other | Other |  | UST Currently In Use: 2; UST Temp Close: 1; AST Currently In Use: 0; AST Temp Closed: 0 | 2 | 1 | 5 | 13452-097-004869 | MILLER TRANSPORTERS, INC.
46906 | Temporary Closed | 2022-12-31 | 1996-12-12 |  | Petroleum | Virgin oil | Virgin oil | Industrial | Steel | Steel | Coated & cathodic protection (sti-P3) |  | Flexible |  | 1901-01-01 | Catchment Basin | Audible high level alarm At 90% full | Audible high level alarm At 90% full | Interstitial Monitoring within Secondary Containment | SENSOR TO ATG | Automatic Tank Gauge | [8 empty] | UST Currently In Use: 2; UST Temp Close: 1; AST Currently In Use: 0; AST Temp Closed: 0 | 2 | 1 | 5 | 13452-097-004869 | MILLER TRANSPORTERS, INC.
46908 | Currently in Use |  | 1995-10-15 |  | Petroleum | Unleaded gasoline | Unleaded gasoline | Retail | Fiberglass reinforced plastic | Fiberglass reinforced plastic |  |  | Fiberglass reinforced plastic |  | 1901-01-01 | Catchment Basin | Flow Rest 90% Full | Flow Rest 90% Full |  |  | Continuous Automatic Tank Gauge |  | Automatic flow restrictor (MLLD) | Automatic flow restrictor (MLLD) |  |  | Annual line testing | Annual line testing |  | UST Currently In Use: 3; UST Temp Close: 0; AST Currently In Use: 0; AST Temp Closed: 0 | 3 | 0 | 0 | 13526-117-017820 | MOORE OIL COMPANY, INC.
46909 | Currently in Use |  | 1995-10-15 |  | Petroleum | Unleaded gasoline | Unleaded gasoline | Retail | Fiberglass reinforced plastic | Fiberglass reinforced plastic |  |  | Fiberglass reinforced plastic |  | 1901-01-01 | Catchment Basin | Flow Rest 90% Full | Flow Rest 90% Full |  |  | Continuous Automatic Tank Gauge |  | Automatic flow restrictor (MLLD) | Automatic flow restrictor (MLLD) |  |  | Annual line testing | Annual line testing |  | UST Currently In Use: 3; UST Temp Close: 0; AST Currently In Use: 0; AST Temp Closed: 0 | 3 | 0 | 0 | 13526-117-017820 | MOORE OIL COMPANY, INC.
46910 | Currently in Use |  | 1995-10-15 |  | Petroleum | Premium gasoline | Premium gasoline | Retail | Fiberglass reinforced plastic | Fiberglass reinforced plastic |  |  | Fiberglass reinforced plastic |  | 1901-01-01 | Catchment Basin | Flow Rest 90% Full | Flow Rest 90% Full |  |  | Continuous Automatic Tank Gauge |  | Automatic flow restrictor (MLLD) | Automatic flow restrictor (MLLD) |  |  | Annual line testing | Annual line testing |  | UST Currently In Use: 3; UST Temp Close: 0; AST Currently In Use: 0; AST Temp Closed: 0 | 3 | 0 | 0 | 13526-117-017820 | MOORE OIL COMPANY, INC.
46911 | Permanently Closed | 2015-05-01 | 1996-11-01 | 2015-05-01 | Petroleum | Unleaded gasoline | Unleaded gasoline | Industrial | Steel | Steel | Coated & cathodic protection (sti-P3) |  | Flexible |  |  | Catchment Basin | Flow Rest 90% Full | Flow Rest 90% Full |  |  | Continuous Automatic Tank Gauge |  | Containment Sump | Containment Sump | Interstitial Monitoring within Secondary Containment | SENSOR TO ATG | Continuous alarm system | Continuous alarm system |  | UST Currently In Use: 0; UST Temp Close: 0; AST Currently In Use: 0; AST Temp Closed: 0 | 0 | 0 | 1 | 11238-097-017821 | COOKS PEST CONTROL
46912 | Currently in Use |  | 1996-10-15 |  | Petroleum | Unleaded gasoline | Unleaded gasoline | Retail | Steel | Steel | Coated & cathodic protection (sti-P3) |  | Flexible |  | 1901-01-01 | Catchment Basin | Audible high level alarm At 90% full | Audible high level alarm At 90% full |  |  | Automatic Tank Gauge |  | Containment Sump | Automatic flow restrictor (MLLD) |  |  | Annual line testing | Annual line testing |  | UST Currently In Use: 2; UST Temp Close: 0; AST Currently In Use: 0; AST Temp Closed: 0 | 2 | 0 | 0 | 21868-125-017827 | CATHERINE BUTT
46913 | Currently in Use |  | 1996-10-15 |  | Petroleum | Unleaded gasoline | Unleaded gasoline | Retail | Steel | Steel | Coated & cathodic protection (sti-P3) |  | Flexible |  | 1901-01-01 | Catchment Basin | Audible high level alarm At 90% full | Audible high level alarm At 90% full |  |  | Automatic Tank Gauge |  | Containment Sump | Automatic flow restrictor (MLLD) |  |  | Annual line testing | Annual line testing |  | UST Currently In Use: 2; UST Temp Close: 0; AST Currently In Use: 0; AST Temp Closed: 0 | 2 | 0 | 0 | 21868-125-017827 | CATHERINE BUTT
46914 | Currently in Use |  | 1997-01-03 |  | Petroleum | Unleaded gasoline | Unleaded gasoline | Retail | Fiberglass coated steel | Fiberglass coated steel |  |  | Fiberglass reinforced plastic |  | 1901-01-01 | Catchment Basin | Flow Rest 90% Full | Flow Rest 90% Full |  |  | Continuous Automatic Tank Gauge |  | Automatic flow restrictor (MLLD) | Automatic flow restrictor (MLLD) | Interstitial Monitoring within Secondary Containment |  | Annual line testing | Annual line testing |  | UST Currently In Use: 2; UST Temp Close: 0; AST Currently In Use: 0; AST Temp Closed: 0 | 2 | 0 | 3 | 24214-117-001285 | ISHTEAQ SHAD
46915 | Currently in Use |  | 1997-01-03 |  | Petroleum | Premium gasoline | Premium gasoline | Retail | Fiberglass coated steel | Fiberglass coated steel |  |  | Fiberglass reinforced plastic |  | 1901-01-01 | Catchment Basin | Flow Rest 90% Full | Flow Rest 90% Full |  |  | Continuous Automatic Tank Gauge |  | Automatic flow restrictor (MLLD) | Automatic flow restrictor (MLLD) | Interstitial Monitoring within Secondary Containment |  | Annual line testing | Annual line testing |  | UST Currently In Use: 2; UST Temp Close: 0; AST Currently In Use: 0; AST Temp Closed: 0 | 2 | 0 | 3 | 24214-117-001285 | ISHTEAQ SHAD
46916 | Currently in Use |  | 1997-01-21 |  | Petroleum | Unleaded gasoline | Unleaded gasoline | Retail | Fiberglass coated steel | Fiberglass coated steel |  |  | Flexible |  | 1901-01-01 | Catchment Basin | Flow Rest 90% Full | Flow Rest 90% Full |  |  | Continuous Automatic Tank Gauge |  | Automatic flow restrictor (MLLD) | Automatic flow restrictor (MLLD) |  |  | Annual line testing | Annual line testing |  | UST Currently In Use: 2; UST Temp Close: 0; AST Currently In Use: 0; AST Temp Closed: 0 | 2 | 0 | 3 | 23223-097-000449 | NMP, LLC
46917 | Currently in Use |  | 1997-01-21 |  | Petroleum | Premium gasoline | Premium gasoline | Retail | Fiberglass coated steel | Fiberglass coated steel |  |  | Flexible |  | 1901-01-01 | Catchment Basin | Flow Rest 90% Full | Flow Rest 90% Full |  |  | Continuous Automatic Tank Gauge |  | Containment Sump | Automatic flow restrictor (MLLD) |  |  | Annual line testing | Annual line testing |  | UST Currently In Use: 2; UST Temp Close: 0; AST Currently In Use: 0; AST Temp Closed: 0 | 2 | 0 | 3 | 23223-097-000449 | NMP, LLC
46918 | Currently in Use |  | 1997-01-28 |  | Petroleum | On road diesel | On road diesel | Emergency power generator | Fiberglass reinforced plastic | Double Wall |  |  | COPPER |  | 1901-01-01 | Double walled catchment basin | Audible high level alarm At 90% full | Audible high level alarm At 90% full | Interstitial Monitoring within Secondary Containment | SENSOR TO ATG | Automatic Tank Gauge | [8 empty] | UST Currently In Use: 1; UST Temp Close: 0; AST Currently In Use: 0; AST Temp Closed: 0 | 1 | 0 | 2 | 14462-073-012057 | BELLSOUTH TELECOMM. DBA AT&T ALA.
46919 | Currently in Use |  | 1997-02-25 |  | Petroleum | Unleaded gasoline | Unleaded gasoline | Retail | Double Wall | Double Wall |  |  | Double Wall | ENVIRON | 1901-01-01 | Catchment Basin | Flow Rest 90% Full | Flow Rest 90% Full |  |  | Continuous Automatic Tank Gauge |  | Automatic flow restrictor (MLLD) | Automatic flow restrictor (MLLD) |  | SENSOR TO ATG | Continuous alarm system | Annual line testing |  | UST Currently In Use: 3; UST Temp Close: 0; AST Currently In Use: 0; AST Temp Closed: 0 | 3 | 0 | 3 | 25214-009-005413 | CADILLAC JACK OIL COMPANY INC
46920 | Currently in Use |  | 1997-02-25 |  | Petroleum | Premium gasoline | Premium gasoline | Retail | Fiberglass coated steel | Double Wall |  |  | Flexible | ENVIRON | 1901-01-01 | Catchment Basin | Flow Rest 90% Full | Flow Rest 90% Full |  |  | Continuous Automatic Tank Gauge |  | Automatic flow restrictor (MLLD) | Automatic flow restrictor (MLLD) |  | SENSOR TO ATG | Annual line testing | Annual line testing |  | UST Currently In Use: 3; UST Temp Close: 0; AST Currently In Use: 0; AST Temp Closed: 0 | 3 | 0 | 3 | 25214-009-005413 | CADILLAC JACK OIL COMPANY INC
46921 | Currently in Use |  | 1996-01-15 |  | Petroleum | On road diesel | On road diesel | Retail | Single Wall | Single Wall | Coated & cathodic protection (sti-P3) |  | Single Wall |  | 1901-01-01 | Catchment Basin | Audible high level alarm At 90% full | Audible high level alarm At 90% full |  |  | Statistical Inventory Reconciliation (SIR) | [8 empty] | UST Currently In Use: 3; UST Temp Close: 0; AST Currently In Use: 0; AST Temp Closed: 0 | 3 | 0 | 0 | 24759-073-017828 | BILL RENFROW
46922 | Currently in Use |  | 1996-01-15 |  | Petroleum | Premium gasoline | Premium gasoline | Retail | Fiberglass reinforced plastic | Fiberglass reinforced plastic |  |  | Fiberglass reinforced plastic |  | 1901-01-01 | Catchment Basin | Audible high level alarm At 90% full | Audible high level alarm At 90% full |  |  | Statistical Inventory Reconciliation (SIR) |  | Automatic flow restrictor (MLLD) | Automatic flow restrictor (MLLD) |  |  | Statistical inventory reconciliation (SIR) | Statistical inventory reconciliation (SIR) |  | UST Currently In Use: 3; UST Temp Close: 0; AST Currently In Use: 0; AST Temp Closed: 0 | 3 | 0 | 0 | 24759-073-017828 | BILL RENFROW
46923 | Currently in Use |  | 1996-01-15 |  | Petroleum | Unleaded gasoline | Unleaded gasoline | Retail | Fiberglass reinforced plastic | Fiberglass reinforced plastic |  |  | Fiberglass reinforced plastic |  | 1901-01-01 | Catchment Basin | Audible high level alarm At 90% full | Audible high level alarm At 90% full |  |  | Statistical Inventory Reconciliation (SIR) |  | Automatic flow restrictor (MLLD) | Automatic flow restrictor (MLLD) |  |  | Statistical inventory reconciliation (SIR) | Statistical inventory reconciliation (SIR) |  | UST Currently In Use: 3; UST Temp Close: 0; AST Currently In Use: 0; AST Temp Closed: 0 | 3 | 0 | 0 | 24759-073-017828 | BILL RENFROW
46924 | Permanently Closed | 2001-11-07 | 1996-12-03 | 2001-11-07 | Petroleum | Unleaded gasoline | Unleaded gasoline | Industrial | Steel | Steel | Coated & cathodic protection (sti-P3) |  | Fiberglass reinforced plastic |  | 1901-01-01 | Catchment Basin | Flow Rest 90% Full | Flow Rest 90% Full |  |  | Automatic Tank Gauge | [8 empty] | UST Currently In Use: 0; UST Temp Close: 0; AST Currently In Use: 0; AST Temp Closed: 0 | 0 | 0 | 1 | 20252-073-017831 | JAMES P TRAMMEL
46925 | Permanently Closed | 1998-09-24 | 1992-01-02 | 1998-09-24 | Petroleum | On road diesel | On road diesel | Retail | [6 empty] | 1901-01-01 | [14 empty] | UST Currently In Use: 2; UST Temp Close: 0; AST Currently In Use: 0; AST Temp Closed: 0 | 2 | 0 | 3 | 20253-073-017832 | AMJAD SULTAN
46926 | Permanently Closed | 2000-04-14 | 1972-01-02 | 2000-04-14 | Petroleum | Unleaded gasoline | Unleaded gasoline | Retail | Steel | Steel | Field installed cathodic protection |  | Steel |  | 1901-01-01 | Catchment Basin | [13 empty] | UST Currently In Use: 2; UST Temp Close: 0; AST Currently In Use: 0; AST Temp Closed: 0 | 2 | 0 | 3 | 20253-073-017832 | AMJAD SULTAN
46927 | Permanently Closed | 2000-04-14 | 1972-01-02 | 2000-04-14 | Petroleum | Premium gasoline | Premium gasoline | Retail | Steel | Steel | Field installed cathodic protection |  | Steel |  | 1901-01-01 | Catchment Basin | [13 empty] | UST Currently In Use: 2; UST Temp Close: 0; AST Currently In Use: 0; AST Temp Closed: 0 | 2 | 0 | 3 | 20253-073-017832 | AMJAD SULTAN
46928 | Permanently Closed | 2022-02-28 | 1997-02-24 | 2022-03-17 | Petroleum | Unleaded gasoline | Unleaded gasoline | Retail | Double Wall | Double Wall |  |  | Double Wall |  | 1901-01-01 | Catchment Basin | Flow Rest 90% Full | Audible high level alarm At 90% full | Interstitial Monitoring within Secondary Containment | SENSOR TO ATG | Automatic Tank Gauge | Single walled submersible pump containment sump | Automatic shutoff device (AELLD) | Automatic shutoff device (AELLD) |  |  | Continuous alarm system | Annual line testing |  | UST Currently In Use: 0; UST Temp Close: 0; AST Currently In Use: 0; AST Temp Closed: 0 | 0 | 0 | 2 | 14001-089-017833 | RACETRAC PETROLEUM, INC.
46929 | Permanently Closed | 2022-02-28 | 1997-02-24 | 2022-03-17 | Petroleum | Premium gasoline | Premium gasoline | Retail | Fiberglass coated steel | Double Wall |  |  | Double Wall |  | 1901-01-01 | Catchment Basin | Flow Rest 90% Full | Audible high level alarm At 90% full | Interstitial Monitoring within Secondary Containment | SENSOR TO ATG | Automatic Tank Gauge | Single walled submersible pump containment sump | Containment Sump | Automatic shutoff device (AELLD) |  |  | Continuous alarm system | Annual line testing |  | UST Currently In Use: 0; UST Temp Close: 0; AST Currently In Use: 0; AST Temp Closed: 0 | 0 | 0 | 2 | 14001-089-017833 | RACETRAC PETROLEUM, INC.
46930 | Currently in Use |  | 1996-08-01 |  | Petroleum | Unleaded gasoline | Unleaded gasoline | Retail | Steel | Steel | Coated & cathodic protection (sti-P3) |  | Fiberglass reinforced plastic |  | 1901-01-01 | Catchment Basin | Flow Rest 90% Full | Flow Rest 90% Full |  |  | Automatic Tank Gauge |  | Automatic flow restrictor (MLLD) | Automatic flow restrictor (MLLD) |  |  | Continuous alarm system | Continuous alarm system |  | UST Currently In Use: 3; UST Temp Close: 0; AST Currently In Use: 0; AST Temp Closed: 0 | 3 | 0 | 0 | 12409-109-017834 | Tim Shirley
46932 | Currently in Use |  | 1996-08-01 |  | Petroleum | Premium gasoline | Premium gasoline | Retail | Steel | Steel | Coated & cathodic protection (sti-P3) |  | Fiberglass reinforced plastic |  | 1901-01-01 | Catchment Basin | Flow Rest 90% Full | Flow Rest 90% Full |  |  | Automatic Tank Gauge |  | Automatic flow restrictor (MLLD) | Automatic flow restrictor (MLLD) |  |  | Continuous alarm system | Continuous alarm system |  | UST Currently In Use: 3; UST Temp Close: 0; AST Currently In Use: 0; AST Temp Closed: 0 | 3 | 0 | 0 | 12409-109-017834 | Tim Shirley
46933 | Currently in Use |  | 1996-08-01 |  | Petroleum | On road diesel | On road diesel | Retail | Steel | Steel | Coated & cathodic protection (sti-P3) |  | Fiberglass reinforced plastic |  | 1901-01-01 | Catchment Basin | Flow Rest 90% Full | Flow Rest 90% Full |  |  | Automatic Tank Gauge |  | Automatic flow restrictor (MLLD) | Automatic flow restrictor (MLLD) |  |  | Continuous alarm system | Continuous alarm system |  | UST Currently In Use: 3; UST Temp Close: 0; AST Currently In Use: 0; AST Temp Closed: 0 | 3 | 0 | 0 | 12409-109-017834 | Tim Shirley
46934 | Permanently Closed | 2005-04-01 | 1992-05-01 | 2006-09-08 | Petroleum | Unleaded gasoline | Unleaded gasoline | Retail | Steel | Steel | Coated & cathodic protection (sti-P3) |  | Fiberglass reinforced plastic |  | 1901-01-01 | Catchment Basin | Flow Rest 90% Full | Automatic shutoff device At 95% full | [11 empty] | UST Currently In Use: 0; UST Temp Close: 0; AST Currently In Use: 0; AST Temp Closed: 0 | 0 | 0 | 2 | 20254-009-017835 | GARY BUTTS
46935 | Permanently Closed | 2005-04-01 | 1992-05-01 | 2006-09-08 | Petroleum | Mid-grade gasoline | Mid-grade gasoline | Retail | Steel | Steel | Coated & cathodic protection (sti-P3) |  | Fiberglass reinforced plastic |  | 1901-01-01 | Catchment Basin | Automatic shutoff device At 95% full | Automatic shutoff device At 95% full | [11 empty] | UST Currently In Use: 0; UST Temp Close: 0; AST Currently In Use: 0; AST Temp Closed: 0 | 0 | 0 | 2 | 20254-009-017835 | GARY BUTTS
46936 | Currently in Use |  | 1997-01-30 |  | Petroleum | Premium gasoline | Premium gasoline | Retail | Fiberglass reinforced plastic | Fiberglass reinforced plastic |  |  | Fiberglass reinforced plastic |  | 1901-01-01 | Catchment Basin | Flow Rest 90% Full | Flow Rest 90% Full |  |  | Continuous Automatic Tank Gauge |  | Automatic flow restrictor (MLLD) | Automatic flow restrictor (MLLD) |  |  | Annual line testing | Annual line testing |  | UST Currently In Use: 2; UST Temp Close: 0; AST Currently In Use: 0; AST Temp Closed: 0 | 2 | 0 | 0 | 23272-117-017836 | IS OHM, LLC
46937 | Currently in Use |  | 1997-01-30 |  | Petroleum | Unleaded gasoline | Unleaded gasoline | Retail | Fiberglass reinforced plastic | Fiberglass reinforced plastic |  |  | Fiberglass reinforced plastic |  | 1901-01-01 | Catchment Basin | Flow Rest 90% Full | Flow Rest 90% Full |  |  | Continuous Automatic Tank Gauge |  | Automatic flow restrictor (MLLD) | Automatic flow restrictor (MLLD) |  |  | Continuous alarm system | Annual line testing |  | UST Currently In Use: 2; UST Temp Close: 0; AST Currently In Use: 0; AST Temp Closed: 0 | 2 | 0 | 0 | 23272-117-017836 | IS OHM, LLC
46938 | Permanently Closed | 1997-08-25 | 1991-01-01 | 1997-08-27 | Petroleum | Unleaded gasoline | Unleaded gasoline | Retail | Steel | Steel | Coated & cathodic protection (sti-P3) |  | Steel |  | 1901-01-01 | [5 empty] | Statistical Inventory Reconciliation (SIR) | [5 empty] | Annual line testing | Annual line testing |  | UST Currently In Use: 0; UST Temp Close: 0; AST Currently In Use: 0; AST Temp Closed: 0 | 0 | 0 | 3 | 14694-089-003880 | STEVENS OIL COMPANY
46939 | Permanently Closed | 2018-11-01 | 1988-07-01 | 2019-06-19 | Petroleum | Kerosene | Kerosene | Retail | Steel | Steel | Coated & cathodic protection (sti-P3) |  | Fiberglass reinforced plastic |  |  | Catchment Basin | Flow Rest 90% Full | Flow Rest 90% Full |  |  | Continuous Automatic Tank Gauge | [8 empty] | UST Currently In Use: 0; UST Temp Close: 0; AST Currently In Use: 0; AST Temp Closed: 0 | 0 | 0 | 12 | 25544-089-003911 | RISHI & TILAK LLC
46940 | Permanently Closed | 2001-09-27 | 1991-01-01 | 2001-09-27 | Petroleum | Used oil | Used oil | Retail | Steel | Steel | Coated & cathodic protection (sti-P3) |  | Steel |  | 1901-01-01 | Other | Other | Other |  |  | Manual Tank Gauging (only tanks 1000 gal. or less and 48” or 64” in diameter) | [8 empty] | UST Currently In Use: 4; UST Temp Close: 1; AST Currently In Use: 0; AST Temp Closed: 0 | 4 | 1 | 1 | 22734-103-005349 | FRONTIER INC.
46941 | Permanently Closed | 1998-08-24 | 1982-03-05 | 1998-08-24 | Petroleum | Unleaded gasoline | Unleaded gasoline | Bulk facility | Steel | Steel |  | Painted or None | Steel |  | 1901-01-01 | [14 empty] | UST Currently In Use: 0; UST Temp Close: 0; AST Currently In Use: 0; AST Temp Closed: 0 | 0 | 0 | 3 | 14694-089-017838 | STEVENS OIL COMPANY
46943 | Permanently Closed | 1998-08-24 | 1982-03-05 | 1998-08-24 | Petroleum | Unleaded gasoline | Unleaded gasoline | Bulk facility | Steel | Steel |  | Painted or None | Steel |  | 1901-01-01 | [14 empty] | UST Currently In Use: 0; UST Temp Close: 0; AST Currently In Use: 0; AST Temp Closed: 0 | 0 | 0 | 3 | 14694-089-017838 | STEVENS OIL COMPANY
46944 | Permanently Closed | 1998-08-24 | 1982-03-05 | 1998-08-24 | Petroleum | Unleaded gasoline | Unleaded gasoline | Bulk facility | Steel | Steel |  | Painted or None | Steel |  | 1901-01-01 | [14 empty] | UST Currently In Use: 0; UST Temp Close: 0; AST Currently In Use: 0; AST Temp Closed: 0 | 0 | 0 | 3 | 14694-089-017838 | STEVENS OIL COMPANY
46945 | Permanently Closed | 2001-04-02 | 1997-01-10 | 2001-04-02 | Petroleum | Unleaded gasoline | Unleaded gasoline | Retail | Fiberglass reinforced plastic | Fiberglass reinforced plastic |  |  | Flexible |  | 1901-01-01 | Catchment Basin | Audible high level alarm At 90% full | Audible high level alarm At 90% full |  |  | Automatic Tank Gauge |  |  |  | Interstitial Monitoring within Secondary Containment |  | Continuous alarm system | Continuous alarm system |  | UST Currently In Use: 0; UST Temp Close: 0; AST Currently In Use: 0; AST Temp Closed: 0 | 0 | 0 | 6 | 13816-103-006800 | PEEBLES OIL C/O EVANS & ASSOCIATES
46946 | Permanently Closed | 2001-04-02 | 1997-01-10 | 2001-04-02 | Petroleum | Premium gasoline | Premium gasoline | Retail | Fiberglass reinforced plastic | Fiberglass reinforced plastic |  |  | Flexible |  | 1901-01-01 | Catchment Basin | Audible high level alarm At 90% full | Audible high level alarm At 90% full |  |  | Automatic Tank Gauge |  |  |  | Interstitial Monitoring within Secondary Containment |  | Continuous alarm system | Continuous alarm system |  | UST Currently In Use: 0; UST Temp Close: 0; AST Currently In Use: 0; AST Temp Closed: 0 | 0 | 0 | 6 | 13816-103-006800 | PEEBLES OIL C/O EVANS & ASSOCIATES
46947 | Currently in Use |  | 1990-03-01 |  | Petroleum | Unleaded gasoline | Unleaded gasoline | Retail | Steel | Steel | Coated & cathodic protection (sti-P3) |  | Fiberglass reinforced plastic |  |  | Catchment Basin | Automatic shutoff device At 95% full | Automatic shutoff device At 95% full |  |  | Statistical Inventory Reconciliation (SIR) |  | Automatic flow restrictor (MLLD) | Automatic flow restrictor (MLLD) |  |  | Statistical inventory reconciliation (SIR) | Statistical inventory reconciliation (SIR) |  | UST Currently In Use: 3; UST Temp Close: 0; AST Currently In Use: 0; AST Temp Closed: 0 | 3 | 0 | 0 | 25748-097-017839 | SHREEJI ONE LLC
46948 | Currently in Use |  | 1990-03-01 |  | Petroleum | Premium gasoline | Premium gasoline | Retail | Steel | Steel | Coated & cathodic protection (sti-P3) |  | Fiberglass reinforced plastic |  |  | Catchment Basin | Automatic shutoff device At 95% full | Automatic shutoff device At 95% full |  |  | Statistical Inventory Reconciliation (SIR) |  | Automatic flow restrictor (MLLD) | Automatic flow restrictor (MLLD) |  |  | Statistical inventory reconciliation (SIR) | Statistical inventory reconciliation (SIR) |  | UST Currently In Use: 3; UST Temp Close: 0; AST Currently In Use: 0; AST Temp Closed: 0 | 3 | 0 | 0 | 25748-097-017839 | SHREEJI ONE LLC
46949 | Currently in Use |  | 1990-03-01 |  | Petroleum | On road diesel | On road diesel | Retail | Steel | Steel | Coated & cathodic protection (sti-P3) |  | Fiberglass reinforced plastic |  |  | Catchment Basin | Automatic shutoff device At 95% full | Automatic shutoff device At 95% full |  |  | Statistical Inventory Reconciliation (SIR) |  | Automatic flow restrictor (MLLD) | Automatic flow restrictor (MLLD) |  |  | Statistical inventory reconciliation (SIR) | Statistical inventory reconciliation (SIR) |  | UST Currently In Use: 3; UST Temp Close: 0; AST Currently In Use: 0; AST Temp Closed: 0 | 3 | 0 | 0 | 25748-097-017839 | SHREEJI ONE LLC
46950 | Currently in Use |  | 1997-01-10 |  | Petroleum | Unleaded gasoline | Unleaded gasoline | Retail | Steel | Steel | Coated & cathodic protection (sti-P3) |  | Flexible |  |  | Catchment Basin | Flow Rest 90% Full | Flow Rest 90% Full |  |  | Automatic Tank Gauge |  | Containment Sump | Automatic flow restrictor (MLLD) | Interstitial Monitoring within Secondary Containment |  | Annual line testing | Annual line testing |  | UST Currently In Use: 2; UST Temp Close: 0; AST Currently In Use: 0; AST Temp Closed: 0 | 2 | 0 | 0 | 25495-069-017840 | REC INVESTMENTS
46951 | Currently in Use |  | 1997-01-10 |  | Petroleum | Unleaded gasoline | Unleaded gasoline | Retail | Steel | Steel | Coated & cathodic protection (sti-P3) |  | TOTCONTAIN |  |  | Catchment Basin | Flow Rest 90% Full | Flow Rest 90% Full |  |  | Automatic Tank Gauge |  | Automatic flow restrictor (MLLD) | Automatic flow restrictor (MLLD) | Interstitial Monitoring within Secondary Containment |  | Annual line testing | Annual line testing |  | UST Currently In Use: 2; UST Temp Close: 0; AST Currently In Use: 0; AST Temp Closed: 0 | 2 | 0 | 0 | 25495-069-017840 | REC INVESTMENTS
46952 | Currently in Use |  | 1997-01-09 |  | Petroleum | On road diesel | On road diesel | Industrial | Steel | Steel | Coated & cathodic protection (sti-P3) |  | Flexible |  |  | Catchment Basin | Automatic shutoff device At 95% full | Automatic shutoff device At 95% full |  |  | Continuous Automatic Tank Gauge | [8 empty] | UST Currently In Use: 2; UST Temp Close: 0; AST Currently In Use: 0; AST Temp Closed: 0 | 2 | 0 | 0 | 20258-097-017841 | SIS INDUSTRIAL SERVICE
46953 | Currently in Use |  | 1997-01-09 |  | Petroleum | Unleaded gasoline | Unleaded gasoline | Industrial | Steel | Steel | Coated & cathodic protection (sti-P3) |  | Flexible |  |  | Catchment Basin | Automatic shutoff device At 95% full | Automatic shutoff device At 95% full |  |  | Continuous Automatic Tank Gauge | [8 empty] | UST Currently In Use: 2; UST Temp Close: 0; AST Currently In Use: 0; AST Temp Closed: 0 | 2 | 0 | 0 | 20258-097-017841 | SIS INDUSTRIAL SERVICE
46954 | Currently in Use |  | 1987-04-15 |  | Petroleum | On road diesel | On road diesel | Emergency Power Generator | Fiberglass reinforced plastic | Fiberglass reinforced plastic |  |  | Flexible |  | 1901-01-01 | Catchment Basin | Automatic shutoff device At 95% full | Automatic shutoff device At 95% full | [11 empty] | UST Currently In Use: 1; UST Temp Close: 0; AST Currently In Use: 0; AST Temp Closed: 0 | 1 | 0 | 0 | 25615-097-017842 | 3290 DAUPHIN STREET LLC
46955 | Currently in Use |  | 1997-01-02 |  | Petroleum | Premium gasoline | Premium gasoline | Retail | Steel | Steel | Coated & cathodic protection (sti-P3) |  | Fiberglass reinforced plastic |  |  | Catchment Basin | Flow Rest 90% Full | Flow Rest 90% Full |  |  | Automatic Tank Gauge |  | Automatic flow restrictor (MLLD) | Automatic flow restrictor (MLLD) |  |  | Annual line testing | Annual line testing |  | UST Currently In Use: 5; UST Temp Close: 0; AST Currently In Use: 0; AST Temp Closed: 0 | 5 | 0 | 4 | 12409-069-011979 | Tim Shirley
46956 | Currently in Use |  | 1997-01-02 |  | Petroleum | Unleaded gasoline | Unleaded gasoline | Retail | Steel | Steel | Coated & cathodic protection (sti-P3) |  | Fiberglass reinforced plastic |  |  | Catchment Basin | Flow Rest 90% Full | Flow Rest 90% Full |  |  | Automatic Tank Gauge |  | Automatic flow restrictor (MLLD) | Automatic flow restrictor (MLLD) |  |  | Annual line testing | Annual line testing |  | UST Currently In Use: 5; UST Temp Close: 0; AST Currently In Use: 0; AST Temp Closed: 0 | 5 | 0 | 4 | 12409-069-011979 | Tim Shirley
46957 | Currently in Use |  | 1996-04-01 |  | Petroleum | On road diesel | On road diesel | Bulk facility | Fiberglass reinforced plastic | Fiberglass reinforced plastic |  |  | Fiberglass reinforced plastic |  | 1901-01-01 | Catchment Basin | Audible high level alarm At 90% full | Audible high level alarm At 90% full | Interstitial Monitoring within Secondary Containment |  | Automatic Tank Gauge |  | Automatic flow restrictor (MLLD) | Automatic flow restrictor (MLLD) | Interstitial Monitoring within Secondary Containment |  | Annual line testing | Annual line testing |  | UST Currently In Use: 2; UST Temp Close: 0; AST Currently In Use: 0; AST Temp Closed: 0 | 2 | 0 | 5 | 14262-101-001865 | Ryder System Inc.
46958 | Currently in Use |  | 1996-04-01 |  | Petroleum | On road diesel | On road diesel | Bulk facility | Fiberglass reinforced plastic | Fiberglass reinforced plastic |  |  | Fiberglass reinforced plastic |  | 1901-01-01 | Catchment Basin | Audible high level alarm At 90% full | Audible high level alarm At 90% full | Interstitial Monitoring within Secondary Containment |  | Automatic Tank Gauge |  | Automatic flow restrictor (MLLD) | Automatic flow restrictor (MLLD) | Interstitial Monitoring within Secondary Containment |  | Annual line testing | Annual line testing |  | UST Currently In Use: 2; UST Temp Close: 0; AST Currently In Use: 0; AST Temp Closed: 0 | 2 | 0 | 5 | 14262-101-001865 | Ryder System Inc.
46959 | Permanently Closed | 1996-09-01 | 1986-09-05 | 1997-04-24 | Petroleum | Used oil | Used oil | Bulk facility | Fiberglass reinforced plastic | Fiberglass reinforced plastic |  |  |  |  | 1901-01-01 | [5 empty] | Manual Tank Gauging (only tanks 1000 gal. or less and 48” or 64” in diameter) | [8 empty] | UST Currently In Use: 0; UST Temp Close: 0; AST Currently In Use: 0; AST Temp Closed: 0 | 0 | 0 | 1 | 20260-101-017843 | ARONOV REALTY MANAGEMENT
46960 | Currently in Use |  | 1997-01-28 |  | Petroleum | On road diesel | On road diesel | Bulk facility | Fiberglass reinforced plastic | Double Wall |  |  | Fiberglass reinforced plastic |  | 1901-01-01 | Catchment Basin | Automatic shutoff device At 95% full | Automatic shutoff device At 95% full | Interstitial Monitoring within Secondary Containment | SENSOR TO ATG | Automatic Tank Gauge |  | Containment Sump | Automatic flow restrictor (MLLD) |  | SENSOR TO ATG | Annual line testing | Annual line testing |  | UST Currently In Use: 1; UST Temp Close: 0; AST Currently In Use: 0; AST Temp Closed: 0 | 1 | 0 | 5 | 13722-073-015653 | PENSKE TRUCK LEASING CO L P
46961 | Currently in Use |  | 1995-02-13 |  | Petroleum | Unleaded gasoline | Unleaded gasoline | Retail | Double Wall | Double Wall | Coated & cathodic protection (sti-P3) |  | Flexible | OPW |  | Catchment Basin | Flow Rest 90% Full | Flow Rest 90% Full | Interstitial Monitoring within Secondary Containment |  | Continuous Automatic Tank Gauge |  | Automatic shutoff device (AELLD) | Automatic shutoff device (AELLD) | [5 empty] | UST Currently In Use: 3; UST Temp Close: 0; AST Currently In Use: 0; AST Temp Closed: 0 | 3 | 0 | 0 | 20262-073-017844 | PINSON VALLEY PETRO LLC
46962 | Currently in Use |  | 1995-02-13 |  | Petroleum | Premium gasoline | Premium gasoline | Retail | Steel | Double Wall | Coated & cathodic protection (sti-P3) |  | Double Wall | OPW |  | Catchment Basin | Flow Rest 90% Full | Flow Rest 90% Full | Interstitial Monitoring within Secondary Containment |  | Continuous Automatic Tank Gauge |  | Automatic shutoff device (AELLD) | Automatic shutoff device (AELLD) | [5 empty] | UST Currently In Use: 3; UST Temp Close: 0; AST Currently In Use: 0; AST Temp Closed: 0 | 3 | 0 | 0 | 20262-073-017844 | PINSON VALLEY PETRO LLC
46963 | Currently in Use |  | 1995-02-13 |  | Petroleum | On road diesel | On road diesel | Retail | Steel | Double Wall | Coated & cathodic protection (sti-P3) |  | Flexible | OPW |  | Catchment Basin | Flow Rest 90% Full | Flow Rest 90% Full | Interstitial Monitoring within Secondary Containment |  | Continuous Automatic Tank Gauge |  | Automatic shutoff device (AELLD) | Automatic shutoff device (AELLD) | [5 empty] | UST Currently In Use: 3; UST Temp Close: 0; AST Currently In Use: 0; AST Temp Closed: 0 | 3 | 0 | 0 | 20262-073-017844 | PINSON VALLEY PETRO LLC
46965 | Currently in Use |  | 1996-07-01 |  | Petroleum | Unleaded gasoline | Unleaded gasoline | Retail | Steel | Single Wall | Coated & cathodic protection (sti-P3) |  | Double Wall | APT | 2008-12-02 | Catchment Basin | Flow Rest 90% Full | Flow Rest 90% Full |  |  | Continuous Automatic Tank Gauge |  | Automatic flow restrictor (MLLD) | Automatic flow restrictor (MLLD) |  |  | Annual line testing | Annual line testing |  | UST Currently In Use: 2; UST Temp Close: 0; AST Currently In Use: 0; AST Temp Closed: 0 | 2 | 0 | 0 | 15201-095-017846 | VULCAN OIL COMPANY INC.
46966 | Currently in Use |  | 1996-07-01 |  | Petroleum | Premium gasoline | Premium gasoline | Retail | Steel | Single Wall | Coated & cathodic protection (sti-P3) |  | Double Wall | APT | 2008-12-02 | Catchment Basin | Flow Rest 90% Full | Flow Rest 90% Full |  |  | Continuous Automatic Tank Gauge |  | Automatic flow restrictor (MLLD) | Automatic flow restrictor (MLLD) |  |  | Annual line testing | Annual line testing |  | UST Currently In Use: 2; UST Temp Close: 0; AST Currently In Use: 0; AST Temp Closed: 0 | 2 | 0 | 0 | 15201-095-017846 | VULCAN OIL COMPANY INC.
46967 | Currently in Use |  | 1996-12-01 |  | Petroleum | Unleaded gasoline | Unleaded gasoline | Retail | Fiberglass coated steel | Fiberglass coated steel |  |  | Double Wall |  | 1901-01-01 | Catchment Basin | Flow Rest 90% Full | Flow Rest 90% Full |  |  | Continuous Automatic Tank Gauge |  | Automatic shutoff device (AELLD) | Automatic shutoff device (AELLD) |  |  | Continuous alarm system | Continuous alarm system |  | UST Currently In Use: 3; UST Temp Close: 0; AST Currently In Use: 0; AST Temp Closed: 0 | 3 | 0 | 0 | 13343-117-017847 | MCCULLOUGH OIL COMPANY, INC.
46968 | Currently in Use |  | 1996-12-01 |  | Petroleum | Premium gasoline | Premium gasoline | Retail | Fiberglass coated steel | Fiberglass coated steel |  |  | TCI-ENVFLX |  | 1901-01-01 | Catchment Basin | Flow Rest 90% Full | Flow Rest 90% Full |  |  | Continuous Automatic Tank Gauge |  | Automatic shutoff device (AELLD) | Automatic shutoff device (AELLD) |  |  | Continuous alarm system | Continuous alarm system |  | UST Currently In Use: 3; UST Temp Close: 0; AST Currently In Use: 0; AST Temp Closed: 0 | 3 | 0 | 0 | 13343-117-017847 | MCCULLOUGH OIL COMPANY, INC.
46969 | Currently in Use |  | 1996-12-01 |  | Petroleum | On road diesel | On road diesel | Retail | Fiberglass coated steel | Fiberglass coated steel |  |  | Flexible |  | 1901-01-01 | Catchment Basin | Flow Rest 90% Full | Flow Rest 90% Full |  |  | Continuous Automatic Tank Gauge |  | Automatic shutoff device (AELLD) | Automatic shutoff device (AELLD) |  |  | Continuous alarm system | Continuous alarm system |  | UST Currently In Use: 3; UST Temp Close: 0; AST Currently In Use: 0; AST Temp Closed: 0 | 3 | 0 | 0 | 13343-117-017847 | MCCULLOUGH OIL COMPANY, INC.
46970 | Currently in Use |  | 1997-03-10 |  | Petroleum | On road diesel | On road diesel | Industrial | Steel | Single Wall | Coated & cathodic protection (sti-P3) |  | Fiberglass reinforced plastic |  |  | Catchment Basin | Automatic shutoff device At 95% full | Automatic shutoff device At 95% full |  |  | Continuous Automatic Tank Gauge | [8 empty] | UST Currently In Use: 2; UST Temp Close: 0; AST Currently In Use: 0; AST Temp Closed: 0 | 2 | 0 | 0 | 10125-073-015444 | SPIRE ALABAMA INC.
46971 | Permanently Closed | 2014-10-01 | 1987-07-20 | 2014-12-17 | Petroleum | Unleaded gasoline | Unleaded gasoline | Local government | Steel | Steel | Coated & cathodic protection (sti-P3) |  | Steel |  |  | Catchment Basin | Automatic shutoff device At 95% full | Automatic shutoff device At 95% full |  |  | Statistical Inventory Reconciliation (SIR) | [8 empty] | UST Currently In Use: 0; UST Temp Close: 0; AST Currently In Use: 2; AST Temp Closed: 0 | 0 | 0 | 5 | 13263-091-002325 | MARENGO COUNTY COMMISSION
46972 | Currently in Use |  | 1997-02-17 |  | Petroleum | Unleaded gasoline | Unleaded gasoline | Retail | Single Wall | Single Wall | Coated & cathodic protection (sti-P3) |  | Double Wall |  | 1901-01-01 | Catchment Basin | Flow Rest 90% Full | Flow Rest 90% Full |  |  | Automatic Tank Gauge | Single walled submersible pump containment sump | Automatic flow restrictor (MLLD) | Automatic flow restrictor (MLLD) |  |  | Annual line testing | Annual line testing |  | UST Currently In Use: 3; UST Temp Close: 0; AST Currently In Use: 0; AST Temp Closed: 0 | 3 | 0 | 0 | 23789-043-012543 | GARY SELF
46973 | Currently in Use |  | 1996-09-10 |  | Petroleum | Unleaded gasoline | Unleaded gasoline | Retail | Fiberglass reinforced plastic | Fiberglass reinforced plastic |  |  | Double Wall |  | 1901-01-01 | Catchment Basin | Flow Rest 90% Full | Flow Rest 90% Full |  |  | Automatic Tank Gauge |  | Automatic flow restrictor (MLLD) | Automatic flow restrictor (MLLD) |  |  | Annual line testing | Annual line testing |  | UST Currently In Use: 3; UST Temp Close: 0; AST Currently In Use: 0; AST Temp Closed: 0 | 3 | 0 | 0 | 20607-115-017692 | GOODLEY CORP. DBA LAKESIDE LANDING
46974 | Currently in Use |  | 1996-09-10 |  | Petroleum | Unleaded gasoline | Unleaded gasoline | Retail | Fiberglass reinforced plastic | Fiberglass reinforced plastic |  |  | Fiberglass reinforced plastic |  | 1901-01-01 | Catchment Basin | Flow Rest 90% Full | Flow Rest 90% Full |  |  | Continuous Automatic Tank Gauge |  | Containment Sump | Automatic flow restrictor (MLLD) |  |  | Annual line testing | Annual line testing |  | UST Currently In Use: 3; UST Temp Close: 0; AST Currently In Use: 0; AST Temp Closed: 0 | 3 | 0 | 0 | 20607-115-017692 | GOODLEY CORP. DBA LAKESIDE LANDING
46975 | Permanently Closed | 1998-12-22 | 1988-01-01 | 1999-04-29 | Petroleum | On road diesel | On road diesel | Emergency power generator | [6 empty] | 1901-01-01 | [14 empty] | UST Currently In Use: 0; UST Temp Close: 0; AST Currently In Use: 0; AST Temp Closed: 0 | 0 | 0 | 1 | 20265-089-017848 | DIVERSICARE LEASING CORP
46976 | Currently in Use |  | 1995-11-05 |  | Petroleum | Unleaded gasoline | Unleaded gasoline | State/federal government | Fiberglass reinforced plastic | Fiberglass reinforced plastic |  |  | Fiberglass reinforced plastic |  | 1901-01-01 | Catchment Basin | Audible high level alarm At 90% full | Audible high level alarm At 90% full |  |  | Automatic Tank Gauge | Single walled submersible pump containment sump | Containment Sump | Automatic flow restrictor (MLLD) | Interstitial Monitoring within Secondary Containment | SENSOR TO ATG | Continuous alarm system | Annual line testing |  | UST Currently In Use: 2; UST Temp Close: 0; AST Currently In Use: 0; AST Temp Closed: 0 | 2 | 0 | 4 | 14667-005-002961 | DEPARTMENT OF TRANSPORTATION HIGHWAY
46977 | Currently in Use |  | 1995-11-05 |  | Petroleum | On road diesel | On road diesel | State/federal government | Fiberglass reinforced plastic | Fiberglass reinforced plastic |  |  | Fiberglass reinforced plastic |  | 1901-01-01 | Catchment Basin | Audible high level alarm At 90% full | Audible high level alarm At 90% full |  |  | Automatic Tank Gauge |  | Automatic flow restrictor (MLLD) | Automatic flow restrictor (MLLD) | Interstitial Monitoring within Secondary Containment | SENSOR TO ATG | Annual line testing | Annual line testing |  | UST Currently In Use: 2; UST Temp Close: 0; AST Currently In Use: 0; AST Temp Closed: 0 | 2 | 0 | 4 | 14667-005-002961 | DEPARTMENT OF TRANSPORTATION HIGHWAY
46978 | Currently in Use |  | 1992-01-01 |  | Petroleum | Unleaded gasoline | Unleaded gasoline | State/federal government | Double Wall | Double Wall |  |  | Fiberglass reinforced plastic |  | 1901-01-01 | Catchment Basin | Automatic shutoff device At 95% full | Automatic shutoff device At 95% full |  |  | Continuous Automatic Tank Gauge | Single walled submersible pump containment sump | Containment Sump | Automatic shutoff device (AELLD) | [5 empty] | UST Currently In Use: 2; UST Temp Close: 0; AST Currently In Use: 0; AST Temp Closed: 0 | 2 | 0 | 0 | 14658-083-017837 | DEPARTMENT OF TRANSPORTATION HIGHWAY
46979 | Currently in Use |  | 1992-01-01 |  | Petroleum | On road diesel | On road diesel | State/federal government | Double Wall | Double Wall |  |  | Fiberglass reinforced plastic |  | 1901-01-01 | Catchment Basin | Automatic shutoff device At 95% full | Automatic shutoff device At 95% full |  |  | Continuous Automatic Tank Gauge | Single walled submersible pump containment sump | Automatic shutoff device (AELLD) | Automatic shutoff device (AELLD) | [5 empty] | UST Currently In Use: 2; UST Temp Close: 0; AST Currently In Use: 0; AST Temp Closed: 0 | 2 | 0 | 0 | 14658-083-017837 | DEPARTMENT OF TRANSPORTATION HIGHWAY
46983 | Currently in Use |  | 1992-01-01 |  | Petroleum | Unleaded gasoline | Unleaded gasoline | State/federal government | Double Wall | Double Wall |  |  | Fiberglass reinforced plastic |  | 1901-01-01 | Catchment Basin | Flow Rest 90% Full | Flow Rest 90% Full | Interstitial Monitoring within Secondary Containment | SENSOR TO ATG | Continuous Automatic Tank Gauge |  | Automatic shutoff device (AELLD) | Automatic shutoff device (AELLD) | Interstitial Monitoring within Secondary Containment | SENSOR TO ATG | Continuous alarm system | Continuous alarm system |  | UST Currently In Use: 2; UST Temp Close: 0; AST Currently In Use: 0; AST Temp Closed: 0 | 2 | 0 | 3 | 14665-089-002937 | DEPARTMENT OF TRANSPORTATION HIGHWAY
46984 | Currently in Use |  | 1992-01-01 |  | Petroleum | On road diesel | On road diesel | State/federal government | Double Wall | Double Wall |  |  | Fiberglass reinforced plastic |  | 1901-01-01 | Catchment Basin | Flow Rest 90% Full | Flow Rest 90% Full | Interstitial Monitoring within Secondary Containment | SENSOR TO ATG | Continuous Automatic Tank Gauge |  | Automatic shutoff device (AELLD) | Automatic shutoff device (AELLD) | Interstitial Monitoring within Secondary Containment | SENSOR TO ATG | Continuous alarm system | Continuous alarm system |  | UST Currently In Use: 2; UST Temp Close: 0; AST Currently In Use: 0; AST Temp Closed: 0 | 2 | 0 | 3 | 14665-089-002937 | DEPARTMENT OF TRANSPORTATION HIGHWAY
46985 | Currently in Use |  | 1990-10-01 |  | Petroleum | Unleaded gasoline | Unleaded gasoline | State/federal government | Double Wall | Double Wall |  |  | Double Wall |  | 1901-01-01 | Catchment Basin | Automatic shutoff device At 95% full | Automatic shutoff device At 95% full |  |  | Continuous Automatic Tank Gauge |  | Containment Sump | Automatic shutoff device (AELLD) |  |  | Continuous alarm system | Continuous alarm system |  | UST Currently In Use: 2; UST Temp Close: 0; AST Currently In Use: 0; AST Temp Closed: 0 | 2 | 0 | 1 | 14665-095-017849 | DEPARTMENT OF TRANSPORTATION HIGHWAY
46986 | Currently in Use |  | 1990-10-01 |  | Petroleum | On road diesel | On road diesel | State/federal government | Fiberglass reinforced plastic | Double Wall |  |  | Fiberglass reinforced plastic |  | 1901-01-01 | Catchment Basin | Automatic shutoff device At 95% full | Automatic shutoff device At 95% full |  |  | Continuous Automatic Tank Gauge |  | Automatic shutoff device (AELLD) | Automatic shutoff device (AELLD) |  |  | Continuous alarm system | Continuous alarm system |  | UST Currently In Use: 2; UST Temp Close: 0; AST Currently In Use: 0; AST Temp Closed: 0 | 2 | 0 | 1 | 14665-095-017849 | DEPARTMENT OF TRANSPORTATION HIGHWAY
46987 | Currently in Use |  | 1997-03-18 |  | Petroleum | Unleaded gasoline | Unleaded gasoline | Retail | 8R/6P | Single Wall | Coated & cathodic protection (sti-P3) |  | Double Wall |  |  | Catchment Basin | Flow Rest 90% Full | Flow Rest 90% Full |  |  | Continuous Automatic Tank Gauge |  | Automatic flow restrictor (MLLD) | Automatic flow restrictor (MLLD) |  |  | Annual line testing | Annual line testing |  | UST Currently In Use: 1; UST Temp Close: 0; AST Currently In Use: 0; AST Temp Closed: 0 | 1 | 0 | 0 | 22589-115-017850 | LIBERTY BUSINESS INC
46988 | Currently in Use |  | 1996-11-01 |  | Petroleum | Unleaded gasoline | Unleaded gasoline | Retail | Steel | Steel | Coated & cathodic protection (sti-P3) |  | Double Wall |  |  | Catchment Basin | Flow Rest 90% Full | Flow Rest 90% Full |  |  | Automatic Tank Gauge | Single walled submersible pump containment sump | Automatic flow restrictor (MLLD) | Automatic flow restrictor (MLLD) |  |  | Annual line testing | Annual line testing |  | UST Currently In Use: 3; UST Temp Close: 0; AST Currently In Use: 0; AST Temp Closed: 0 | 3 | 0 | 0 | 25029-081-017852 | JASHVANTBHAI PATEL
46989 | Currently in Use |  | 1996-11-01 |  | Petroleum | Premium gasoline | Premium gasoline | Retail | Steel | Steel | Coated & cathodic protection (sti-P3) |  | Fiberglass reinforced plastic |  |  | Catchment Basin | Flow Rest 90% Full | Flow Rest 90% Full |  |  | Automatic Tank Gauge | Single walled submersible pump containment sump | Containment Sump | Automatic flow restrictor (MLLD) |  |  | Annual line testing | Annual line testing |  | UST Currently In Use: 3; UST Temp Close: 0; AST Currently In Use: 0; AST Temp Closed: 0 | 3 | 0 | 0 | 25029-081-017852 | JASHVANTBHAI PATEL
46990 | Currently in Use |  | 1996-11-01 |  | Petroleum | On road diesel | On road diesel | Retail | Steel | Steel | Coated & cathodic protection (sti-P3) |  | Double Wall |  |  | Catchment Basin | Flow Rest 90% Full | Flow Rest 90% Full |  |  | Automatic Tank Gauge | Single walled submersible pump containment sump | Automatic flow restrictor (MLLD) | Automatic flow restrictor (MLLD) |  |  | Annual line testing | Annual line testing |  | UST Currently In Use: 3; UST Temp Close: 0; AST Currently In Use: 0; AST Temp Closed: 0 | 3 | 0 | 0 | 25029-081-017852 | JASHVANTBHAI PATEL
46991 | Currently in Use |  | 1997-01-12 |  | Petroleum | Unleaded gasoline | Unleaded gasoline | Retail | Steel | Steel | Coated & cathodic protection (sti-P3) |  | Flexible |  |  | Catchment Basin | Flow Rest 90% Full | Flow Rest 90% Full |  |  | Statistical Inventory Reconciliation (SIR) |  | Automatic flow restrictor (MLLD) | Automatic flow restrictor (MLLD) |  |  | Statistical inventory reconciliation (SIR) | Statistical inventory reconciliation (SIR) |  | UST Currently In Use: 3; UST Temp Close: 0; AST Currently In Use: 0; AST Temp Closed: 0 | 3 | 0 | 4 | 10037-039-008720 | A. W. HERNDON OIL COMPANY, INC.
46992 | Currently in Use |  | 1997-01-12 |  | Petroleum | Unleaded gasoline | Unleaded gasoline | Retail | Steel | Steel | Coated & cathodic protection (sti-P3) |  | Flexible |  |  | Catchment Basin | Flow Rest 90% Full | Flow Rest 90% Full |  |  | Statistical Inventory Reconciliation (SIR) |  | Automatic flow restrictor (MLLD) | Automatic flow restrictor (MLLD) |  |  | Statistical inventory reconciliation (SIR) | Statistical inventory reconciliation (SIR) |  | UST Currently In Use: 3; UST Temp Close: 0; AST Currently In Use: 0; AST Temp Closed: 0 | 3 | 0 | 4 | 10037-039-008720 | A. W. HERNDON OIL COMPANY, INC.
46993 | Currently in Use |  | 1997-01-12 |  | Petroleum | Premium gasoline | Premium gasoline | Retail | Steel | Steel | Coated & cathodic protection (sti-P3) |  | Flexible |  |  | Catchment Basin | Flow Rest 90% Full | Flow Rest 90% Full |  |  | Statistical Inventory Reconciliation (SIR) |  | Automatic flow restrictor (MLLD) | Automatic flow restrictor (MLLD) |  |  | Statistical inventory reconciliation (SIR) | Statistical inventory reconciliation (SIR) |  | UST Currently In Use: 3; UST Temp Close: 0; AST Currently In Use: 0; AST Temp Closed: 0 | 3 | 0 | 4 | 10037-039-008720 | A. W. HERNDON OIL COMPANY, INC.
46994 | Currently in Use |  | 1997-03-01 |  | Petroleum | Mid-grade gasoline | Mid-grade gasoline | Retail | Steel | Steel | Coated & cathodic protection (sti-P3) |  | Fiberglass reinforced plastic |  | 1901-01-01 | Catchment Basin | Automatic shutoff device At 95% full | Automatic shutoff device At 95% full |  |  | Statistical Inventory Reconciliation (SIR) |  | Automatic flow restrictor (MLLD) | Automatic flow restrictor (MLLD) |  |  | Statistical inventory reconciliation (SIR) | Statistical inventory reconciliation (SIR) |  | UST Currently In Use: 4; UST Temp Close: 0; AST Currently In Use: 0; AST Temp Closed: 0 | 4 | 0 | 0 | 10037-069-015466 | A. W. HERNDON OIL COMPANY, INC.
46995 | Permanently Closed | 2007-09-14 | 1995-06-01 | 2007-09-14 | Petroleum | Unleaded gasoline | Unleaded gasoline | Retail | Steel | Steel | Coated & cathodic protection (sti-P3) |  | DBWALL |  | 1901-01-01 | Catchment Basin | Flow Rest 90% Full | Flow Rest 90% Full |  |  | Automatic Tank Gauge |  |  |  | Interstitial Monitoring within Secondary Containment |  |  |  |  | UST Currently In Use: 2; UST Temp Close: 0; AST Currently In Use: 0; AST Temp Closed: 0 | 2 | 0 | 7 | 25600-009-005421 | FFRZM INC
46996 | Permanently Closed | 2007-09-14 | 1995-06-01 | 2007-09-14 | Petroleum | Unleaded gasoline | Unleaded gasoline | Retail | Steel | Steel | Coated & cathodic protection (sti-P3) |  | DBWALL |  | 1901-01-01 | Catchment Basin | Flow Rest 90% Full | Flow Rest 90% Full |  |  | Automatic Tank Gauge |  |  |  | Interstitial Monitoring within Secondary Containment |  |  |  |  | UST Currently In Use: 2; UST Temp Close: 0; AST Currently In Use: 0; AST Temp Closed: 0 | 2 | 0 | 7 | 25600-009-005421 | FFRZM INC
46997 | Permanently Closed | 2007-09-14 | 1995-06-01 | 2007-09-14 | Petroleum | Unleaded gasoline | Unleaded gasoline | Retail | Steel | Steel | Coated & cathodic protection (sti-P3) |  | DBWALL |  | 1901-01-01 | Catchment Basin | Flow Rest 90% Full | Flow Rest 90% Full |  |  | Automatic Tank Gauge |  |  |  | Interstitial Monitoring within Secondary Containment |  |  |  |  | UST Currently In Use: 2; UST Temp Close: 0; AST Currently In Use: 0; AST Temp Closed: 0 | 2 | 0 | 7 | 25600-009-005421 | FFRZM INC
46998 | Permanently Closed | 2007-09-14 | 1995-06-01 | 2007-09-14 | Petroleum | On road diesel | On road diesel | Retail | Steel | Steel | Coated & cathodic protection (sti-P3) |  | Fiberglass reinforced plastic |  | 1901-01-01 | Catchment Basin | Flow Rest 90% Full | Flow Rest 90% Full |  |  | Automatic Tank Gauge |  |  |  | Interstitial Monitoring within Secondary Containment |  |  |  |  | UST Currently In Use: 2; UST Temp Close: 0; AST Currently In Use: 0; AST Temp Closed: 0 | 2 | 0 | 7 | 25600-009-005421 | FFRZM INC
46999 | Permanently Closed | 1997-02-01 | 1986-01-01 | 1997-02-21 | Petroleum | On road diesel | On road diesel | Retail | Steel | Steel |  |  | Steel |  | 1901-01-01 | [5 empty] | Statistical Inventory Reconciliation (SIR) | [8 empty] | UST Currently In Use: 0; UST Temp Close: 0; AST Currently In Use: 0; AST Temp Closed: 0 | 0 | 0 | 4 | 15310-089-009343 | WATKINS OIL CO INC
47000 | Currently in Use |  | 1995-10-01 |  | Petroleum | Unleaded gasoline | Unleaded gasoline | Retail | Steel | Steel | Coated & cathodic protection (sti-P3) |  | Flexible |  |  | Catchment Basin | Automatic shutoff device At 95% full | Automatic shutoff device At 95% full |  |  | Continuous Automatic Tank Gauge |  | Containment Sump | Automatic flow restrictor (MLLD) |  |  | Annual line testing | Annual line testing |  | UST Currently In Use: 3; UST Temp Close: 0; AST Currently In Use: 0; AST Temp Closed: 0 | 3 | 0 | 0 | 24020-089-017853 | SAMEER YAFAI
47001 | Currently in Use |  | 1995-10-01 |  | Petroleum | Premium gasoline | Premium gasoline | Retail | Steel | Steel | Coated & cathodic protection (sti-P3) |  | Double Wall |  |  | Catchment Basin | Automatic shutoff device At 95% full | Automatic shutoff device At 95% full |  |  | Continuous Automatic Tank Gauge |  | Containment Sump | Automatic flow restrictor (MLLD) |  |  | Annual line testing | Annual line testing |  | UST Currently In Use: 3; UST Temp Close: 0; AST Currently In Use: 0; AST Temp Closed: 0 | 3 | 0 | 0 | 24020-089-017853 | SAMEER YAFAI
47002 | Currently in Use |  | 1995-10-01 |  | Petroleum | On road diesel | On road diesel | Retail | Steel | Steel | Coated & cathodic protection (sti-P3) |  | Flexible |  |  | Catchment Basin | Automatic shutoff device At 95% full | Automatic shutoff device At 95% full |  |  | Continuous Automatic Tank Gauge | [8 empty] | UST Currently In Use: 3; UST Temp Close: 0; AST Currently In Use: 0; AST Temp Closed: 0 | 3 | 0 | 0 | 24020-089-017853 | SAMEER YAFAI
47003 | Currently in Use |  | 1997-03-01 |  | Petroleum | Unleaded gasoline | Unleaded gasoline | Retail | Fiberglass reinforced plastic | Fiberglass reinforced plastic |  |  | Fiberglass reinforced plastic |  | 1901-01-01 | Catchment Basin | Flow Rest 90% Full | Flow Rest 90% Full |  |  | Continuous Automatic Tank Gauge |  | Automatic flow restrictor (MLLD) | Automatic flow restrictor (MLLD) |  |  | Annual line testing | Annual line testing |  | UST Currently In Use: 3; UST Temp Close: 0; AST Currently In Use: 0; AST Temp Closed: 0 | 3 | 0 | 0 | 21106-113-017851 | GRIGGS INC.
47004 | Currently in Use |  | 1997-03-01 |  | Petroleum | Premium gasoline | Premium gasoline | Retail | Fiberglass reinforced plastic | Fiberglass reinforced plastic |  |  | Fiberglass reinforced plastic |  | 1901-01-01 | Catchment Basin | Flow Rest 90% Full | Flow Rest 90% Full |  |  | Continuous Automatic Tank Gauge |  | Automatic flow restrictor (MLLD) | Automatic flow restrictor (MLLD) |  |  | Annual line testing | Annual line testing |  | UST Currently In Use: 3; UST Temp Close: 0; AST Currently In Use: 0; AST Temp Closed: 0 | 3 | 0 | 0 | 21106-113-017851 | GRIGGS INC.
47005 | Currently in Use |  | 1997-03-01 |  | Petroleum | On road diesel | On road diesel | Retail | Fiberglass reinforced plastic | Fiberglass reinforced plastic |  |  | Fiberglass reinforced plastic |  | 1901-01-01 | Catchment Basin | Flow Rest 90% Full | Flow Rest 90% Full |  |  | Continuous Automatic Tank Gauge |  | Automatic flow restrictor (MLLD) | Automatic flow restrictor (MLLD) |  |  | Annual line testing | Annual line testing |  | UST Currently In Use: 3; UST Temp Close: 0; AST Currently In Use: 0; AST Temp Closed: 0 | 3 | 0 | 0 | 21106-113-017851 | GRIGGS INC.
47006 | Temporary Closed | 2013-06-30 | 1988-04-10 |  | Petroleum | Unleaded gasoline | Unleaded gasoline | Retail | Steel | Steel | Coated & cathodic protection (sti-P3) |  | Fiberglass reinforced plastic |  |  | Catchment Basin | Automatic shutoff device At 95% full | Automatic shutoff device At 95% full |  |  | Continuous Automatic Tank Gauge |  | Automatic flow restrictor (MLLD) | Automatic flow restrictor (MLLD) | [5 empty] | UST Currently In Use: 0; UST Temp Close: 3; AST Currently In Use: 0; AST Temp Closed: 0 | 0 | 3 | 0 | 13526-073-017854 | MOORE OIL COMPANY, INC.
47007 | Temporary Closed | 2013-06-30 | 1988-04-10 |  | Petroleum | Mid-grade gasoline | Mid-grade gasoline | Retail | Steel | Steel | Field installed cathodic protection |  | Fiberglass reinforced plastic |  |  | Catchment Basin | Automatic shutoff device At 95% full | Automatic shutoff device At 95% full |  |  | Continuous Automatic Tank Gauge |  | Automatic flow restrictor (MLLD) | Automatic flow restrictor (MLLD) | [5 empty] | UST Currently In Use: 0; UST Temp Close: 3; AST Currently In Use: 0; AST Temp Closed: 0 | 0 | 3 | 0 | 13526-073-017854 | MOORE OIL COMPANY, INC.
47008 | Temporary Closed | 2013-06-30 | 1988-04-10 |  | Petroleum | Premium gasoline | Premium gasoline | Retail | Steel | Steel | Coated & cathodic protection (sti-P3) |  | Fiberglass reinforced plastic |  |  | Catchment Basin | Automatic shutoff device At 95% full | Automatic shutoff device At 95% full |  |  | Continuous Automatic Tank Gauge |  | Automatic flow restrictor (MLLD) | Automatic flow restrictor (MLLD) | [5 empty] | UST Currently In Use: 0; UST Temp Close: 3; AST Currently In Use: 0; AST Temp Closed: 0 | 0 | 3 | 0 | 13526-073-017854 | MOORE OIL COMPANY, INC.
47009 | Currently in Use |  | 1996-04-15 |  | Petroleum | Premium gasoline | Premium gasoline | Retail | Steel | Steel | Coated & cathodic protection (sti-P3) |  | Fiberglass reinforced plastic |  |  | Catchment Basin | Flow Rest 90% Full | Flow Rest 90% Full |  |  | Statistical Inventory Reconciliation (SIR) | [8 empty] | UST Currently In Use: 2; UST Temp Close: 0; AST Currently In Use: 0; AST Temp Closed: 0 | 2 | 0 | 0 | 21761-117-017855 | RICHARD L ALLEN
47010 | Currently in Use |  | 1996-04-15 |  | Petroleum | Unleaded gasoline | Unleaded gasoline | Retail | Steel | Steel | Coated & cathodic protection (sti-P3) |  | Fiberglass reinforced plastic |  |  | Catchment Basin | Flow Rest 90% Full | Flow Rest 90% Full |  |  | Statistical Inventory Reconciliation (SIR) | [8 empty] | UST Currently In Use: 2; UST Temp Close: 0; AST Currently In Use: 0; AST Temp Closed: 0 | 2 | 0 | 0 | 21761-117-017855 | RICHARD L ALLEN
47011 | Permanently Closed | 2013-11-22 | 1996-11-22 | 2013-11-22 | Petroleum | On road diesel | On road diesel | Industrial | Fiberglass reinforced plastic | Fiberglass reinforced plastic |  |  | Fiberglass reinforced plastic |  | 1901-01-01 | Catchment Basin | Automatic shutoff device At 95% full | Automatic shutoff device At 95% full | Interstitial Monitoring within Secondary Containment |  |  |  | Automatic shutoff device (AELLD) | Automatic shutoff device (AELLD) | Interstitial Monitoring within Secondary Containment |  |  |  |  | UST Currently In Use: 0; UST Temp Close: 0; AST Currently In Use: 0; AST Temp Closed: 0 | 0 | 0 | 7 | 10523-089-002499 | BIG SPRINGS INC
47012 | Currently in Use |  | 1996-10-08 |  | Petroleum | Unleaded gasoline | Unleaded gasoline | Retail | Double Wall | Double Wall |  |  | Flexible |  |  | Catchment Basin | Flow Rest 90% Full | Flow Rest 90% Full |  | SENSOR TO ATG | Continuous Automatic Tank Gauge | Single walled submersible pump containment sump | Containment Sump | Automatic flow restrictor (MLLD) |  | SENSOR TO ATG | Annual line testing | Annual line testing |  | UST Currently In Use: 2; UST Temp Close: 0; AST Currently In Use: 0; AST Temp Closed: 0 | 2 | 0 | 0 | 24955-033-017856 | SHRI RADHE INC
47013 | Currently in Use |  | 1996-10-08 |  | Petroleum | Unleaded gasoline | Unleaded gasoline | Retail | Double Wall | Double Wall |  |  | Double Wall |  |  | Catchment Basin | Flow Rest 90% Full | Flow Rest 90% Full |  | SENSOR TO ATG | Continuous Automatic Tank Gauge | Single walled submersible pump containment sump | Automatic flow restrictor (MLLD) | Automatic flow restrictor (MLLD) |  | SENSOR TO ATG | Annual line testing | Annual line testing |  | UST Currently In Use: 2; UST Temp Close: 0; AST Currently In Use: 0; AST Temp Closed: 0 | 2 | 0 | 0 | 24955-033-017856 | SHRI RADHE INC
47014 | Permanently Closed | 1998-12-22 | 1988-01-01 | 1999-04-22 | Petroleum | Kerosene | Kerosene | [7 empty] | 1901-01-01 | [14 empty] | UST Currently In Use: 0; UST Temp Close: 0; AST Currently In Use: 0; AST Temp Closed: 0 | 0 | 0 | 3 | 20430-015-013361 | RONNIE KITCHENS
47015 | Currently in Use |  | 1993-12-31 |  | Petroleum | Unleaded gasoline | Unleaded gasoline | Retail | Single Wall | Single Wall | Coated & cathodic protection (sti-P3) |  | Double Wall |  |  | Catchment Basin | Flow Rest 90% Full | Flow Rest 90% Full |  |  | Continuous Automatic Tank Gauge | Single walled submersible pump containment sump | Automatic flow restrictor (MLLD) | Automatic flow restrictor (MLLD) |  |  | Annual line testing | Annual line testing |  | UST Currently In Use: 1; UST Temp Close: 0; AST Currently In Use: 2; AST Temp Closed: 0 | 1 | 0 | 4 | 11379-059-012366 | SIBLEY OIL COMPANY
47016 | Currently in Use |  | 1997-02-17 |  | Petroleum | On road diesel | On road diesel | Emergency power generator | Double Wall | Double Wall |  |  | Double Wall |  | 1901-01-01 | Double walled catchment basin | Audible high level alarm At 90% full | Audible high level alarm At 90% full | Interstitial Monitoring within Secondary Containment | SENSOR TO ATG | Automatic Tank Gauge | [8 empty] | UST Currently In Use: 1; UST Temp Close: 0; AST Currently In Use: 0; AST Temp Closed: 0 | 1 | 0 | 1 | 14462-073-012052 | BELLSOUTH TELECOMM. DBA AT&T ALA.
47017 | Currently in Use |  | 1997-03-18 |  | Petroleum | Unleaded gasoline | Unleaded gasoline | Retail | Steel | Steel | Coated & cathodic protection (sti-P3) |  | Fiberglass reinforced plastic |  |  | Catchment Basin | Flow Rest 90% Full | Automatic shutoff device At 95% full |  |  | Automatic Tank Gauge |  | Containment Sump | Automatic flow restrictor (MLLD) |  |  | Annual line testing | Annual line testing |  | UST Currently In Use: 1; UST Temp Close: 0; AST Currently In Use: 0; AST Temp Closed: 0 | 1 | 0 | 4 | 23075-031-000355 | JAY CHAMUNDA, LLC
47018 | Permanently Closed | 1998-11-01 | 1970-01-01 | 2000-04-17 | Petroleum | Used oil | Used oil |  | Steel | Steel |  | Painted or None |  |  | 1901-01-01 | Other | Other | Other |  |  | Manual Tank Gauging (only tanks 1000 gal. or less and 48” or 64” in diameter) | [8 empty] | UST Currently In Use: 0; UST Temp Close: 0; AST Currently In Use: 0; AST Temp Closed: 0 | 0 | 0 | 7 | 21083-077-004345 | EDWARD W ESTES
47019 | Currently in Use |  | 1996-11-01 |  | Petroleum | Unleaded gasoline | Unleaded gasoline | Retail | Double Wall | Double Wall |  |  | Fiberglass reinforced plastic |  | 1901-01-01 | Catchment Basin | Flow Rest 90% Full | Flow Rest 90% Full |  |  | Continuous Automatic Tank Gauge |  | Containment Sump | Automatic flow restrictor (MLLD) |  |  | Annual line testing | Annual line testing |  | UST Currently In Use: 2; UST Temp Close: 0; AST Currently In Use: 0; AST Temp Closed: 0 | 2 | 0 | 0 | 25896-097-017859 | JSN HOSPITALITY LLC
47021 | Currently in Use |  | 1996-11-01 |  | Petroleum | Premium gasoline | Premium gasoline | Retail | Double Wall | Double Wall |  |  | Fiberglass reinforced plastic |  | 1901-01-01 | Catchment Basin | Flow Rest 90% Full | Flow Rest 90% Full |  |  | Continuous Automatic Tank Gauge |  | Containment Sump | Automatic flow restrictor (MLLD) |  |  | Annual line testing | Annual line testing |  | UST Currently In Use: 2; UST Temp Close: 0; AST Currently In Use: 0; AST Temp Closed: 0 | 2 | 0 | 0 | 25896-097-017859 | JSN HOSPITALITY LLC
47023 | Currently in Use |  | 1997-04-01 |  | Petroleum | Unleaded gasoline | Unleaded gasoline | Retail | Single Wall | Fiberglass coated steel |  |  | Double Wall |  | 1901-01-01 | Catchment Basin | Flow Rest 90% Full | Flow Rest 90% Full |  |  | Statistical Inventory Reconciliation (SIR) |  | Containment Sump | Automatic flow restrictor (MLLD) |  |  | Statistical inventory reconciliation (SIR) | Statistical inventory reconciliation (SIR) |  | UST Currently In Use: 2; UST Temp Close: 0; AST Currently In Use: 0; AST Temp Closed: 0 | 2 | 0 | 0 | 13983-121-017860 | R K ALLEN OIL CO INC
47024 | Currently in Use |  | 1997-04-01 |  | Petroleum | Premium gasoline | Premium gasoline | Retail | Single Wall | Fiberglass coated steel |  |  | Flexible |  | 1901-01-01 | Catchment Basin | Flow Rest 90% Full | Flow Rest 90% Full |  |  | Statistical Inventory Reconciliation (SIR) |  | Containment Sump | Automatic flow restrictor (MLLD) |  |  | Statistical inventory reconciliation (SIR) | Statistical inventory reconciliation (SIR) |  | UST Currently In Use: 2; UST Temp Close: 0; AST Currently In Use: 0; AST Temp Closed: 0 | 2 | 0 | 0 | 13983-121-017860 | R K ALLEN OIL CO INC
47025 | Currently in Use |  | 1997-04-15 |  | Petroleum | Unleaded gasoline | Unleaded gasoline | Retail | Fiberglass reinforced plastic | Double Wall |  |  | Flexible | OPW | 1901-01-01 | Catchment Basin | Flow Rest 90% Full | Flow Rest 90% Full | Interstitial Monitoring within Secondary Containment | SENSOR TO ATG |  |  | Containment Sump | Automatic shutoff device (AELLD) | [5 empty] | UST Currently In Use: 3; UST Temp Close: 0; AST Currently In Use: 0; AST Temp Closed: 0 | 3 | 0 | 0 | 25773-115-017861 | R.K. TRADE, INC.
47026 | Currently in Use |  | 1997-04-15 |  | Petroleum | Premium gasoline | Premium gasoline | Retail | Fiberglass reinforced plastic | Double Wall |  |  | Flexible | OPW | 1901-01-01 | Catchment Basin | Flow Rest 90% Full | Flow Rest 90% Full | Interstitial Monitoring within Secondary Containment | SENSOR TO ATG |  |  | Automatic shutoff device (AELLD) | Automatic shutoff device (AELLD) | [5 empty] | UST Currently In Use: 3; UST Temp Close: 0; AST Currently In Use: 0; AST Temp Closed: 0 | 3 | 0 | 0 | 25773-115-017861 | R.K. TRADE, INC.
47027 | Permanently Closed | 2011-10-08 | 1997-03-24 | 2011-11-30 | Petroleum | Unleaded gasoline | Unleaded gasoline | Retail | Fiberglass reinforced plastic | Fiberglass reinforced plastic |  |  | GEOFLEX | ENVIRON | 1901-01-01 | Catchment Basin | Flow Rest 90% Full | Flow Rest 90% Full | [8 empty] | Annual line testing | Annual line testing |  | UST Currently In Use: 0; UST Temp Close: 0; AST Currently In Use: 0; AST Temp Closed: 0 | 0 | 0 | 5 | 22006-117-005602 | SHAHEEN, INC.
47028 | Permanently Closed | 2011-10-08 | 1997-04-09 | 2011-11-30 | Petroleum | Premium gasoline | Premium gasoline | Retail | Fiberglass reinforced plastic | Fiberglass reinforced plastic |  |  | Flexible | ENVIRON | 1901-01-01 | Catchment Basin | Flow Rest 90% Full | Flow Rest 90% Full | [8 empty] | Annual line testing | Annual line testing |  | UST Currently In Use: 0; UST Temp Close: 0; AST Currently In Use: 0; AST Temp Closed: 0 | 0 | 0 | 5 | 22006-117-005602 | SHAHEEN, INC.
47029 | Currently in Use |  | 1991-10-19 |  | Petroleum | Unleaded gasoline | Unleaded gasoline | Retail | Fiberglass reinforced plastic | Fiberglass reinforced plastic |  |  | Fiberglass reinforced plastic |  |  | Catchment Basin | Automatic shutoff device At 95% full | Automatic shutoff device At 95% full |  |  | Automatic Tank Gauge |  | Containment Sump | Automatic flow restrictor (MLLD) |  |  | Statistical inventory reconciliation (SIR) | Statistical inventory reconciliation (SIR) |  | UST Currently In Use: 3; UST Temp Close: 0; AST Currently In Use: 0; AST Temp Closed: 0 | 3 | 0 | 3 | 24482-051-002457 | MANOJAVAYA 1 LLC
47032 | Currently in Use |  | 1991-10-19 |  | Petroleum | Premium gasoline | Premium gasoline | Retail | Fiberglass coated steel | Fiberglass coated steel | Coated & cathodic protection (sti-P3) |  | Fiberglass reinforced plastic |  |  | Catchment Basin | Automatic shutoff device At 95% full | Automatic shutoff device At 95% full |  |  | Automatic Tank Gauge |  | Containment Sump | Automatic flow restrictor (MLLD) |  |  | Statistical inventory reconciliation (SIR) | Statistical inventory reconciliation (SIR) |  | UST Currently In Use: 3; UST Temp Close: 0; AST Currently In Use: 0; AST Temp Closed: 0 | 3 | 0 | 3 | 24482-051-002457 | MANOJAVAYA 1 LLC
47033 | Currently in Use |  | 1991-10-19 |  | Petroleum | On road diesel | On road diesel | Retail | Fiberglass reinforced plastic | Fiberglass reinforced plastic |  |  | Fiberglass reinforced plastic |  |  | Catchment Basin | Flow Rest 90% Full | Automatic shutoff device At 95% full |  |  | Statistical Inventory Reconciliation (SIR) |  | Automatic flow restrictor (MLLD) | Automatic flow restrictor (MLLD) |  |  | Statistical inventory reconciliation (SIR) | Statistical inventory reconciliation (SIR) |  | UST Currently In Use: 3; UST Temp Close: 0; AST Currently In Use: 0; AST Temp Closed: 0 | 3 | 0 | 3 | 24482-051-002457 | MANOJAVAYA 1 LLC
47034 | Temporary Closed | 2014-06-27 | 1997-04-29 |  | Petroleum | On road diesel | On road diesel | Retail | Steel | Steel | Field installed cathodic protection |  | Fiberglass reinforced plastic |  |  | Catchment Basin | Automatic shutoff device At 95% full | Automatic shutoff device At 95% full |  |  | Statistical Inventory Reconciliation (SIR) | [8 empty] | UST Currently In Use: 0; UST Temp Close: 5; AST Currently In Use: 0; AST Temp Closed: 0 | 0 | 5 | 0 | 14199-055-001919 | RJ'S INDEPENDENT GASOLINE LLC
47035 | Permanently Closed | 2017-04-30 | 1997-02-24 | 2017-06-08 | Petroleum | Premium gasoline | Premium gasoline | Retail | Fiberglass coated steel | Fiberglass coated steel |  |  | Flexible |  | 1901-01-01 | Catchment Basin | Flow Rest 90% Full | Flow Rest 90% Full |  |  | Statistical Inventory Reconciliation (SIR) |  | Containment Sump | Containment Sump |  |  | Statistical inventory reconciliation (SIR) | Statistical inventory reconciliation (SIR) |  | UST Currently In Use: 0; UST Temp Close: 0; AST Currently In Use: 0; AST Temp Closed: 0 | 0 | 0 | 3 | 10749-097-017863 | BURNS OIL CO INC
47036 | Permanently Closed | 2017-04-30 | 1997-02-24 | 2017-06-08 | Petroleum | Unleaded gasoline | Unleaded gasoline | Retail | Fiberglass coated steel | Fiberglass coated steel |  |  | Flexible |  | 1901-01-01 | Catchment Basin | Flow Rest 90% Full | Flow Rest 90% Full |  |  | Statistical Inventory Reconciliation (SIR) |  | Containment Sump | Containment Sump |  |  | Statistical inventory reconciliation (SIR) | Statistical inventory reconciliation (SIR) |  | UST Currently In Use: 0; UST Temp Close: 0; AST Currently In Use: 0; AST Temp Closed: 0 | 0 | 0 | 3 | 10749-097-017863 | BURNS OIL CO INC
47037 | Permanently Closed | 2017-04-30 | 1997-02-24 | 2017-06-08 | Petroleum | Unleaded gasoline | Unleaded gasoline | Retail | Fiberglass coated steel | Fiberglass coated steel |  |  | Flexible |  | 1901-01-01 |  | Flow Rest 90% Full | Flow Rest 90% Full |  |  | Other |  | MANIFOLDED | Containment Sump |  |  | Other | Other |  | UST Currently In Use: 0; UST Temp Close: 0; AST Currently In Use: 0; AST Temp Closed: 0 | 0 | 0 | 3 | 10749-097-017863 | BURNS OIL CO INC
47038 | Temporary Closed | 2013-08-15 | 1997-04-03 |  | Petroleum | Mid-grade gasoline | Mid-grade gasoline | Retail | Steel | Steel | Coated & cathodic protection (sti-P3) |  | Fiberglass reinforced plastic |  | 1901-01-01 | Catchment Basin | Automatic shutoff device At 95% full | Automatic shutoff device At 95% full |  |  | Statistical Inventory Reconciliation (SIR) | [8 empty] | UST Currently In Use: 0; UST Temp Close: 4; AST Currently In Use: 0; AST Temp Closed: 0 | 0 | 4 | 5 | 23634-001-005916 | JERRY L. MCMICHAEL JR.
47039 | Cannot Locate or abandoned |  | 1997-03-21 |  | Petroleum | On road diesel | On road diesel | Industrial | Steel | Steel | Coated & cathodic protection (sti-P3) |  | Flexible |  | 1901-01-01 | Catchment Basin | Automatic shutoff device At 95% full | Automatic shutoff device At 95% full |  |  | Automatic Tank Gauge |  |  |  | Interstitial Monitoring within Secondary Containment |  |  |  |  | UST Currently In Use: 0; UST Temp Close: 0; AST Currently In Use: 0; AST Temp Closed: 0 | 0 | 0 | 2 | 11288-003-000427 | CRAWFORD BEVERAGE
47040 | Cannot Locate or abandoned |  | 1997-03-21 |  | Petroleum | Unleaded gasoline | Unleaded gasoline | Industrial | Steel | Steel | Coated & cathodic protection (sti-P3) |  | Flexible |  | 1901-01-01 | Catchment Basin | Automatic shutoff device At 95% full | Automatic shutoff device At 95% full |  |  | Automatic Tank Gauge |  |  |  | Interstitial Monitoring within Secondary Containment |  |  |  |  | UST Currently In Use: 0; UST Temp Close: 0; AST Currently In Use: 0; AST Temp Closed: 0 | 0 | 0 | 2 | 11288-003-000427 | CRAWFORD BEVERAGE
47041 | Currently in Use |  | 1997-05-16 |  | Petroleum | Unleaded gasoline | Unleaded gasoline | Retail | Steel | Single Wall | Coated & cathodic protection (sti-P3) |  | Double Wall | APT |  | Catchment Basin | Automatic shutoff device At 95% full | Automatic shutoff device At 95% full |  |  | Continuous Automatic Tank Gauge |  | Automatic flow restrictor (MLLD) | Automatic flow restrictor (MLLD) | Interstitial Monitoring within Secondary Containment | SENSOR TO ATG | Continuous alarm system | Continuous alarm system |  | UST Currently In Use: 2; UST Temp Close: 0; AST Currently In Use: 1; AST Temp Closed: 0 | 2 | 0 | 2 | 19970-015-015826 | JAMES D HIBBITTS
47042 | Currently in Use |  | 1997-05-16 |  | Petroleum | Premium gasoline | Premium gasoline | Retail | Steel | Single Wall | Coated & cathodic protection (sti-P3) |  | Flexible | APT |  | Catchment Basin | Automatic shutoff device At 95% full | Automatic shutoff device At 95% full |  |  | Continuous Automatic Tank Gauge |  | Automatic flow restrictor (MLLD) | Automatic flow restrictor (MLLD) | Interstitial Monitoring within Secondary Containment | SENSOR TO ATG | Continuous alarm system | Continuous alarm system |  | UST Currently In Use: 2; UST Temp Close: 0; AST Currently In Use: 1; AST Temp Closed: 0 | 2 | 0 | 2 | 19970-015-015826 | JAMES D HIBBITTS
47043 | Currently in Use |  | 1997-05-15 |  | Petroleum | On road diesel | On road diesel | Emergency Power Generator | Steel | Steel | Coated & cathodic protection (sti-P3) |  | Flexible |  |  | Catchment Basin | Automatic shutoff device At 95% full | Automatic shutoff device At 95% full |  |  |  |  | Other | Other |  |  | Other | Other |  | UST Currently In Use: 1; UST Temp Close: 0; AST Currently In Use: 0; AST Temp Closed: 0 | 1 | 0 | 1 | 20897-097-017315 | XANTE CORPORATION
47044 | Permanently Closed | 2017-03-28 | 1997-03-01 | 2017-03-28 | Petroleum | On road diesel | On road diesel | Industrial | Fiberglass reinforced plastic | Fiberglass reinforced plastic |  |  | Fiberglass reinforced plastic |  | 1901-01-01 | Catchment Basin | Audible high level alarm At 90% full | Audible high level alarm At 90% full | Interstitial Monitoring within Secondary Containment | SENSOR TO ATG |  |  | Containment Sump | Containment Sump | Interstitial Monitoring within Secondary Containment | SENSOR TO ATG | Continuous alarm system | Continuous alarm system |  | UST Currently In Use: 0; UST Temp Close: 0; AST Currently In Use: 0; AST Temp Closed: 0 | 0 | 0 | 6 | 13722-097-002825 | PENSKE TRUCK LEASING CO L P
47045 | Currently in Use |  | 1997-05-01 |  | Petroleum | Unleaded gasoline | Unleaded gasoline | Retail | Fiberglass coated steel | Fiberglass coated steel |  |  | DBWALL |  | 1901-01-01 | Catchment Basin | Flow Rest 90% Full | Flow Rest 90% Full |  |  | Other |  | Automatic flow restrictor (MLLD) | Automatic flow restrictor (MLLD) | Interstitial Monitoring within Secondary Containment |  | Continuous alarm system | Continuous alarm system |  | UST Currently In Use: 3; UST Temp Close: 0; AST Currently In Use: 0; AST Temp Closed: 0 | 3 | 0 | 0 | 12373-117-017865 | HILL PETROLEUM CO INC
47046 | Currently in Use |  | 1997-05-01 |  | Petroleum | Mid-grade gasoline | Mid-grade gasoline | Retail | Fiberglass coated steel | Fiberglass coated steel |  |  | DBWALL |  | 1901-01-01 | Catchment Basin | Flow Rest 90% Full | Flow Rest 90% Full |  |  | Continuous Automatic Tank Gauge |  | Automatic flow restrictor (MLLD) | Automatic flow restrictor (MLLD) | Interstitial Monitoring within Secondary Containment |  |  |  |  | UST Currently In Use: 3; UST Temp Close: 0; AST Currently In Use: 0; AST Temp Closed: 0 | 3 | 0 | 0 | 12373-117-017865 | HILL PETROLEUM CO INC
47047 | Currently in Use |  | 1997-05-01 |  | Petroleum | Premium gasoline | Premium gasoline | Retail | Fiberglass coated steel | Fiberglass coated steel |  |  | DBWALL |  | 1901-01-01 | Catchment Basin | Flow Rest 90% Full | Flow Rest 90% Full |  |  | Continuous Automatic Tank Gauge |  | Automatic flow restrictor (MLLD) | Automatic flow restrictor (MLLD) | Interstitial Monitoring within Secondary Containment |  | Continuous alarm system | Continuous alarm system |  | UST Currently In Use: 3; UST Temp Close: 0; AST Currently In Use: 0; AST Temp Closed: 0 | 3 | 0 | 0 | 12373-117-017865 | HILL PETROLEUM CO INC
47050 | Currently in Use |  | 1997-03-12 |  | Petroleum | On road diesel | On road diesel | Local government | Fiberglass coated steel | Fiberglass coated steel |  |  | Double Wall |  |  | Catchment Basin | Flow Rest 90% Full | Flow Rest 90% Full |  |  | Continuous Automatic Tank Gauge |  | Containment Sump | Automatic flow restrictor (MLLD) |  | SENSOR TO ATG | Continuous alarm system | Annual line testing |  | UST Currently In Use: 2; UST Temp Close: 0; AST Currently In Use: 0; AST Temp Closed: 0 | 2 | 0 | 5 | 11911-059-009396 | FRANKLIN COUNTY HWY DEPT
47051 | Currently in Use |  | 1997-04-14 |  | Petroleum | Unleaded gasoline | Unleaded gasoline | Retail | Steel | Single Wall | Coated & cathodic protection (sti-P3) |  | Fiberglass reinforced plastic |  |  | Catchment Basin | Flow Rest 90% Full | Flow Rest 90% Full |  |  | Automatic Tank Gauge | Single walled submersible pump containment sump | Automatic flow restrictor (MLLD) | Automatic flow restrictor (MLLD) |  | SENSOR TO ATG | Annual line testing | Annual line testing |  | UST Currently In Use: 2; UST Temp Close: 0; AST Currently In Use: 0; AST Temp Closed: 0 | 2 | 0 | 6 | 12276-059-007785 | LINDA PHARR
47052 | Permanently Closed | 2011-03-09 | 1997-04-04 | 2011-10-21 | Petroleum | Unleaded gasoline | Unleaded gasoline | Retail | Double Wall | Double Wall | Coated & cathodic protection (sti-P3) |  | Fiberglass reinforced plastic |  |  | Catchment Basin | Flow Rest 90% Full | Flow Rest 90% Full | Interstitial Monitoring within Secondary Containment | SENSOR TO ATG | Continuous Automatic Tank Gauge |  | Containment Sump | Containment Sump | Interstitial Monitoring within Secondary Containment | SENSOR TO ATG | Continuous alarm system | Continuous alarm system |  | UST Currently In Use: 0; UST Temp Close: 0; AST Currently In Use: 0; AST Temp Closed: 0 | 0 | 0 | 2 | 13929-097-017868 | PRINCE OIL COMPANY, INC.
47054 | Permanently Closed | 2011-03-09 | 1997-04-04 | 2011-10-21 | Petroleum | Premium gasoline | Premium gasoline | Retail | DBL WALL | Double Wall | Coated & cathodic protection (sti-P3) |  | Fiberglass reinforced plastic |  |  | Catchment Basin | Flow Rest 90% Full | Flow Rest 90% Full | Interstitial Monitoring within Secondary Containment | SENSOR TO ATG | Continuous Automatic Tank Gauge |  | Containment Sump | Containment Sump | Interstitial Monitoring within Secondary Containment | SENSOR TO ATG | Continuous alarm system | Continuous alarm system |  | UST Currently In Use: 0; UST Temp Close: 0; AST Currently In Use: 0; AST Temp Closed: 0 | 0 | 0 | 2 | 13929-097-017868 | PRINCE OIL COMPANY, INC.
47055 | Currently in Use |  | 1901-01-01 |  | Petroleum | Unleaded gasoline | Unleaded gasoline | Retail | Steel | Single Wall | Field installed cathodic protection |  | Single Wall |  | 1901-01-01 | Catchment Basin | Automatic shutoff device At 95% full | Automatic shutoff device At 95% full |  |  | Continuous Automatic Tank Gauge |  | Automatic shutoff device (AELLD) | Automatic shutoff device (AELLD) | [5 empty] | UST Currently In Use: 2; UST Temp Close: 0; AST Currently In Use: 0; AST Temp Closed: 0 | 2 | 0 | 1 | 20288-073-017869 | QUANG NGUYEN
47056 | Currently in Use |  | 1901-01-01 |  | Petroleum | Premium gasoline | Premium gasoline | Retail | Single Wall | Single Wall | Field installed cathodic protection |  | Fiberglass reinforced plastic |  | 1901-01-01 | Catchment Basin | Automatic shutoff device At 95% full | Automatic shutoff device At 95% full |  |  | Continuous Automatic Tank Gauge |  | Automatic shutoff device (AELLD) | Automatic shutoff device (AELLD) | [5 empty] | UST Currently In Use: 2; UST Temp Close: 0; AST Currently In Use: 0; AST Temp Closed: 0 | 2 | 0 | 1 | 20288-073-017869 | QUANG NGUYEN
47057 | Permanently Closed | 1996-08-01 | 1901-01-01 |  | Petroleum | Unleaded gasoline | Unleaded gasoline | Retail | [6 empty] | 1901-01-01 | [11 empty] | Annual line testing | Annual line testing |  | UST Currently In Use: 2; UST Temp Close: 0; AST Currently In Use: 0; AST Temp Closed: 0 | 2 | 0 | 1 | 20288-073-017869 | QUANG NGUYEN
47058 | Permanently Closed | 2006-03-09 | 1997-03-28 | 2006-03-09 | Petroleum | On road diesel | On road diesel | Emergency Power Generator | Fiberglass reinforced plastic | Fiberglass reinforced plastic |  |  | COPPER |  | 1901-01-01 | Catchment Basin | Automatic shutoff device At 95% full | Audible high level alarm At 90% full | Interstitial Monitoring within Secondary Containment |  | Continuous Automatic Tank Gauge | [8 empty] | UST Currently In Use: 1; UST Temp Close: 0; AST Currently In Use: 0; AST Temp Closed: 0 | 1 | 0 | 2 | 14462-055-012126 | BELLSOUTH TELECOMM. DBA AT&T ALA.
47059 | Currently in Use |  | 1997-02-15 |  | Petroleum | Unleaded gasoline | Unleaded gasoline | Retail | Double Wall | Double Wall | Coated & cathodic protection (sti-P3) |  | Double Wall |  | 1901-01-01 | Catchment Basin | Automatic shutoff device At 95% full | Automatic shutoff device At 95% full | Interstitial Monitoring within Secondary Containment |  | Continuous Automatic Tank Gauge |  | Containment Sump | Automatic flow restrictor (MLLD) | Interstitial Monitoring within Secondary Containment | SENSOR TO ATG | Annual line testing | Annual line testing |  | UST Currently In Use: 3; UST Temp Close: 0; AST Currently In Use: 0; AST Temp Closed: 0 | 3 | 0 | 0 | 25382-097-017870 | BRINDA ENTERPRISES LLC
47060 | Currently in Use |  | 1997-02-15 |  | Petroleum | Premium gasoline | Premium gasoline | Retail | Double Wall | Double Wall | Coated & cathodic protection (sti-P3) |  | Double Wall |  | 1901-01-01 | Catchment Basin | Automatic shutoff device At 95% full | Automatic shutoff device At 95% full | Interstitial Monitoring within Secondary Containment |  | Continuous Automatic Tank Gauge |  | Automatic flow restrictor (MLLD) | Automatic flow restrictor (MLLD) | Interstitial Monitoring within Secondary Containment | SENSOR TO ATG | Continuous alarm system | Annual line testing |  | UST Currently In Use: 3; UST Temp Close: 0; AST Currently In Use: 0; AST Temp Closed: 0 | 3 | 0 | 0 | 25382-097-017870 | BRINDA ENTERPRISES LLC
47061 | Currently in Use |  | 1997-02-15 |  | Petroleum | On road diesel | On road diesel | Retail | Double Wall | Double Wall | Coated & cathodic protection (sti-P3) |  | DBL WALL |  | 1901-01-01 | Catchment Basin | Automatic shutoff device At 95% full | Automatic shutoff device At 95% full | Interstitial Monitoring within Secondary Containment |  | Continuous Automatic Tank Gauge |  | Containment Sump | Automatic flow restrictor (MLLD) | Interstitial Monitoring within Secondary Containment | SENSOR TO ATG | Annual line testing | Annual line testing |  | UST Currently In Use: 3; UST Temp Close: 0; AST Currently In Use: 0; AST Temp Closed: 0 | 3 | 0 | 0 | 25382-097-017870 | BRINDA ENTERPRISES LLC
47062 | Permanently Closed |  | 1997-04-07 | 2023-06-28 | Petroleum | On road diesel | On road diesel | Emergency Power Generator | PLASTEEL | Other |  |  | APT |  | 1901-01-01 | Catchment Basin | Automatic shutoff device At 95% full | Automatic shutoff device At 95% full | Interstitial Monitoring within Secondary Containment |  | Automatic Tank Gauge | [8 empty] | UST Currently In Use: 6; UST Temp Close: 0; AST Currently In Use: 2; AST Temp Closed: 0 | 6 | 0 | 14 | 17123-097-015270 | UNIV OF SO ALA/SAFETY ENV COMPLIANCE
47063 | Permanently Closed | 2019-01-10 | 1997-04-14 | 2023-06-28 | Petroleum | On road diesel | On road diesel | State/Federal Government | Other | Other |  |  | Flexible |  | 1901-01-01 | Catchment Basin | Automatic shutoff device At 95% full | Automatic shutoff device At 95% full | Interstitial Monitoring within Secondary Containment |  | Automatic Tank Gauge | [8 empty] | UST Currently In Use: 6; UST Temp Close: 0; AST Currently In Use: 2; AST Temp Closed: 0 | 6 | 0 | 14 | 17123-097-015270 | UNIV OF SO ALA/SAFETY ENV COMPLIANCE
47064 | Currently in Use |  | 1997-03-01 |  | Petroleum | Unleaded gasoline | Unleaded gasoline | Retail | Steel | Steel | Coated & cathodic protection (sti-P3) |  | Flexible |  |  | Catchment Basin | Automatic shutoff device At 95% full | Automatic shutoff device At 95% full |  |  | Continuous Automatic Tank Gauge |  | Containment Sump | Automatic flow restrictor (MLLD) | Interstitial Monitoring within Secondary Containment | SENSOR TO ATG | Continuous alarm system | Annual line testing |  | UST Currently In Use: 2; UST Temp Close: 0; AST Currently In Use: 0; AST Temp Closed: 0 | 2 | 0 | 0 | 11448-003-017872 | DEWEESE ENTPS. INC
47065 | Currently in Use |  | 1997-03-01 |  | Petroleum | On road diesel | On road diesel | Retail | Steel | Steel | Coated & cathodic protection (sti-P3) |  | Flexible |  |  | Catchment Basin | Automatic shutoff device At 95% full | Automatic shutoff device At 95% full |  |  | Continuous Automatic Tank Gauge |  | Containment Sump | Automatic flow restrictor (MLLD) | Interstitial Monitoring within Secondary Containment | SENSOR TO ATG | Annual line testing | Annual line testing |  | UST Currently In Use: 2; UST Temp Close: 0; AST Currently In Use: 0; AST Temp Closed: 0 | 2 | 0 | 0 | 11448-003-017872 | DEWEESE ENTPS. INC
47066 | Temporary Closed | 2021-04-01 | 1997-05-28 |  | Petroleum | Unleaded gasoline | Unleaded gasoline | Retail | Fiberglass reinforced plastic | Fiberglass reinforced plastic |  |  | Fiberglass reinforced plastic |  | 1901-01-01 | Catchment Basin | Flow Rest 90% Full | Flow Rest 90% Full |  |  | Statistical Inventory Reconciliation (SIR) | [8 empty] | UST Currently In Use: 0; UST Temp Close: 2; AST Currently In Use: 0; AST Temp Closed: 0 | 0 | 2 | 0 | 20294-125-006331 | LOWELL FIELDS
47067 | Temporary Closed | 2021-04-01 | 1997-05-28 |  | Petroleum | Unleaded gasoline | Unleaded gasoline | Retail | Fiberglass reinforced plastic | Fiberglass reinforced plastic |  |  | Fiberglass reinforced plastic |  | 1901-01-01 | Catchment Basin | Flow Rest 90% Full | Flow Rest 90% Full |  |  | Statistical Inventory Reconciliation (SIR) | [8 empty] | UST Currently In Use: 0; UST Temp Close: 2; AST Currently In Use: 0; AST Temp Closed: 0 | 0 | 2 | 0 | 20294-125-006331 | LOWELL FIELDS
47068 | Permanently Closed | 1998-08-09 | 1981-05-13 | 1998-08-09 | Petroleum | On road diesel | On road diesel | Emergency power generator | Steel | Steel |  |  |  |  | 1901-01-01 | [14 empty] | UST Currently In Use: 0; UST Temp Close: 0; AST Currently In Use: 2; AST Temp Closed: 0 | 0 | 0 | 1 | 20295-077-017873 | SUNTRUST BANK INC
47069 | Currently in Use |  | 1997-03-12 |  | Petroleum | Unleaded gasoline | Unleaded gasoline | Local government | Fiberglass coated steel | Fiberglass coated steel |  |  | DBLWALL |  |  | Catchment Basin | Flow Rest 90% Full | Flow Rest 90% Full |  |  | Continuous Automatic Tank Gauge |  | Containment Sump | Automatic flow restrictor (MLLD) |  | SENSOR TO ATG | Continuous alarm system | Annual line testing |  | UST Currently In Use: 2; UST Temp Close: 0; AST Currently In Use: 0; AST Temp Closed: 0 | 2 | 0 | 5 | 11911-059-009396 | FRANKLIN COUNTY HWY DEPT
47070 | Permanently Closed | 2016-10-20 | 1997-07-10 |  | Petroleum | Unleaded gasoline | Unleaded gasoline | Retail | Fiberglass coated steel | Fiberglass coated steel |  |  | Fiberglass reinforced plastic |  | 1901-01-01 | Catchment Basin | Flow Rest 90% Full | Flow Rest 90% Full |  |  | Continuous Automatic Tank Gauge |  | Automatic shutoff device (AELLD) | Automatic shutoff device (AELLD) | [5 empty] | UST Currently In Use: 2; UST Temp Close: 0; AST Currently In Use: 0; AST Temp Closed: 0 | 2 | 0 | 3 | 22176-073-017874 | CIRCLE K
47071 | Permanently Closed | 2016-10-20 | 1997-07-10 |  | Petroleum | Premium gasoline | Premium gasoline | Retail | Fiberglass coated steel | Fiberglass coated steel |  |  | Fiberglass reinforced plastic |  | 1901-01-01 | Catchment Basin | Flow Rest 90% Full | Flow Rest 90% Full |  |  | Continuous Automatic Tank Gauge |  | Automatic shutoff device (AELLD) | Automatic shutoff device (AELLD) | [5 empty] | UST Currently In Use: 2; UST Temp Close: 0; AST Currently In Use: 0; AST Temp Closed: 0 | 2 | 0 | 3 | 22176-073-017874 | CIRCLE K
47072 | Currently in Use |  | 1997-05-23 |  | Petroleum | Unleaded gasoline | Unleaded gasoline | Retail | Fiberglass coated steel | Fiberglass coated steel |  |  | TOTAL CONT |  | 1901-01-01 | Catchment Basin | Flow Rest 90% Full | Flow Rest 90% Full |  |  | Automatic Tank Gauge |  | Automatic flow restrictor (MLLD) | Automatic flow restrictor (MLLD) | Interstitial Monitoring within Secondary Containment |  | Annual line testing | Annual line testing |  | UST Currently In Use: 2; UST Temp Close: 0; AST Currently In Use: 0; AST Temp Closed: 0 | 2 | 0 | 0 | 23676-101-017875 | RINKU PATEL
47073 | Currently in Use |  | 1997-05-23 |  | Petroleum | Premium gasoline | Premium gasoline | Retail | ACT100 | Fiberglass coated steel |  |  | Flexible |  | 1901-01-01 | Catchment Basin | Flow Rest 90% Full | Flow Rest 90% Full |  |  | Automatic Tank Gauge |  | Automatic flow restrictor (MLLD) | Automatic flow restrictor (MLLD) | Interstitial Monitoring within Secondary Containment |  | Annual line testing | Annual line testing |  | UST Currently In Use: 2; UST Temp Close: 0; AST Currently In Use: 0; AST Temp Closed: 0 | 2 | 0 | 0 | 23676-101-017875 | RINKU PATEL
47074 | Currently in Use |  | 1997-04-01 |  | Petroleum | On road diesel | On road diesel | Retail | Steel | Steel | Coated & cathodic protection (sti-P3) |  | Fiberglass reinforced plastic |  |  | Catchment Basin | Flow Rest 90% Full | Flow Rest 90% Full |  |  | Continuous Automatic Tank Gauge |  | Automatic flow restrictor (MLLD) | Automatic flow restrictor (MLLD) |  |  | Annual line testing | Annual line testing |  | UST Currently In Use: 3; UST Temp Close: 0; AST Currently In Use: 0; AST Temp Closed: 0 | 3 | 0 | 0 | 24874-109-014649 | MAY BROTHERS, INC.
47075 | Permanently Closed | 2002-09-01 | 1997-06-18 | 2005-09-01 | Petroleum | Unleaded gasoline | Unleaded gasoline | Retail | Steel | Steel | Coated & cathodic protection (sti-P3) |  | Fiberglass reinforced plastic |  | 1901-01-01 | Catchment Basin | Automatic shutoff device At 95% full | Automatic shutoff device At 95% full |  |  | Continuous Automatic Tank Gauge | [8 empty] | UST Currently In Use: 0; UST Temp Close: 0; AST Currently In Use: 0; AST Temp Closed: 0 | 0 | 0 | 5 | 21704-021-008805 | CRAIG SMITH
47076 | Currently in Use |  | 1997-05-01 |  | Petroleum | Unleaded gasoline | Unleaded gasoline | Retail | Steel | Steel | Coated & cathodic protection (sti-P3) |  | Flexible |  |  | Catchment Basin | Flow Rest 90% Full | Flow Rest 90% Full |  |  | Continuous Automatic Tank Gauge |  | Automatic flow restrictor (MLLD) | Automatic flow restrictor (MLLD) |  |  | Annual line testing | Annual line testing |  | UST Currently In Use: 2; UST Temp Close: 0; AST Currently In Use: 0; AST Temp Closed: 0 | 2 | 0 | 0 | 25723-097-017876 | SILVERTONE ENTERPRISES LLC
47078 | Currently in Use |  | 1997-05-01 |  | Petroleum | Premium gasoline | Premium gasoline | Retail | Steel | Steel | Coated & cathodic protection (sti-P3) |  | ENVIRON |  |  | Catchment Basin | Flow Rest 90% Full | Flow Rest 90% Full |  |  | Continuous Automatic Tank Gauge |  | Automatic flow restrictor (MLLD) | Automatic flow restrictor (MLLD) |  |  | Annual line testing | Annual line testing |  | UST Currently In Use: 2; UST Temp Close: 0; AST Currently In Use: 0; AST Temp Closed: 0 | 2 | 0 | 0 | 25723-097-017876 | SILVERTONE ENTERPRISES LLC
47079 | Currently in Use |  | 1987-08-01 |  | Petroleum | Aviation fuel (JP-4; etc.) | Aviation fuel (JP-4; etc.) | Bulk facility | Fiberglass reinforced plastic | Fiberglass reinforced plastic |  |  | Single Wall |  |  | Catchment Basin | Audible high level alarm At 90% full | Audible high level alarm At 90% full |  |  | Continuous Automatic Tank Gauge | [8 empty] | UST Currently In Use: 2; UST Temp Close: 0; AST Currently In Use: 0; AST Temp Closed: 0 | 2 | 0 | 0 | 20301-073-017877 | AIR QUARTERS INC
47080 | Currently in Use |  | 1987-08-01 |  | Petroleum | Aviation fuel (JP-4; etc.) | Aviation fuel (JP-4; etc.) | Bulk facility | Fiberglass reinforced plastic | Fiberglass reinforced plastic |  |  | Steel |  |  | Catchment Basin | Audible high level alarm At 90% full | Audible high level alarm At 90% full |  |  | Continuous Automatic Tank Gauge |  | Automatic shutoff device (AELLD) | Automatic shutoff device (AELLD) |  |  | ABOVE GROU | Other |  | UST Currently In Use: 2; UST Temp Close: 0; AST Currently In Use: 0; AST Temp Closed: 0 | 2 | 0 | 0 | 20301-073-017877 | AIR QUARTERS INC
47081 | Currently in Use |  | 1997-06-15 |  | Petroleum | Used oil | Used oil | Retail | Fiberglass reinforced plastic | Double Wall |  |  | Fiberglass reinforced plastic |  |  | Catchment Basin | EXEMPT | Flow Rest 90% Full | Interstitial Monitoring within Secondary Containment | SENSOR TO ATG | [9 empty] | UST Currently In Use: 4; UST Temp Close: 0; AST Currently In Use: 0; AST Temp Closed: 0 | 4 | 0 | 1 | 16586-097-012473 | TRAVEL CENTERS OF AMERICA INC
47082 | Currently in Use |  | 1997-05-05 |  | Petroleum | Unleaded gasoline | Unleaded gasoline | Industrial | Fiberglass coated steel | Fiberglass coated steel |  |  | Fiberglass reinforced plastic |  | 1901-01-01 | Catchment Basin | Audible high level alarm At 90% full | Audible high level alarm At 90% full |  |  | Other | [5 empty] | Continuous alarm system | Continuous alarm system |  | UST Currently In Use: 2; UST Temp Close: 0; AST Currently In Use: 0; AST Temp Closed: 0 | 2 | 0 | 1 | 10125-055-003310 | SPIRE ALABAMA INC.
47083 | Currently in Use |  | 1997-05-27 |  | Petroleum | Unleaded gasoline | Unleaded gasoline | Emergency power generator | Double Wall | Double Wall |  |  | Double Wall |  | 1901-01-01 | Catchment Basin | Audible high level alarm At 90% full | Audible high level alarm At 90% full | Interstitial Monitoring within Secondary Containment | SENSOR TO ATG | Automatic Tank Gauge | [5 empty] | Continuous alarm system | Continuous alarm system |  | UST Currently In Use: 1; UST Temp Close: 0; AST Currently In Use: 0; AST Temp Closed: 0 | 1 | 0 | 2 | 14462-089-012129 | BELLSOUTH TELECOMM. DBA AT&T ALA.
47084 | Currently in Use |  | 1997-06-09 |  | Petroleum | Unleaded gasoline | Unleaded gasoline | Retail | Fiberglass coated steel | Fiberglass coated steel |  |  | Fiberglass reinforced plastic |  | 1901-01-01 | Catchment Basin | Audible high level alarm At 90% full | Audible high level alarm At 90% full |  |  | Continuous Automatic Tank Gauge |  | Automatic flow restrictor (MLLD) | Automatic flow restrictor (MLLD) |  |  | Annual line testing | Annual line testing |  | UST Currently In Use: 4; UST Temp Close: 0; AST Currently In Use: 0; AST Temp Closed: 0 | 4 | 0 | 0 | 20303-125-017878 | MIKE SPARKS
47085 | Currently in Use |  | 1997-06-09 |  | Petroleum | Unleaded gasoline | Unleaded gasoline | Retail | Fiberglass coated steel | Fiberglass coated steel |  |  | ENVIRON |  | 1901-01-01 | Catchment Basin | Audible high level alarm At 90% full | Audible high level alarm At 90% full |  |  | Continuous Automatic Tank Gauge |  | Automatic flow restrictor (MLLD) | Automatic flow restrictor (MLLD) |  |  | Annual line testing | Annual line testing |  | UST Currently In Use: 4; UST Temp Close: 0; AST Currently In Use: 0; AST Temp Closed: 0 | 4 | 0 | 0 | 20303-125-017878 | MIKE SPARKS
47086 | Permanently Closed | 2016-04-01 | 1993-04-07 | 2016-04-15 | Petroleum | On road diesel | On road diesel | Emergency power generator | Steel | Steel | Coated & cathodic protection (sti-P3) |  | COPPER |  |  | Catchment Basin | Audible high level alarm At 90% full | Audible high level alarm At 90% full | Interstitial Monitoring within Secondary Containment |  | Automatic Tank Gauge | [8 empty] | UST Currently In Use: 0; UST Temp Close: 0; AST Currently In Use: 1; AST Temp Closed: 0 | 0 | 0 | 2 | 10327-125-012618 | AT&T
47087 | Temporary Closed | 2010-03-03 | 1987-01-01 |  | Petroleum | On road diesel | On road diesel | Emergency Power Generator | Double Wall | Double Wall | Coated & cathodic protection (sti-P3) |  | Fiberglass reinforced plastic |  |  | Other | Flow Rest 90% Full | Flow Rest 90% Full | Interstitial Monitoring within Secondary Containment |  | Other | [8 empty] | UST Currently In Use: 0; UST Temp Close: 1; AST Currently In Use: 0; AST Temp Closed: 0 | 0 | 1 | 0 | 23478-055-014430 | ROBERT D SUMMEY INC
47088 | Permanently Closed | 2015-02-11 | 1993-03-01 | 2016-05-30 | Petroleum | Kerosene | Kerosene | Emergency power generator | Double Wall | Double Wall | Coated & cathodic protection (sti-P3) |  | Flexible |  |  | Catchment Basin | Automatic shutoff device At 95% full | Automatic shutoff device At 95% full | Interstitial Monitoring within Secondary Containment | SENSOR TO ATG | Automatic Tank Gauge | [8 empty] | UST Currently In Use: 0; UST Temp Close: 0; AST Currently In Use: 0; AST Temp Closed: 0 | 0 | 0 | 6 | 19832-127-002014 | WALKER COUNTY COMMISSION
47089 | Temporary Closed | 2011-12-12 | 1994-05-01 |  | Petroleum | Unleaded gasoline | Unleaded gasoline | Retail | Single Wall | Fiberglass coated steel |  |  | Fiberglass reinforced plastic |  | 1901-01-01 | Catchment Basin | Flow Rest 90% Full | Flow Rest 90% Full |  |  | Automatic Tank Gauge |  | Automatic flow restrictor (MLLD) | Automatic flow restrictor (MLLD) |  |  | Annual line testing | Annual line testing |  | UST Currently In Use: 0; UST Temp Close: 1; AST Currently In Use: 0; AST Temp Closed: 0 | 0 | 1 | 0 | 24982-103-007581 | KIM TERRY - THE A MARKET
47090 | Currently in Use |  | 1997-06-20 |  | Petroleum | Unleaded gasoline | Unleaded gasoline | Retail | Fiberglass coated steel | Fiberglass coated steel |  |  | Single Wall |  | 1901-01-01 | Catchment Basin | Flow Rest 90% Full | Flow Rest 90% Full |  |  | Statistical Inventory Reconciliation (SIR) |  | Automatic flow restrictor (MLLD) | Automatic flow restrictor (MLLD) |  |  | Annual line testing | Annual line testing |  | UST Currently In Use: 2; UST Temp Close: 0; AST Currently In Use: 0; AST Temp Closed: 0 | 2 | 0 | 2 | 17760-095-008294 | ALRED MARINA, LLC.
47091 | Currently in Use |  | 1997-06-20 |  | Petroleum | On road diesel | On road diesel | Retail | Single Wall | Fiberglass coated steel |  |  | Fiberglass reinforced plastic |  | 1901-01-01 | Catchment Basin | Flow Rest 90% Full | Flow Rest 90% Full |  |  | Statistical Inventory Reconciliation (SIR) |  | Automatic flow restrictor (MLLD) | Automatic flow restrictor (MLLD) |  |  | Annual line testing | Annual line testing |  | UST Currently In Use: 2; UST Temp Close: 0; AST Currently In Use: 0; AST Temp Closed: 0 | 2 | 0 | 2 | 17760-095-008294 | ALRED MARINA, LLC.
47093 | Currently in Use |  | 1997-01-01 |  | Petroleum | On road diesel | On road diesel | Retail | Steel | Steel | Coated & cathodic protection (sti-P3) |  | Fiberglass reinforced plastic |  |  | Catchment Basin | Automatic shutoff device At 95% full | Automatic shutoff device At 95% full |  |  | Continuous Automatic Tank Gauge | [8 empty] | UST Currently In Use: 3; UST Temp Close: 0; AST Currently In Use: 0; AST Temp Closed: 0 | 3 | 0 | 2 | 24813-073-003973 | ELMORE GOODWIN
47094 | Currently in Use |  | 1996-05-04 |  | Petroleum | On road diesel | On road diesel | Emergency Power Generator | Double Wall | Double Wall | Coated & cathodic protection (sti-P3) |  | Double Wall |  |  | Catchment Basin | Audible high level alarm At 90% full | Audible high level alarm At 90% full |  | SENSOR TO ATG | Automatic Tank Gauge | [5 empty] | Continuous alarm system | Continuous alarm system |  | UST Currently In Use: 1; UST Temp Close: 0; AST Currently In Use: 0; AST Temp Closed: 0 | 1 | 0 | 1 | 10327-103-012627 | AT&T
47095 | Currently in Use |  | 1996-05-11 |  | Petroleum | On road diesel | On road diesel | Emergency Power Generator | Steel | Double Wall | Coated & cathodic protection (sti-P3) |  | Double Wall |  |  | Catchment Basin | Automatic shutoff device At 95% full | Audible high level alarm At 90% full | Interstitial Monitoring within Secondary Containment | SENSOR TO ATG | Other | [8 empty] | UST Currently In Use: 1; UST Temp Close: 0; AST Currently In Use: 0; AST Temp Closed: 0 | 1 | 0 | 1 | 10327-089-014431 | AT&T
47096 | Currently in Use |  | 1997-06-15 |  | Petroleum | Unleaded gasoline | Unleaded gasoline | Retail | Double Wall | Double Wall |  |  | 2 PIECES |  | 1901-01-01 | Catchment Basin | Automatic shutoff device At 95% full | Automatic shutoff device At 95% full | Interstitial Monitoring within Secondary Containment | SENSOR TO ATG | Continuous Automatic Tank Gauge |  | Automatic shutoff device (AELLD) | Automatic shutoff device (AELLD) | [5 empty] | UST Currently In Use: 3; UST Temp Close: 0; AST Currently In Use: 0; AST Temp Closed: 0 | 3 | 0 | 0 | 23679-073-017879 | BOCA PROPERTIES LLC
47097 | Currently in Use |  | 1997-06-15 |  | Petroleum | Premium gasoline | Premium gasoline | Retail | Double Wall | Double Wall |  |  | Fiberglass reinforced plastic |  | 1901-01-01 | Catchment Basin | Automatic shutoff device At 95% full | Automatic shutoff device At 95% full | Interstitial Monitoring within Secondary Containment | SENSOR TO ATG | Continuous Automatic Tank Gauge |  | Automatic shutoff device (AELLD) | Automatic shutoff device (AELLD) | [5 empty] | UST Currently In Use: 3; UST Temp Close: 0; AST Currently In Use: 0; AST Temp Closed: 0 | 3 | 0 | 0 | 23679-073-017879 | BOCA PROPERTIES LLC
47098 | Currently in Use |  | 1997-06-15 |  | Petroleum | On road diesel | On road diesel | Retail | Fiberglass reinforced plastic | Double Wall |  |  | Fiberglass reinforced plastic |  | 1901-01-01 | Catchment Basin | Automatic shutoff device At 95% full | Automatic shutoff device At 95% full | Interstitial Monitoring within Secondary Containment | SENSOR TO ATG | Continuous Automatic Tank Gauge |  | Automatic shutoff device (AELLD) | Automatic shutoff device (AELLD) | [5 empty] | UST Currently In Use: 3; UST Temp Close: 0; AST Currently In Use: 0; AST Temp Closed: 0 | 3 | 0 | 0 | 23679-073-017879 | BOCA PROPERTIES LLC
47101 | Currently in Use |  | 1997-03-31 |  | Petroleum | Unleaded gasoline | Unleaded gasoline | Retail | Fiberglass coated steel | Fiberglass coated steel |  |  | Single Wall |  | 1901-01-01 | Catchment Basin | Automatic shutoff device At 95% full | Automatic shutoff device At 95% full |  |  | Continuous Automatic Tank Gauge |  | Automatic flow restrictor (MLLD) | Automatic flow restrictor (MLLD) |  |  | Annual line testing | Annual line testing |  | UST Currently In Use: 3; UST Temp Close: 0; AST Currently In Use: 0; AST Temp Closed: 0 | 3 | 0 | 0 | 22176-055-017880 | CIRCLE K
47102 | Currently in Use |  | 1997-06-28 |  | Petroleum | On road diesel | On road diesel | Industrial | Fiberglass reinforced plastic | Fiberglass reinforced plastic |  |  | Fiberglass reinforced plastic |  |  | Catchment Basin | Automatic shutoff device At 95% full | Automatic shutoff device At 95% full |  |  | Automatic Tank Gauge | Direct Bury submersible pump | [7 empty] | UST Currently In Use: 1; UST Temp Close: 0; AST Currently In Use: 0; AST Temp Closed: 0 | 1 | 0 | 0 | 20306-033-017881 | GREAT SOUTHERN WOOD PRESERVING, INC.
47103 | Currently in Use |  | 1997-06-03 |  | Petroleum | On road diesel | On road diesel | Local government | Fiberglass reinforced plastic | Fiberglass reinforced plastic |  |  | Fiberglass reinforced plastic |  | 1901-01-01 | Catchment Basin | Flow Rest 90% Full | Flow Rest 90% Full |  |  | Continuous Automatic Tank Gauge | [8 empty] | UST Currently In Use: 2; UST Temp Close: 0; AST Currently In Use: 0; AST Temp Closed: 0 | 2 | 0 | 0 | 17085-105-017882 | PERRY COUNTY BOARD OF EDUCATION
47104 | Currently in Use |  | 1997-06-03 |  | Petroleum | Unleaded gasoline | Unleaded gasoline | Local government | Fiberglass reinforced plastic | Fiberglass reinforced plastic |  |  | Fiberglass reinforced plastic |  | 1901-01-01 | Catchment Basin | Flow Rest 90% Full | Flow Rest 90% Full |  |  | Continuous Automatic Tank Gauge | [8 empty] | UST Currently In Use: 2; UST Temp Close: 0; AST Currently In Use: 0; AST Temp Closed: 0 | 2 | 0 | 0 | 17085-105-017882 | PERRY COUNTY BOARD OF EDUCATION
47105 | Currently in Use |  | 1997-07-30 |  | Petroleum | Unleaded gasoline | Unleaded gasoline | Industrial | Double Wall | Double Wall | Coated & cathodic protection (sti-P3) |  | Flexible |  | 1901-01-01 | Catchment Basin | Flow Rest 90% Full | Automatic shutoff device At 95% full |  | PIT LINER | Automatic Tank Gauge |  | Automatic flow restrictor (MLLD) | Automatic flow restrictor (MLLD) |  |  | Annual line testing | Annual line testing |  | UST Currently In Use: 2; UST Temp Close: 0; AST Currently In Use: 0; AST Temp Closed: 0 | 2 | 0 | 3 | 11788-049-000833 | FARMERS TELEPHONE COOP
47106 | Currently in Use |  | 1997-07-30 |  | Petroleum | On road diesel | On road diesel | Industrial | Double Wall | Double Wall | Coated & cathodic protection (sti-P3) |  | Double Wall |  | 1901-01-01 | Catchment Basin | Automatic shutoff device At 95% full | Automatic shutoff device At 95% full |  | PIT LINER | Other | [8 empty] | UST Currently In Use: 2; UST Temp Close: 0; AST Currently In Use: 0; AST Temp Closed: 0 | 2 | 0 | 3 | 11788-049-000833 | FARMERS TELEPHONE COOP
47107 | Permanently Closed | 2006-10-30 | 1985-08-01 | 2006-10-30 | Petroleum | On road diesel | On road diesel | Emergency Power Generator | Steel | Steel | Field installed cathodic protection |  | Steel |  | 1901-01-01 | Catchment Basin | Automatic shutoff device At 95% full | Automatic shutoff device At 95% full |  |  | Other | [8 empty] | UST Currently In Use: 1; UST Temp Close: 0; AST Currently In Use: 1; AST Temp Closed: 0 | 1 | 0 | 1 | 20307-073-017883 | MOTION INDUSTRIES INC.
47108 | Currently in Use |  | 1997-07-07 |  | Petroleum | Unleaded gasoline | Unleaded gasoline | Industrial | Fiberglass reinforced plastic | Fiberglass reinforced plastic |  |  | Double Wall |  | 1901-01-01 | Catchment Basin | Flow Rest 90% Full | Flow Rest 90% Full |  |  | Automatic Tank Gauge | Single walled submersible pump containment sump | Automatic flow restrictor (MLLD) | Automatic flow restrictor (MLLD) | Interstitial Monitoring within Secondary Containment | SENSOR TO ATG | Annual line testing | Annual line testing |  | UST Currently In Use: 1; UST Temp Close: 0; AST Currently In Use: 0; AST Temp Closed: 0 | 1 | 0 | 2 | 24296-089-002512 | EAGLE AUTOMOTIVE LLC
47109 | Currently in Use |  | 1997-06-06 |  | Petroleum | On road diesel | On road diesel | Emergency Power Generator | Double Wall | Double Wall |  |  | Fiberglass reinforced plastic |  |  | Catchment Basin | Audible high level alarm At 90% full | Audible high level alarm At 90% full | Interstitial Monitoring within Secondary Containment | SENSOR TO ATG | Automatic Tank Gauge | Single walled submersible pump containment sump | Containment Sump | Containment Sump |  |  | Continuous alarm system | Continuous alarm system |  | UST Currently In Use: 1; UST Temp Close: 0; AST Currently In Use: 0; AST Temp Closed: 0 | 1 | 0 | 1 | 14462-059-012201 | BELLSOUTH TELECOMM. DBA AT&T ALA.
47110 | Currently in Use |  | 1996-03-01 |  | Petroleum | Unleaded gasoline | Unleaded gasoline | Retail | Steel | Steel | Coated & cathodic protection (sti-P3) |  | Flexible |  |  | Catchment Basin | Flow Rest 90% Full | Flow Rest 90% Full |  |  | Continuous Automatic Tank Gauge |  | Automatic flow restrictor (MLLD) | Automatic flow restrictor (MLLD) | Interstitial Monitoring within Secondary Containment | MANUAL/VISUAL CHECK |  |  |  | UST Currently In Use: 2; UST Temp Close: 0; AST Currently In Use: 0; AST Temp Closed: 0 | 2 | 0 | 0 | 20311-003-017886 | LARRY M. AYCOCK
47111 | Currently in Use |  | 1996-03-01 |  | Petroleum | Mid-grade gasoline | Mid-grade gasoline | Retail | Steel | Steel | Coated & cathodic protection (sti-P3) |  | Flexible |  |  | Catchment Basin | Flow Rest 90% Full | Flow Rest 90% Full |  |  | Continuous Automatic Tank Gauge |  | Automatic flow restrictor (MLLD) | Automatic flow restrictor (MLLD) | Interstitial Monitoring within Secondary Containment | MANUAL/VISUAL CHECK |  |  |  | UST Currently In Use: 2; UST Temp Close: 0; AST Currently In Use: 0; AST Temp Closed: 0 | 2 | 0 | 0 | 20311-003-017886 | LARRY M. AYCOCK
47112 | Temporary Closed | 2008-03-01 | 1997-06-30 |  | Petroleum | Unleaded gasoline | Unleaded gasoline | Retail | Single Wall | Single Wall | Coated & cathodic protection (sti-P3) |  | Double Wall |  |  | Catchment Basin | Automatic shutoff device At 95% full | Automatic shutoff device At 95% full |  |  | Continuous Automatic Tank Gauge |  | Containment Sump | Automatic shutoff device (AELLD) | [5 empty] | UST Currently In Use: 0; UST Temp Close: 3; AST Currently In Use: 0; AST Temp Closed: 0 | 0 | 3 | 0 | 15420-027-017887 | MAPCO EXPRESS, INC.
47113 | Temporary Closed | 2008-03-01 | 1997-06-30 |  | Petroleum | Premium gasoline | Premium gasoline | Retail | Single Wall | Single Wall | Coated & cathodic protection (sti-P3) |  | Steel |  |  | Catchment Basin | Automatic shutoff device At 95% full | Automatic shutoff device At 95% full |  |  | Continuous Automatic Tank Gauge |  | Automatic shutoff device (AELLD) | Automatic shutoff device (AELLD) | [5 empty] | UST Currently In Use: 0; UST Temp Close: 3; AST Currently In Use: 0; AST Temp Closed: 0 | 0 | 3 | 0 | 15420-027-017887 | MAPCO EXPRESS, INC.
47114 | Temporary Closed | 2008-03-01 | 1997-06-30 |  | Petroleum | On road diesel | On road diesel | Retail | Steel | Single Wall | Coated & cathodic protection (sti-P3) |  | Double Wall |  |  | Catchment Basin | Automatic shutoff device At 95% full | Automatic shutoff device At 95% full |  |  | Continuous Automatic Tank Gauge |  | Automatic shutoff device (AELLD) | Automatic shutoff device (AELLD) | [5 empty] | UST Currently In Use: 0; UST Temp Close: 3; AST Currently In Use: 0; AST Temp Closed: 0 | 0 | 3 | 0 | 15420-027-017887 | MAPCO EXPRESS, INC.
47115 | Currently in Use |  | 1997-03-01 |  | Petroleum | Unleaded gasoline | Unleaded gasoline | Retail | Fiberglass reinforced plastic | Fiberglass reinforced plastic |  |  | Fiberglass reinforced plastic |  | 1901-01-01 | Catchment Basin | Flow Rest 90% Full | Flow Rest 90% Full |  |  | Automatic Tank Gauge |  | Automatic shutoff device (AELLD) | Automatic shutoff device (AELLD) | Interstitial Monitoring within Secondary Containment |  | Annual line testing | Annual line testing |  | UST Currently In Use: 2; UST Temp Close: 0; AST Currently In Use: 0; AST Temp Closed: 0 | 2 | 0 | 2 | 17909-117-003479 | HIEN HUYNH
47117 | Currently in Use |  | 1997-03-01 |  | Petroleum | Unleaded gasoline | Unleaded gasoline | Retail | Fiberglass reinforced plastic | Fiberglass reinforced plastic |  |  | Fiberglass reinforced plastic |  | 1901-01-01 | Catchment Basin | Flow Rest 90% Full | Flow Rest 90% Full |  |  | Automatic Tank Gauge |  | Automatic shutoff device (AELLD) | Automatic shutoff device (AELLD) | Interstitial Monitoring within Secondary Containment |  | Annual line testing | Annual line testing |  | UST Currently In Use: 2; UST Temp Close: 0; AST Currently In Use: 0; AST Temp Closed: 0 | 2 | 0 | 2 | 17909-117-003479 | HIEN HUYNH
47118 | Currently in Use |  | 1995-06-01 |  | Petroleum | Unleaded gasoline | Unleaded gasoline | Retail | Steel | Steel | Coated & cathodic protection (sti-P3) |  | Fiberglass reinforced plastic |  |  | Catchment Basin | Automatic shutoff device At 95% full | Automatic shutoff device At 95% full |  |  | Continuous Automatic Tank Gauge |  | Containment Sump | Automatic flow restrictor (MLLD) |  |  | Annual line testing | Annual line testing |  | UST Currently In Use: 3; UST Temp Close: 0; AST Currently In Use: 0; AST Temp Closed: 0 | 3 | 0 | 2 | 25500-003-000414 | AAA PETROLEUM LLC
47119 | Temporary Closed | 2011-12-01 | 1987-03-15 |  | Petroleum | Mid-grade gasoline | Mid-grade gasoline | Retail | Steel | Steel | Coated & cathodic protection (sti-P3) |  | Fiberglass reinforced plastic |  | 1901-01-01 | Catchment Basin | Automatic shutoff device At 95% full | Automatic shutoff device At 95% full |  |  | Statistical Inventory Reconciliation (SIR) | [8 empty] | UST Currently In Use: 0; UST Temp Close: 3; AST Currently In Use: 0; AST Temp Closed: 0 | 0 | 3 | 1 | 23021-021-017888 | RAY K. COX, JR.
47120 | Temporary Closed | 2011-12-01 | 1987-03-15 |  | Petroleum | Unleaded gasoline | Unleaded gasoline | Retail | Steel | Steel | Coated & cathodic protection (sti-P3) |  | Fiberglass reinforced plastic |  | 1901-01-01 | Catchment Basin | Automatic shutoff device At 95% full | Automatic shutoff device At 95% full |  |  | Statistical Inventory Reconciliation (SIR) | [8 empty] | UST Currently In Use: 0; UST Temp Close: 3; AST Currently In Use: 0; AST Temp Closed: 0 | 0 | 3 | 1 | 23021-021-017888 | RAY K. COX, JR.
47121 | Temporary Closed | 2011-12-01 | 1987-03-15 |  | Petroleum | Premium gasoline | Premium gasoline | Retail | Steel | Steel | Coated & cathodic protection (sti-P3) |  | Fiberglass reinforced plastic |  | 1901-01-01 | Catchment Basin | Automatic shutoff device At 95% full | Automatic shutoff device At 95% full |  |  | Statistical Inventory Reconciliation (SIR) | [8 empty] | UST Currently In Use: 0; UST Temp Close: 3; AST Currently In Use: 0; AST Temp Closed: 0 | 0 | 3 | 1 | 23021-021-017888 | RAY K. COX, JR.
47122 | Permanently Closed | 1997-09-15 | 1987-03-15 | 1997-09-15 | Petroleum | On road diesel | On road diesel | Retail | Steel | Steel |  | Painted or None | Steel |  | 1901-01-01 | [5 empty] | Statistical Inventory Reconciliation (SIR) | [8 empty] | UST Currently In Use: 0; UST Temp Close: 3; AST Currently In Use: 0; AST Temp Closed: 0 | 0 | 3 | 1 | 23021-021-017888 | RAY K. COX, JR.
47123 | Currently in Use |  | 1997-01-15 |  | Petroleum | Unleaded gasoline | Unleaded gasoline | Retail | Steel | Steel | Coated & cathodic protection (sti-P3) |  | Fiberglass reinforced plastic |  |  | Catchment Basin | Flow Rest 90% Full | Flow Rest 90% Full |  |  | Continuous Automatic Tank Gauge |  | Containment Sump | Automatic flow restrictor (MLLD) |  |  | Annual line testing | Annual line testing |  | UST Currently In Use: 3; UST Temp Close: 0; AST Currently In Use: 0; AST Temp Closed: 0 | 3 | 0 | 0 | 24466-021-017889 | MURAD ALI BUDHWANI
47124 | Currently in Use |  | 1997-01-15 |  | Petroleum | Premium gasoline | Premium gasoline | Retail | Steel | Steel | Coated & cathodic protection (sti-P3) |  | Fiberglass reinforced plastic |  |  | Catchment Basin | Flow Rest 90% Full | Flow Rest 90% Full |  |  | Continuous Automatic Tank Gauge |  | Automatic flow restrictor (MLLD) | Automatic flow restrictor (MLLD) | Interstitial Monitoring within Secondary Containment |  | Annual line testing | Annual line testing |  | UST Currently In Use: 3; UST Temp Close: 0; AST Currently In Use: 0; AST Temp Closed: 0 | 3 | 0 | 0 | 24466-021-017889 | MURAD ALI BUDHWANI
47125 | Currently in Use |  | 1997-01-15 |  | Petroleum | On road diesel | On road diesel | Retail | Steel | Steel | Coated & cathodic protection (sti-P3) |  | Fiberglass reinforced plastic |  |  | Catchment Basin | Flow Rest 90% Full | Flow Rest 90% Full |  |  | Continuous Automatic Tank Gauge |  | Containment Sump | Containment Sump | [5 empty] | UST Currently In Use: 3; UST Temp Close: 0; AST Currently In Use: 0; AST Temp Closed: 0 | 3 | 0 | 0 | 24466-021-017889 | MURAD ALI BUDHWANI
47126 | Temporary Closed | 2012-05-03 | 1995-09-05 |  | Petroleum | Unleaded gasoline | Unleaded gasoline | Retail | Steel | Steel | Coated & cathodic protection (sti-P3) |  | Flexible |  |  | Catchment Basin | Flow Rest 90% Full | Flow Rest 90% Full |  |  | Automatic Tank Gauge |  | Automatic flow restrictor (MLLD) | Automatic flow restrictor (MLLD) |  |  | Annual line testing | Annual line testing |  | UST Currently In Use: 0; UST Temp Close: 1; AST Currently In Use: 0; AST Temp Closed: 0 | 0 | 1 | 0 | 20316-117-017890 | MYRA MARTIN
47129 | Currently in Use |  | 1997-02-04 |  | Petroleum | Unleaded gasoline | Unleaded gasoline | Retail | Double Wall | Double Wall | Coated & cathodic protection (sti-P3) |  | Double Wall |  |  | Catchment Basin | Automatic shutoff device At 95% full | Automatic shutoff device At 95% full |  |  | Continuous Automatic Tank Gauge |  | Automatic shutoff device (AELLD) | Automatic shutoff device (AELLD) | [5 empty] | UST Currently In Use: 2; UST Temp Close: 0; AST Currently In Use: 0; AST Temp Closed: 0 | 2 | 0 | 0 | 15420-089-017891 | MAPCO EXPRESS, INC.
47130 | Currently in Use |  | 1997-02-04 |  | Petroleum | Premium gasoline | Premium gasoline | Retail | Double Wall | Double Wall | Coated & cathodic protection (sti-P3) |  | FIBRCOATED |  |  | Catchment Basin | Automatic shutoff device At 95% full | Automatic shutoff device At 95% full |  |  | Continuous Automatic Tank Gauge |  | Automatic shutoff device (AELLD) | Automatic shutoff device (AELLD) | [5 empty] | UST Currently In Use: 2; UST Temp Close: 0; AST Currently In Use: 0; AST Temp Closed: 0 | 2 | 0 | 0 | 15420-089-017891 | MAPCO EXPRESS, INC.
47131 | Currently in Use |  | 1997-01-31 |  | Petroleum | On road diesel | On road diesel | Bulk facility | Fiberglass reinforced plastic | Fiberglass reinforced plastic |  |  | Fiberglass reinforced plastic |  | 1901-01-01 | Catchment Basin | Automatic shutoff device At 95% full | Automatic shutoff device At 95% full |  |  | Continuous Automatic Tank Gauge |  | Containment Sump | Automatic flow restrictor (MLLD) |  |  | Annual line testing | Annual line testing |  | UST Currently In Use: 2; UST Temp Close: 0; AST Currently In Use: 0; AST Temp Closed: 0 | 2 | 0 | 0 | 19455-083-017892 | BLUE BELL CREAMERIES
47132 | Currently in Use |  | 1997-01-31 |  | Petroleum | Unleaded gasoline | Unleaded gasoline | Bulk facility | Fiberglass reinforced plastic | Fiberglass reinforced plastic |  |  | Fiberglass reinforced plastic |  | 1901-01-01 | Catchment Basin | Automatic shutoff device At 95% full | Automatic shutoff device At 95% full |  |  | Continuous Automatic Tank Gauge |  | Automatic flow restrictor (MLLD) | Automatic flow restrictor (MLLD) |  |  | Annual line testing | Annual line testing |  | UST Currently In Use: 2; UST Temp Close: 0; AST Currently In Use: 0; AST Temp Closed: 0 | 2 | 0 | 0 | 19455-083-017892 | BLUE BELL CREAMERIES
47133 | Temporary Closed | 2022-05-01 | 1991-11-20 |  | Petroleum | Premium gasoline | Premium gasoline | Retail | Steel | Single Wall | Coated & cathodic protection (sti-P3) |  | Fiberglass reinforced plastic |  |  | Catchment Basin | Automatic shutoff device At 95% full | Automatic shutoff device At 95% full |  |  | Automatic Tank Gauge |  | Automatic shutoff device (AELLD) | Automatic shutoff device (AELLD) | [5 empty] | UST Currently In Use: 0; UST Temp Close: 4; AST Currently In Use: 0; AST Temp Closed: 0 | 0 | 4 | 0 | 21217-043-017893 | CULLMAN OIL INC
47134 | Temporary Closed | 2022-05-01 | 1991-11-20 |  | Petroleum | Unleaded gasoline | Unleaded gasoline | Retail | Steel | Single Wall | Coated & cathodic protection (sti-P3) |  | Fiberglass reinforced plastic |  |  | Catchment Basin | Automatic shutoff device At 95% full | Automatic shutoff device At 95% full |  |  | Automatic Tank Gauge |  | Automatic shutoff device (AELLD) | Automatic shutoff device (AELLD) | [5 empty] | UST Currently In Use: 0; UST Temp Close: 4; AST Currently In Use: 0; AST Temp Closed: 0 | 0 | 4 | 0 | 21217-043-017893 | CULLMAN OIL INC
47135 | Temporary Closed | 2015-04-15 | 1991-11-20 |  | Petroleum | Mid-grade gasoline | Mid-grade gasoline | Retail | Single Wall | Single Wall | Coated & cathodic protection (sti-P3) |  | Fiberglass reinforced plastic |  |  | Catchment Basin | Automatic shutoff device At 95% full | Automatic shutoff device At 95% full |  |  | Automatic Tank Gauge |  | Automatic shutoff device (AELLD) | Automatic shutoff device (AELLD) | [5 empty] | UST Currently In Use: 0; UST Temp Close: 4; AST Currently In Use: 0; AST Temp Closed: 0 | 0 | 4 | 0 | 21217-043-017893 | CULLMAN OIL INC
47136 | Temporary Closed | 2022-05-01 | 1991-11-20 |  | Petroleum | On road diesel | On road diesel | Retail | Single Wall | Single Wall | Coated & cathodic protection (sti-P3) |  | Fiberglass reinforced plastic |  |  | Catchment Basin | Automatic shutoff device At 95% full | Automatic shutoff device At 95% full |  |  | Automatic Tank Gauge |  | Automatic shutoff device (AELLD) | Automatic shutoff device (AELLD) | [5 empty] | UST Currently In Use: 0; UST Temp Close: 4; AST Currently In Use: 0; AST Temp Closed: 0 | 0 | 4 | 0 | 21217-043-017893 | CULLMAN OIL INC
47137 | Currently in Use |  | 1997-08-01 |  | Petroleum | Unleaded gasoline | Unleaded gasoline | Retail | Fiberglass reinforced plastic | Fiberglass reinforced plastic |  |  | Flexible | ENVIRON | 1901-01-01 | Catchment Basin | Automatic shutoff device At 95% full | Automatic shutoff device At 95% full | Interstitial Monitoring within Secondary Containment |  | Automatic Tank Gauge |  | Automatic shutoff device (AELLD) | Automatic shutoff device (AELLD) | [5 empty] | UST Currently In Use: 4; UST Temp Close: 0; AST Currently In Use: 0; AST Temp Closed: 0 | 4 | 0 | 0 | 13529-125-017894 | MOORE PETROLEUM COMPANY, INC.
47138 | Currently in Use |  | 1997-08-01 |  | Petroleum | On road diesel | On road diesel | Retail | Fiberglass reinforced plastic | Fiberglass reinforced plastic |  |  | Flexible | ENVIRON | 1901-01-01 | Catchment Basin | Automatic shutoff device At 95% full | Automatic shutoff device At 95% full | Interstitial Monitoring within Secondary Containment |  | Continuous Automatic Tank Gauge |  | Automatic shutoff device (AELLD) | Automatic shutoff device (AELLD) | [5 empty] | UST Currently In Use: 4; UST Temp Close: 0; AST Currently In Use: 0; AST Temp Closed: 0 | 4 | 0 | 0 | 13529-125-017894 | MOORE PETROLEUM COMPANY, INC.
47139 | Currently in Use |  | 1997-08-01 |  | Petroleum | On road diesel | On road diesel | Retail | Fiberglass reinforced plastic | Fiberglass reinforced plastic |  |  | Flexible | ENVIRON | 1901-01-01 | Catchment Basin | Automatic shutoff device At 95% full | Automatic shutoff device At 95% full | Interstitial Monitoring within Secondary Containment |  | Continuous Automatic Tank Gauge |  | Automatic shutoff device (AELLD) | Automatic shutoff device (AELLD) | [5 empty] | UST Currently In Use: 4; UST Temp Close: 0; AST Currently In Use: 0; AST Temp Closed: 0 | 4 | 0 | 0 | 13529-125-017894 | MOORE PETROLEUM COMPANY, INC.
47140 | Currently in Use |  | 1997-08-01 |  | Petroleum | On road diesel | On road diesel | Retail | Fiberglass reinforced plastic | Fiberglass reinforced plastic |  |  | Flexible | ENVIRON | 1901-01-01 | Catchment Basin | Automatic shutoff device At 95% full | Automatic shutoff device At 95% full | Interstitial Monitoring within Secondary Containment |  | Continuous Automatic Tank Gauge |  | Automatic shutoff device (AELLD) | Automatic shutoff device (AELLD) | [5 empty] | UST Currently In Use: 4; UST Temp Close: 0; AST Currently In Use: 0; AST Temp Closed: 0 | 4 | 0 | 0 | 13529-125-017894 | MOORE PETROLEUM COMPANY, INC.
47141 | Currently in Use |  | 1997-08-01 |  | Petroleum | Premium gasoline | Premium gasoline | Retail | DBLWALL | Fiberglass reinforced plastic |  |  | DBLWALL |  | 1901-01-01 | Catchment Basin | Automatic shutoff device At 95% full | Automatic shutoff device At 95% full | Interstitial Monitoring within Secondary Containment |  | Continuous Automatic Tank Gauge |  | Automatic shutoff device (AELLD) | Automatic shutoff device (AELLD) | [5 empty] | UST Currently In Use: 2; UST Temp Close: 0; AST Currently In Use: 0; AST Temp Closed: 0 | 2 | 0 | 0 | 20072-125-017895 | A & M OIL CO LLC
47142 | Currently in Use |  | 1997-08-01 |  | Petroleum | Unleaded gasoline | Unleaded gasoline | Retail | DBLWALL | Fiberglass reinforced plastic |  |  | Fiberglass reinforced plastic |  | 1901-01-01 | Catchment Basin | Flow Rest 90% Full | Flow Rest 90% Full | Interstitial Monitoring within Secondary Containment |  | Continuous Automatic Tank Gauge |  | Automatic shutoff device (AELLD) | Automatic shutoff device (AELLD) | [5 empty] | UST Currently In Use: 2; UST Temp Close: 0; AST Currently In Use: 0; AST Temp Closed: 0 | 2 | 0 | 0 | 20072-125-017895 | A & M OIL CO LLC
47143 | Currently in Use |  | 1988-10-01 |  | Petroleum | Unleaded gasoline | Unleaded gasoline | Retail | Steel | Single Wall | Coated & cathodic protection (sti-P3) |  | Fiberglass reinforced plastic |  |  | Catchment Basin | Automatic shutoff device At 95% full | Automatic shutoff device At 95% full |  |  | Statistical Inventory Reconciliation (SIR) | [8 empty] | UST Currently In Use: 2; UST Temp Close: 0; AST Currently In Use: 1; AST Temp Closed: 0 | 2 | 0 | 0 | 20318-127-017896 | SHERI PHILLIPS
47144 | Currently in Use |  | 1988-10-01 |  | Petroleum | Unleaded gasoline | Unleaded gasoline | Retail | Steel | Single Wall | Coated & cathodic protection (sti-P3) |  | Fiberglass reinforced plastic |  |  | Catchment Basin | Automatic shutoff device At 95% full | Automatic shutoff device At 95% full |  |  | Statistical Inventory Reconciliation (SIR) | [8 empty] | UST Currently In Use: 2; UST Temp Close: 0; AST Currently In Use: 1; AST Temp Closed: 0 | 2 | 0 | 0 | 20318-127-017896 | SHERI PHILLIPS
47145 | Currently in Use |  | 1996-12-26 |  | Petroleum | Unleaded gasoline | Unleaded gasoline | Retail | Steel | Steel | Coated & cathodic protection (sti-P3) |  | Fiberglass reinforced plastic |  | 1901-01-01 | Catchment Basin | Flow Rest 90% Full | Flow Rest 90% Full |  |  | Automatic Tank Gauge |  | Automatic flow restrictor (MLLD) | Automatic flow restrictor (MLLD) | Interstitial Monitoring within Secondary Containment | SENSOR TO ATG | Continuous alarm system | Continuous alarm system |  | UST Currently In Use: 2; UST Temp Close: 0; AST Currently In Use: 0; AST Temp Closed: 0 | 2 | 0 | 0 | 24782-087-017898 | MANGALAMURTI LLC
47146 | Currently in Use |  | 1996-12-26 |  | Petroleum | On road diesel | On road diesel | Retail | Steel | Steel | Coated & cathodic protection (sti-P3) |  | Double Wall |  | 1901-01-01 | Catchment Basin | Flow Rest 90% Full | Flow Rest 90% Full |  |  | Automatic Tank Gauge |  | Automatic flow restrictor (MLLD) | Automatic flow restrictor (MLLD) | Interstitial Monitoring within Secondary Containment | SENSOR TO ATG | Continuous alarm system | Continuous alarm system |  | UST Currently In Use: 2; UST Temp Close: 0; AST Currently In Use: 0; AST Temp Closed: 0 | 2 | 0 | 0 | 24782-087-017898 | MANGALAMURTI LLC
47147 | Permanently Closed | 1998-12-22 | 1962-08-10 | 1998-12-22 | Petroleum | Unleaded gasoline | Unleaded gasoline | Retail | Steel | Steel |  | Painted or None | Steel |  | 1901-01-01 | [14 empty] | UST Currently In Use: 0; UST Temp Close: 0; AST Currently In Use: 0; AST Temp Closed: 0 | 0 | 0 | 2 | 20321-045-017899 | TINA HARPER
47148 | Permanently Closed | 1998-12-22 | 1962-08-10 | 1998-12-22 | Petroleum | Unleaded gasoline | Unleaded gasoline | Retail | Steel | Steel |  | Painted or None | Steel |  | 1901-01-01 | [14 empty] | UST Currently In Use: 0; UST Temp Close: 0; AST Currently In Use: 0; AST Temp Closed: 0 | 0 | 0 | 2 | 20321-045-017899 | TINA HARPER
47151 | Currently in Use |  | 1996-01-10 |  | Petroleum | On road diesel | On road diesel | Emergency Power Generator | Fiberglass reinforced plastic | Fiberglass reinforced plastic |  |  | TOTAL CONT |  | 1901-01-01 | Catchment Basin | Automatic shutoff device At 95% full | Audible high level alarm At 90% full | Interstitial Monitoring within Secondary Containment |  | Automatic Tank Gauge | [8 empty] | UST Currently In Use: 1; UST Temp Close: 0; AST Currently In Use: 0; AST Temp Closed: 0 | 1 | 0 | 2 | 14462-097-012176 | BELLSOUTH TELECOMM. DBA AT&T ALA.
47152 | Currently in Use |  | 1997-07-16 |  | Petroleum | Unleaded gasoline | Unleaded gasoline | Emergency Power Generator | Double Wall | Double Wall |  |  | Double Wall |  |  | Catchment Basin | Audible high level alarm At 90% full | Audible high level alarm At 90% full | Interstitial Monitoring within Secondary Containment | SENSOR TO ATG | Automatic Tank Gauge | Single walled submersible pump containment sump |  |  |  |  | Continuous alarm system | Continuous alarm system |  | UST Currently In Use: 1; UST Temp Close: 0; AST Currently In Use: 0; AST Temp Closed: 0 | 1 | 0 | 1 | 14462-079-012103 | BELLSOUTH TELECOMM. DBA AT&T ALA.
47153 | Currently in Use |  | 1997-03-11 |  | Petroleum | On road diesel | On road diesel | Emergency Power Generator | Fiberglass reinforced plastic | Fiberglass reinforced plastic |  |  | COPPER |  | 1901-01-01 | Catchment Basin | Automatic shutoff device At 95% full | Audible high level alarm At 90% full | Interstitial Monitoring within Secondary Containment |  | Automatic Tank Gauge | [5 empty] | Continuous alarm system | Continuous alarm system |  | UST Currently In Use: 1; UST Temp Close: 0; AST Currently In Use: 0; AST Temp Closed: 0 | 1 | 0 | 1 | 14462-097-012173 | BELLSOUTH TELECOMM. DBA AT&T ALA.
47155 | Currently in Use |  | 1996-10-18 |  | Petroleum | On road diesel | On road diesel | Emergency Power Generator | Fiberglass reinforced plastic | Fiberglass reinforced plastic |  |  | COPPER |  | 1901-01-01 | Catchment Basin | Audible high level alarm At 90% full | Audible high level alarm At 90% full | Interstitial Monitoring within Secondary Containment |  | Automatic Tank Gauge | [8 empty] | UST Currently In Use: 1; UST Temp Close: 0; AST Currently In Use: 0; AST Temp Closed: 0 | 1 | 0 | 2 | 14462-035-012119 | BELLSOUTH TELECOMM. DBA AT&T ALA.
47156 | Permanently Closed | 2000-12-02 | 1996-10-03 | 2000-12-02 | Petroleum | On road diesel | On road diesel | Emergency Power Generator | Fiberglass coated steel | Fiberglass coated steel |  |  | Fiberglass reinforced plastic |  | 1901-01-01 | Catchment Basin | Automatic shutoff device At 95% full | Audible high level alarm At 90% full | Interstitial Monitoring within Secondary Containment |  | Automatic Tank Gauge | [8 empty] | UST Currently In Use: 1; UST Temp Close: 0; AST Currently In Use: 0; AST Temp Closed: 0 | 1 | 0 | 2 | 14462-073-012058 | BELLSOUTH TELECOMM. DBA AT&T ALA.
47157 | Currently in Use |  | 1997-03-11 |  | Petroleum | On road diesel | On road diesel | Emergency power generator | Fiberglass reinforced plastic | Fiberglass reinforced plastic |  |  | COPPER |  | 1901-01-01 | Catchment Basin | Audible high level alarm At 90% full | Audible high level alarm At 90% full | Interstitial Monitoring within Secondary Containment |  | Automatic Tank Gauge | [8 empty] | UST Currently In Use: 1; UST Temp Close: 0; AST Currently In Use: 0; AST Temp Closed: 0 | 1 | 0 | 1 | 14462-003-012177 | BELLSOUTH TELECOMM. DBA AT&T ALA.
47158 | Currently in Use |  | 1996-11-03 |  | Petroleum | On road diesel | On road diesel | Emergency Power Generator | Fiberglass reinforced plastic | Fiberglass reinforced plastic |  |  | Other |  | 1901-01-01 | Catchment Basin | Audible high level alarm At 90% full | Audible high level alarm At 90% full | Interstitial Monitoring within Secondary Containment | SENSOR TO ATG | Automatic Tank Gauge |  | Containment Sump | Containment Sump | Interstitial Monitoring within Secondary Containment | SENSOR TO ATG | Continuous alarm system | Continuous alarm system |  | UST Currently In Use: 1; UST Temp Close: 0; AST Currently In Use: 0; AST Temp Closed: 0 | 1 | 0 | 1 | 14462-047-012204 | BELLSOUTH TELECOMM. DBA AT&T ALA.
47159 | Currently in Use |  | 1996-10-03 |  | Petroleum | On road diesel | On road diesel | Industrial | Fiberglass reinforced plastic | Double Wall |  |  | Double Wall |  | 1901-01-01 | Catchment Basin | Automatic shutoff device At 95% full | Audible high level alarm At 90% full | Interstitial Monitoring within Secondary Containment | SENSOR TO ATG | Automatic Tank Gauge | [5 empty] | Continuous alarm system | Continuous alarm system |  | UST Currently In Use: 1; UST Temp Close: 0; AST Currently In Use: 0; AST Temp Closed: 0 | 1 | 0 | 2 | 14462-127-012153 | BELLSOUTH TELECOMM. DBA AT&T ALA.
47160 | Currently in Use |  | 1996-12-20 |  | Petroleum | Unleaded gasoline | Unleaded gasoline | Industrial | Single Wall | Single Wall | Coated & cathodic protection (sti-P3) |  | Single Wall |  | 1901-01-01 | Catchment Basin | Automatic shutoff device At 95% full | Automatic shutoff device At 95% full |  |  | Continuous Automatic Tank Gauge | [8 empty] | UST Currently In Use: 1; UST Temp Close: 0; AST Currently In Use: 0; AST Temp Closed: 0 | 1 | 0 | 0 | 13590-073-017900 | MUTUAL OIL CO INC C/O DONAHOO CONSTR
47161 | Currently in Use |  | 1997-05-28 |  | Petroleum | Unleaded gasoline | Unleaded gasoline | Retail | DOUBLEWALL | Double Wall |  |  | Double Wall |  | 1901-01-01 | Catchment Basin | Flow Rest 90% Full | Flow Rest 90% Full | Interstitial Monitoring within Secondary Containment |  | Automatic Tank Gauge | Single walled submersible pump containment sump | Automatic flow restrictor (MLLD) | Automatic flow restrictor (MLLD) | Interstitial Monitoring within Secondary Containment | SENSOR TO ATG | Continuous alarm system | Continuous alarm system |  | UST Currently In Use: 3; UST Temp Close: 0; AST Currently In Use: 0; AST Temp Closed: 0 | 3 | 0 | 0 | 25265-043-017903 | LGWS/CROSS AMERICA PARTNERS
47163 | Currently in Use |  | 1997-05-28 |  | Petroleum | Premium gasoline | Premium gasoline | Retail | Double Wall | Double Wall |  |  | Double Wall |  | 1901-01-01 | Catchment Basin | Flow Rest 90% Full | Flow Rest 90% Full | Interstitial Monitoring within Secondary Containment |  | Automatic Tank Gauge | Single walled submersible pump containment sump | Containment Sump | Automatic flow restrictor (MLLD) | Interstitial Monitoring within Secondary Containment | SENSOR TO ATG | Continuous alarm system | Continuous alarm system |  | UST Currently In Use: 3; UST Temp Close: 0; AST Currently In Use: 0; AST Temp Closed: 0 | 3 | 0 | 0 | 25265-043-017903 | LGWS/CROSS AMERICA PARTNERS
47164 | Currently in Use |  | 1997-05-28 |  | Petroleum | Ethanol free gasoline | Ethanol free gasoline | Retail | Double Wall | Double Wall |  |  | Double Wall |  | 1901-01-01 | Catchment Basin | Automatic shutoff device At 95% full | Automatic shutoff device At 95% full | Interstitial Monitoring within Secondary Containment |  | Automatic Tank Gauge | Single walled submersible pump containment sump | Containment Sump | Automatic flow restrictor (MLLD) | Interstitial Monitoring within Secondary Containment | SENSOR TO ATG | Continuous alarm system | Continuous alarm system |  | UST Currently In Use: 3; UST Temp Close: 0; AST Currently In Use: 0; AST Temp Closed: 0 | 3 | 0 | 0 | 25265-043-017903 | LGWS/CROSS AMERICA PARTNERS
47165 | Temporary Closed | 2018-10-08 | 1997-02-19 |  | Petroleum | Unleaded gasoline | Unleaded gasoline | Retail | Steel | Steel | Field installed cathodic protection |  | Steel |  |  | Catchment Basin | Automatic shutoff device At 95% full | Automatic shutoff device At 95% full |  |  | Statistical Inventory Reconciliation (SIR) |  | Automatic flow restrictor (MLLD) | Automatic flow restrictor (MLLD) |  |  | Statistical inventory reconciliation (SIR) | Statistical inventory reconciliation (SIR) |  | UST Currently In Use: 2; UST Temp Close: 1; AST Currently In Use: 2; AST Temp Closed: 0 | 2 | 1 | 0 | 22456-019-017904 | SPRING GARDEN GENERAL STORE INC.
47166 | Currently in Use |  | 1997-02-19 |  | Petroleum | Premium gasoline | Premium gasoline | Retail | Steel | Steel | Field installed cathodic protection |  | Steel |  |  | Catchment Basin | Automatic shutoff device At 95% full | Automatic shutoff device At 95% full |  |  | Statistical Inventory Reconciliation (SIR) |  | Automatic flow restrictor (MLLD) | Automatic flow restrictor (MLLD) |  |  | Statistical inventory reconciliation (SIR) | Statistical inventory reconciliation (SIR) |  | UST Currently In Use: 2; UST Temp Close: 1; AST Currently In Use: 2; AST Temp Closed: 0 | 2 | 1 | 0 | 22456-019-017904 | SPRING GARDEN GENERAL STORE INC.
47167 | Currently in Use |  | 1997-02-19 |  | Petroleum | Unleaded gasoline | Unleaded gasoline | Retail | Steel | Steel | Field installed cathodic protection |  | Steel |  |  | Catchment Basin | Automatic shutoff device At 95% full | Automatic shutoff device At 95% full |  |  | Statistical Inventory Reconciliation (SIR) |  | Automatic flow restrictor (MLLD) | Automatic flow restrictor (MLLD) |  |  | Statistical inventory reconciliation (SIR) | Statistical inventory reconciliation (SIR) |  | UST Currently In Use: 2; UST Temp Close: 1; AST Currently In Use: 2; AST Temp Closed: 0 | 2 | 1 | 0 | 22456-019-017904 | SPRING GARDEN GENERAL STORE INC.
47168 | Currently in Use |  | 1997-08-28 |  | Petroleum | On road diesel | On road diesel | Retail | Fiberglass reinforced plastic | Fiberglass reinforced plastic |  |  | Double Wall |  | 1901-01-01 | Catchment Basin | Flow Rest 90% Full | Flow Rest 90% Full |  |  | Automatic Tank Gauge | Single walled submersible pump containment sump | Containment Sump | Automatic flow restrictor (MLLD) |  |  | Statistical inventory reconciliation (SIR) | Statistical inventory reconciliation (SIR) |  | UST Currently In Use: 3; UST Temp Close: 0; AST Currently In Use: 0; AST Temp Closed: 0 | 3 | 0 | 3 | 11576-089-010964 | DUTCH OIL COMPANY
47169 | Currently in Use |  | 1997-08-28 |  | Petroleum | Unleaded gasoline | Unleaded gasoline | Retail | Fiberglass reinforced plastic | Fiberglass reinforced plastic |  |  | Double Wall |  | 1901-01-01 | Catchment Basin | Flow Rest 90% Full | Flow Rest 90% Full |  |  | Automatic Tank Gauge | Single walled submersible pump containment sump | Automatic flow restrictor (MLLD) | Automatic flow restrictor (MLLD) |  |  | Statistical inventory reconciliation (SIR) | Statistical inventory reconciliation (SIR) |  | UST Currently In Use: 3; UST Temp Close: 0; AST Currently In Use: 0; AST Temp Closed: 0 | 3 | 0 | 3 | 11576-089-010964 | DUTCH OIL COMPANY
47170 | Currently in Use |  | 1997-08-28 |  | Petroleum | On road diesel | On road diesel | Retail | Fiberglass reinforced plastic | Fiberglass reinforced plastic |  |  | Double Wall |  | 1901-01-01 | Catchment Basin | Automatic shutoff device At 95% full | Automatic shutoff device At 95% full |  |  | Statistical Inventory Reconciliation (SIR) | Single walled submersible pump containment sump | Containment Sump | Automatic flow restrictor (MLLD) |  |  | Statistical inventory reconciliation (SIR) | Statistical inventory reconciliation (SIR) |  | UST Currently In Use: 3; UST Temp Close: 0; AST Currently In Use: 0; AST Temp Closed: 0 | 3 | 0 | 3 | 11576-089-010964 | DUTCH OIL COMPANY
47171 | Currently in Use |  | 1995-07-01 |  | Petroleum | Unleaded gasoline | Unleaded gasoline | Retail | Steel | Steel | Coated & cathodic protection (sti-P3) |  | Fiberglass reinforced plastic |  |  | Catchment Basin | Automatic shutoff device At 95% full | Automatic shutoff device At 95% full |  |  | Automatic Tank Gauge |  | Automatic flow restrictor (MLLD) | Automatic flow restrictor (MLLD) |  |  | Annual line testing | Annual line testing |  | UST Currently In Use: 4; UST Temp Close: 0; AST Currently In Use: 0; AST Temp Closed: 0 | 4 | 0 | 0 | 24865-069-017905 | KEVIN PATEL
47172 | Currently in Use |  | 1995-07-01 |  | Petroleum | Unleaded gasoline | Unleaded gasoline | Retail | Steel | Steel | Coated & cathodic protection (sti-P3) |  | Fiberglass reinforced plastic |  |  | Catchment Basin | Automatic shutoff device At 95% full | Automatic shutoff device At 95% full |  |  | Automatic Tank Gauge |  | Automatic flow restrictor (MLLD) | Automatic flow restrictor (MLLD) |  |  | Annual line testing | Annual line testing |  | UST Currently In Use: 4; UST Temp Close: 0; AST Currently In Use: 0; AST Temp Closed: 0 | 4 | 0 | 0 | 24865-069-017905 | KEVIN PATEL
47173 | Currently in Use |  | 1995-07-01 |  | Petroleum | Unleaded gasoline | Unleaded gasoline | Retail | Steel | Steel | Coated & cathodic protection (sti-P3) |  | Fiberglass reinforced plastic |  |  | Catchment Basin | Automatic shutoff device At 95% full | Automatic shutoff device At 95% full |  |  | Automatic Tank Gauge |  | Automatic flow restrictor (MLLD) | Automatic flow restrictor (MLLD) |  |  | Annual line testing | Annual line testing |  | UST Currently In Use: 4; UST Temp Close: 0; AST Currently In Use: 0; AST Temp Closed: 0 | 4 | 0 | 0 | 24865-069-017905 | KEVIN PATEL
47174 | Currently in Use |  | 1995-07-01 |  | Petroleum | On road diesel | On road diesel | Retail | Steel | Steel | Coated & cathodic protection (sti-P3) |  | Fiberglass reinforced plastic |  |  | Catchment Basin | Automatic shutoff device At 95% full | Automatic shutoff device At 95% full |  |  | Automatic Tank Gauge |  | Automatic flow restrictor (MLLD) | Automatic flow restrictor (MLLD) |  |  | Annual line testing | Annual line testing |  | UST Currently In Use: 4; UST Temp Close: 0; AST Currently In Use: 0; AST Temp Closed: 0 | 4 | 0 | 0 | 24865-069-017905 | KEVIN PATEL
47175 | Currently in Use |  | 1997-03-15 |  | Petroleum | Unleaded gasoline | Unleaded gasoline | Retail | Fiberglass reinforced plastic | Fiberglass reinforced plastic |  |  | Flexible |  | 1901-01-01 | Catchment Basin | Automatic shutoff device At 95% full | Automatic shutoff device At 95% full |  |  | Automatic Tank Gauge |  | Automatic flow restrictor (MLLD) | Automatic flow restrictor (MLLD) |  |  | Annual line testing | Annual line testing |  | UST Currently In Use: 3; UST Temp Close: 0; AST Currently In Use: 0; AST Temp Closed: 0 | 3 | 0 | 0 | 25492-045-017906 | TRI STAR ENERGY
47176 | Currently in Use |  | 1997-03-15 |  | Petroleum | Premium gasoline | Premium gasoline | Retail | Fiberglass coated steel | Fiberglass coated steel |  |  | Flexible |  | 1901-01-01 | Catchment Basin | Automatic shutoff device At 95% full | Automatic shutoff device At 95% full |  |  | Other |  | Automatic flow restrictor (MLLD) | Automatic flow restrictor (MLLD) |  |  | Annual line testing | Annual line testing |  | UST Currently In Use: 3; UST Temp Close: 0; AST Currently In Use: 0; AST Temp Closed: 0 | 3 | 0 | 0 | 25492-045-017906 | TRI STAR ENERGY
47177 | Currently in Use |  | 1997-03-15 |  | Petroleum | On road diesel | On road diesel | Retail | Fiberglass coated steel | Fiberglass coated steel |  |  | Flexible |  | 1901-01-01 | Catchment Basin | Automatic shutoff device At 95% full | Automatic shutoff device At 95% full |  |  | Other |  | Automatic flow restrictor (MLLD) | Automatic flow restrictor (MLLD) |  |  | Annual line testing | Annual line testing |  | UST Currently In Use: 3; UST Temp Close: 0; AST Currently In Use: 0; AST Temp Closed: 0 | 3 | 0 | 0 | 25492-045-017906 | TRI STAR ENERGY
47178 | Currently in Use |  | 1997-05-13 |  | Petroleum | Unleaded gasoline | Unleaded gasoline | Retail | Fiberglass reinforced plastic | Fiberglass reinforced plastic |  |  | Fiberglass reinforced plastic |  | 1901-01-01 | Catchment Basin | Flow Rest 90% Full | Flow Rest 90% Full |  |  | Continuous Automatic Tank Gauge |  | Automatic flow restrictor (MLLD) | Automatic flow restrictor (MLLD) |  |  | Annual line testing | Annual line testing |  | UST Currently In Use: 2; UST Temp Close: 0; AST Currently In Use: 0; AST Temp Closed: 0 | 2 | 0 | 0 | 13786-025-017907 | PARRS, INC.
47179 | Currently in Use |  | 1997-05-13 |  | Petroleum | Unleaded gasoline | Unleaded gasoline | Retail | Fiberglass reinforced plastic | Fiberglass reinforced plastic |  |  | Fiberglass reinforced plastic |  | 1901-01-01 | Catchment Basin | Flow Rest 90% Full | Flow Rest 90% Full |  |  | Continuous Automatic Tank Gauge |  | Automatic flow restrictor (MLLD) | Automatic flow restrictor (MLLD) |  |  | Annual line testing | Annual line testing |  | UST Currently In Use: 2; UST Temp Close: 0; AST Currently In Use: 0; AST Temp Closed: 0 | 2 | 0 | 0 | 13786-025-017907 | PARRS, INC.
47180 | Currently in Use |  | 1996-09-30 |  | Petroleum | Unleaded gasoline | Unleaded gasoline | Local government | Double Wall | Double Wall |  |  | Fiberglass reinforced plastic |  |  | Catchment Basin | Audible high level alarm At 90% full | Audible high level alarm At 90% full | Interstitial Monitoring within Secondary Containment | SENSOR TO ATG | Continuous Automatic Tank Gauge | Single walled submersible pump containment sump | Containment Sump | Automatic flow restrictor (MLLD) |  |  | Annual line testing | Annual line testing |  | UST Currently In Use: 2; UST Temp Close: 0; AST Currently In Use: 1; AST Temp Closed: 0 | 2 | 0 | 4 | 11003-103-002488 | CITY OF DECATUR
47181 | Currently in Use |  | 1996-09-30 |  | Petroleum | On road diesel | On road diesel | Local government | Double Wall | Double Wall |  |  | Double Wall |  |  | Catchment Basin | Automatic shutoff device At 95% full | Audible high level alarm At 90% full | Interstitial Monitoring within Secondary Containment | SENSOR TO ATG | Continuous Automatic Tank Gauge | Single walled submersible pump containment sump | Containment Sump | Automatic flow restrictor (MLLD) |  |  | Annual line testing | Annual line testing |  | UST Currently In Use: 2; UST Temp Close: 0; AST Currently In Use: 1; AST Temp Closed: 0 | 2 | 0 | 4 | 11003-103-002488 | CITY OF DECATUR
47184 | Currently in Use |  | 1997-08-15 |  | Petroleum | Unleaded gasoline | Unleaded gasoline | Retail | 4R/2R | Single Wall | Coated & cathodic protection (sti-P3) |  | Fiberglass reinforced plastic |  |  | Catchment Basin | Automatic shutoff device At 95% full | Automatic shutoff device At 95% full |  |  | Continuous Automatic Tank Gauge | [8 empty] | UST Currently In Use: 2; UST Temp Close: 0; AST Currently In Use: 1; AST Temp Closed: 0 | 2 | 0 | 4 | 10921-015-015507 | CHARLES GIVENS
47188 | Currently in Use |  | 1997-08-15 |  | Petroleum | On road diesel | On road diesel | Retail | Steel | Single Wall | Coated & cathodic protection (sti-P3) |  | Fiberglass reinforced plastic |  |  | Catchment Basin | Automatic shutoff device At 95% full | Automatic shutoff device At 95% full |  |  | Continuous Automatic Tank Gauge | [8 empty] | UST Currently In Use: 2; UST Temp Close: 0; AST Currently In Use: 1; AST Temp Closed: 0 | 2 | 0 | 4 | 10921-015-015507 | CHARLES GIVENS
47189 | Temporary Closed | 2022-04-01 | 1996-01-01 |  | Petroleum | Unleaded gasoline | Unleaded gasoline | Retail | Steel | Steel | Coated & cathodic protection (sti-P3) |  | Fiberglass reinforced plastic |  |  | Catchment Basin | Flow Rest 90% Full | Flow Rest 90% Full |  |  | Statistical Inventory Reconciliation (SIR) |  | Automatic flow restrictor (MLLD) | Automatic flow restrictor (MLLD) | Interstitial Monitoring within Secondary Containment |  | Statistical inventory reconciliation (SIR) | Statistical inventory reconciliation (SIR) |  | UST Currently In Use: 0; UST Temp Close: 2; AST Currently In Use: 0; AST Temp Closed: 0 | 0 | 2 | 0 | 13135-131-017910 | IN & OUT KWIK STOP
47190 | Temporary Closed | 2012-08-02 | 1996-01-01 |  | Petroleum | On road diesel | On road diesel | Retail | Steel | Steel | Coated & cathodic protection (sti-P3) |  | Fiberglass reinforced plastic |  |  | Catchment Basin | Flow Rest 90% Full | Flow Rest 90% Full |  |  | Automatic Tank Gauge |  | Automatic flow restrictor (MLLD) | Automatic flow restrictor (MLLD) | Interstitial Monitoring within Secondary Containment |  | Statistical inventory reconciliation (SIR) | Statistical inventory reconciliation (SIR) |  | UST Currently In Use: 0; UST Temp Close: 2; AST Currently In Use: 0; AST Temp Closed: 0 | 0 | 2 | 0 | 13135-131-017910 | IN & OUT KWIK STOP
47191 | Temporary Closed | 2012-08-15 | 1991-12-01 |  | Petroleum | Unleaded gasoline | Unleaded gasoline | Retail | Single Wall | Single Wall | Coated & cathodic protection (sti-P3) |  | Single Wall |  |  | Catchment Basin | Flow Rest 90% Full | Automatic shutoff device At 95% full |  |  | Automatic Tank Gauge | [8 empty] | UST Currently In Use: 0; UST Temp Close: 1; AST Currently In Use: 0; AST Temp Closed: 0 | 0 | 1 | 2 | 16736-033-014709 | SHOALS COMMUNITY COLLEGE
47192 | Currently in Use |  | 1997-07-14 |  | Petroleum | On road diesel | On road diesel | Retail | Steel | Single Wall | Coated & cathodic protection (sti-P3) |  | Fiberglass reinforced plastic |  |  | Catchment Basin | Automatic shutoff device At 95% full | Automatic shutoff device At 95% full |  |  | Continuous Automatic Tank Gauge | [8 empty] | UST Currently In Use: 7; UST Temp Close: 0; AST Currently In Use: 0; AST Temp Closed: 0 | 7 | 0 | 0 | 23429-049-017462 | MUSA PROPERTIES, LLC
47193 | Currently in Use |  | 1997-07-14 |  | Petroleum | On road diesel | On road diesel | Retail | Single Wall | Single Wall | Coated & cathodic protection (sti-P3) |  | Fiberglass reinforced plastic |  |  | Catchment Basin | Automatic shutoff device At 95% full | Automatic shutoff device At 95% full |  |  | Continuous Automatic Tank Gauge | [8 empty] | UST Currently In Use: 7; UST Temp Close: 0; AST Currently In Use: 0; AST Temp Closed: 0 | 7 | 0 | 0 | 23429-049-017462 | MUSA PROPERTIES, LLC
47199 | Currently in Use |  | 1997-08-27 |  | Petroleum | Unleaded gasoline | Unleaded gasoline | State/federal government | Single Wall | Single Wall | Coated & cathodic protection (sti-P3) |  | Fiberglass reinforced plastic |  |  | Catchment Basin | Automatic shutoff device At 95% full | Automatic shutoff device At 95% full |  |  | Continuous Automatic Tank Gauge | [8 empty] | UST Currently In Use: 1; UST Temp Close: 0; AST Currently In Use: 0; AST Temp Closed: 0 | 1 | 0 | 2 | 12435-095-001706 | HOUSING AUTHORITY CITY OF BOAZ
47200 | Currently in Use |  | 1997-08-15 |  | Petroleum | On road diesel | On road diesel | Emergency Power Generator | Steel | Single Wall | Coated & cathodic protection (sti-P3) |  | Steel |  |  | Catchment Basin | Automatic shutoff device At 95% full | Automatic shutoff device At 95% full |  |  | Manual Tank Gauging (only tanks 1000 gal. or less and 48” or 64” in diameter) | [8 empty] | UST Currently In Use: 1; UST Temp Close: 0; AST Currently In Use: 0; AST Temp Closed: 0 | 1 | 0 | 1 | 19021-073-015961 | MOUNT ROYAL TOWERS
47201 | Currently in Use |  | 1997-09-15 |  | Petroleum | Unleaded gasoline | Unleaded gasoline | Retail | Steel | Steel | Coated & cathodic protection (sti-P3) |  | Fiberglass reinforced plastic |  |  | Catchment Basin | Automatic shutoff device At 95% full | Automatic shutoff device At 95% full |  |  | Continuous Automatic Tank Gauge | [8 empty] | UST Currently In Use: 3; UST Temp Close: 0; AST Currently In Use: 0; AST Temp Closed: 0 | 3 | 0 | 1 | 12534-055-005135 | IRA PHILLIPS INC
47202 | Currently in Use |  | 1997-07-17 |  | Petroleum | Unleaded gasoline | Unleaded gasoline | Industrial | Double Wall | Double Wall |  |  | Fiberglass reinforced plastic |  | 1901-01-01 | Catchment Basin | Flow Rest 90% Full | Flow Rest 90% Full | Interstitial Monitoring within Secondary Containment | SENSOR TO ATG | Automatic Tank Gauge |  | Containment Sump | Automatic flow restrictor (MLLD) | Interstitial Monitoring within Secondary Containment | SENSOR TO ATG | Continuous alarm system | Annual line testing |  | UST Currently In Use: 1; UST Temp Close: 0; AST Currently In Use: 0; AST Temp Closed: 0 | 1 | 0 | 1 | 23344-089-013111 | ENTERPRISE LEASING CO - SO CNT LLC
47203 | Currently in Use |  | 1997-01-01 |  | Petroleum | Unleaded gasoline | Unleaded gasoline | Industrial | Fiberglass coated steel | Fiberglass coated steel |  |  | Fiberglass reinforced plastic |  | 1901-01-01 | Catchment Basin | Flow Rest 90% Full | Automatic shutoff device At 95% full |  |  | Statistical Inventory Reconciliation (SIR) | [8 empty] | UST Currently In Use: 1; UST Temp Close: 0; AST Currently In Use: 0; AST Temp Closed: 0 | 1 | 0 | 1 | 11672-125-002820 | ELK CORP OF ALA
47204 | Permanently Closed |  | 1997-07-30 | 2021-12-01 | Petroleum | Unleaded gasoline | Unleaded gasoline | Industrial | Fiberglass reinforced plastic | Double Wall |  |  | Flexible | APT | 1901-01-01 | Catchment Basin | Flow Rest 90% Full | Audible high level alarm At 90% full | Interstitial Monitoring within Secondary Containment | SENSOR TO ATG | Continuous Automatic Tank Gauge | Single walled submersible pump containment sump | Automatic shutoff device (AELLD) | Automatic shutoff device (AELLD) | Interstitial Monitoring within Secondary Containment | SENSOR TO ATG |  |  |  | UST Currently In Use: 0; UST Temp Close: 0; AST Currently In Use: 0; AST Temp Closed: 0 | 0 | 0 | 1 | 22140-089-017912 | COATES TRANS GROUP BUDGET
47205 | Currently in Use |  | 1997-08-25 |  | Petroleum | Unleaded gasoline | Unleaded gasoline | Retail | Steel | Steel | Coated & cathodic protection (sti-P3) |  | Fiberglass reinforced plastic |  |  | Catchment Basin | Automatic shutoff device At 95% full | Automatic shutoff device At 95% full |  |  | Automatic Tank Gauge |  | Automatic flow restrictor (MLLD) | Automatic flow restrictor (MLLD) |  |  | Annual line testing | Annual line testing |  | UST Currently In Use: 2; UST Temp Close: 0; AST Currently In Use: 0; AST Temp Closed: 0 | 2 | 0 | 4 | 25648-047-008472 | TENNSEU
47206 | Currently in Use |  | 1997-07-18 |  | Petroleum | Premium gasoline | Premium gasoline | Retail | Fiberglass reinforced plastic | Fiberglass reinforced plastic |  |  | Double Wall |  |  | Catchment Basin | Flow Rest 90% Full | Flow Rest 90% Full |  |  | Continuous Automatic Tank Gauge | Single walled submersible pump containment sump | Containment Sump | Automatic flow restrictor (MLLD) |  | SENSOR TO ATG | Annual line testing | Annual line testing |  | UST Currently In Use: 4; UST Temp Close: 0; AST Currently In Use: 0; AST Temp Closed: 0 | 4 | 0 | 3 | 24444-103-012442 | LEWIS & RAULERSON, INC.
47207 | Currently in Use |  | 1997-07-18 |  | Petroleum | Unleaded gasoline | Unleaded gasoline | Retail | Fiberglass reinforced plastic | Fiberglass reinforced plastic |  |  | Double Wall |  |  | Catchment Basin | Flow Rest 90% Full | Flow Rest 90% Full |  |  | Continuous Automatic Tank Gauge | Single walled submersible pump containment sump | Containment Sump | Automatic flow restrictor (MLLD) |  | SENSOR TO ATG | Annual line testing | Annual line testing |  | UST Currently In Use: 4; UST Temp Close: 0; AST Currently In Use: 0; AST Temp Closed: 0 | 4 | 0 | 3 | 24444-103-012442 | LEWIS & RAULERSON, INC.
47208 | Currently in Use |  | 1997-05-02 |  | Petroleum | On road diesel | On road diesel | Retail | Steel | Steel | Coated & cathodic protection (sti-P3) |  | Fiberglass reinforced plastic |  |  | Catchment Basin | Flow Rest 90% Full | Flow Rest 90% Full |  |  | Continuous Automatic Tank Gauge |  | Automatic flow restrictor (MLLD) | Automatic flow restrictor (MLLD) |  |  | Annual line testing | Annual line testing |  | UST Currently In Use: 2; UST Temp Close: 0; AST Currently In Use: 0; AST Temp Closed: 0 | 2 | 0 | 0 | 16894-109-017913 | THE FILLING STATION OF TROY, INC.
47209 | Currently in Use |  | 1997-05-02 |  | Petroleum | Unleaded gasoline | Unleaded gasoline | Retail | Steel | Steel | Coated & cathodic protection (sti-P3) |  | Fiberglass reinforced plastic |  |  | Catchment Basin | Flow Rest 90% Full | Flow Rest 90% Full |  |  | Continuous Automatic Tank Gauge |  | Automatic flow restrictor (MLLD) | Automatic flow restrictor (MLLD) |  |  | Annual line testing | Annual line testing |  | UST Currently In Use: 2; UST Temp Close: 0; AST Currently In Use: 0; AST Temp Closed: 0 | 2 | 0 | 0 | 16894-109-017913 | THE FILLING STATION OF TROY, INC.
47210 | Currently in Use |  | 1993-11-01 |  | Petroleum | Unleaded gasoline | Unleaded gasoline | Retail | Steel | Steel | Coated & cathodic protection (sti-P3) |  | Steel |  |  | Catchment Basin | Automatic shutoff device At 95% full | Automatic shutoff device At 95% full |  |  | Statistical Inventory Reconciliation (SIR) | [8 empty] | UST Currently In Use: 3; UST Temp Close: 1; AST Currently In Use: 0; AST Temp Closed: 0 | 3 | 1 | 0 | 23680-081-017915 | RD MILLER ENTERPRISES, LLC
47211 | Currently in Use |  | 1993-11-01 |  | Petroleum | Unleaded gasoline | Unleaded gasoline | Retail | Steel | Steel | Coated & cathodic protection (sti-P3) |  | Steel |  |  | Catchment Basin | Automatic shutoff device At 95% full | Automatic shutoff device At 95% full |  |  | Statistical Inventory Reconciliation (SIR) | [8 empty] | UST Currently In Use: 3; UST Temp Close: 1; AST Currently In Use: 0; AST Temp Closed: 0 | 3 | 1 | 0 | 23680-081-017915 | RD MILLER ENTERPRISES, LLC
47212 | Currently in Use |  | 1993-11-01 |  | Petroleum | Mid-grade gasoline | Mid-grade gasoline | Retail | Steel | Steel | Coated & cathodic protection (sti-P3) |  | Steel |  |  | Catchment Basin | Automatic shutoff device At 95% full | Automatic shutoff device At 95% full |  |  | Statistical Inventory Reconciliation (SIR) | [8 empty] | UST Currently In Use: 3; UST Temp Close: 1; AST Currently In Use: 0; AST Temp Closed: 0 | 3 | 1 | 0 | 23680-081-017915 | RD MILLER ENTERPRISES, LLC
47213 | Temporary Closed | 2005-01-01 | 1993-11-01 |  | Petroleum | On road diesel | On road diesel | Retail | Steel | Steel | Coated & cathodic protection (sti-P3) |  | Steel |  |  | Catchment Basin | Automatic shutoff device At 95% full | Automatic shutoff device At 95% full |  |  | Statistical Inventory Reconciliation (SIR) | [8 empty] | UST Currently In Use: 3; UST Temp Close: 1; AST Currently In Use: 0; AST Temp Closed: 0 | 3 | 1 | 0 | 23680-081-017915 | RD MILLER ENTERPRISES, LLC
47214 | Temporary Closed | 2020-01-24 | 1997-09-03 |  | Petroleum | Unleaded gasoline | Unleaded gasoline | Local Government | Fiberglass coated steel | Fiberglass coated steel |  |  | Single Wall |  | 1901-01-01 | Catchment Basin | Flow Rest 90% Full | Automatic shutoff device At 95% full |  |  | Continuous Automatic Tank Gauge | [8 empty] | UST Currently In Use: 0; UST Temp Close: 2; AST Currently In Use: 0; AST Temp Closed: 0 | 0 | 2 | 2 | 11015-073-011937 | CITY OF FAIRFIELD/POLICE DEPT.
47215 | Temporary Closed | 2020-01-24 | 1997-09-03 |  | Petroleum | On road diesel | On road diesel | Industrial | Fiberglass coated steel | Fiberglass coated steel |  |  | Single Wall |  | 1901-01-01 | Catchment Basin | Automatic shutoff device At 95% full | Automatic shutoff device At 95% full |  |  | Continuous Automatic Tank Gauge | [8 empty] | UST Currently In Use: 0; UST Temp Close: 2; AST Currently In Use: 0; AST Temp Closed: 0 | 0 | 2 | 2 | 11015-073-011937 | CITY OF FAIRFIELD/POLICE DEPT.
47216 | Currently in Use |  | 1994-09-15 |  | Petroleum | Unleaded gasoline | Unleaded gasoline | Retail | Steel | Steel | Coated & cathodic protection (sti-P3) |  | Fiberglass reinforced plastic |  |  | Catchment Basin | Automatic shutoff device At 95% full | Automatic shutoff device At 95% full |  |  | Automatic Tank Gauge | [8 empty] | UST Currently In Use: 3; UST Temp Close: 0; AST Currently In Use: 0; AST Temp Closed: 0 | 3 | 0 | 3 | 16350-117-014245 | JAMES L. PERRIN, JR.
47217 | Currently in Use |  | 1994-09-15 |  | Petroleum | On road diesel | On road diesel | Retail | Steel | Steel | Coated & cathodic protection (sti-P3) |  | Fiberglass reinforced plastic |  |  | Catchment Basin | Automatic shutoff device At 95% full | Automatic shutoff device At 95% full |  |  | Automatic Tank Gauge | [8 empty] | UST Currently In Use: 3; UST Temp Close: 0; AST Currently In Use: 0; AST Temp Closed: 0 | 3 | 0 | 3 | 16350-117-014245 | JAMES L. PERRIN, JR.
47218 | Currently in Use |  | 1994-09-15 |  | Petroleum | Premium gasoline | Premium gasoline | Retail | Steel | Steel | Coated & cathodic protection (sti-P3) |  | Fiberglass reinforced plastic |  |  | Catchment Basin | Automatic shutoff device At 95% full | Automatic shutoff device At 95% full |  |  | Automatic Tank Gauge | [8 empty] | UST Currently In Use: 3; UST Temp Close: 0; AST Currently In Use: 0; AST Temp Closed: 0 | 3 | 0 | 3 | 16350-117-014245 | JAMES L. PERRIN, JR.
47219 | Permanently Closed | 2020-02-02 | 1997-09-11 | 2020-02-12 | Petroleum | Unleaded gasoline | Unleaded gasoline | Retail | Double Wall | Double Wall |  |  | Double Wall |  | 1901-01-01 | Catchment Basin | Automatic shutoff device At 95% full | Automatic shutoff device At 95% full | Interstitial Monitoring within Secondary Containment | SENSOR TO ATG |  | Single walled submersible pump containment sump | Automatic flow restrictor (MLLD) | Automatic flow restrictor (MLLD) | Interstitial Monitoring within Secondary Containment | SENSOR TO ATG | Continuous alarm system | Annual line testing |  | UST Currently In Use: 2; UST Temp Close: 0; AST Currently In Use: 0; AST Temp Closed: 0 | 2 | 0 | 2 | 13579-033-017916 | MURPHY OIL USA, INC.
47220 | Permanently Closed | 2020-02-02 | 1997-09-11 | 2020-02-12 | Petroleum | Premium gasoline | Premium gasoline | Retail | Double Wall | Double Wall |  |  | Double Wall |  | 1901-01-01 | Catchment Basin | Automatic shutoff device At 95% full | Automatic shutoff device At 95% full | Interstitial Monitoring within Secondary Containment | SENSOR TO ATG |  | Single walled submersible pump containment sump | Containment Sump | Automatic flow restrictor (MLLD) | Interstitial Monitoring within Secondary Containment | SENSOR TO ATG | Annual line testing | Annual line testing |  | UST Currently In Use: 2; UST Temp Close: 0; AST Currently In Use: 0; AST Temp Closed: 0 | 2 | 0 | 2 | 13579-033-017916 | MURPHY OIL USA, INC.
47221 | Currently in Use |  | 1989-07-01 |  | Petroleum | On road diesel | On road diesel | State/Federal Government | Fiberglass reinforced plastic | Fiberglass reinforced plastic |  |  | Double Wall |  | 2017-06-28 | Catchment Basin | Automatic shutoff device At 95% full | Automatic shutoff device At 95% full |  |  | Automatic Tank Gauge | [8 empty] | UST Currently In Use: 1; UST Temp Close: 0; AST Currently In Use: 0; AST Temp Closed: 0 | 1 | 0 | 0 | 10345-081-017917 | AUBURN UNIV SAFETY AND ENVIR HEALTH
47222 | Currently in Use |  | 1997-08-01 |  | Petroleum | Unleaded gasoline | Unleaded gasoline | Retail | Single Wall | Fiberglass coated steel |  |  | Fiberglass reinforced plastic |  |  | Catchment Basin | Flow Rest 90% Full | Flow Rest 90% Full |  |  | Continuous Automatic Tank Gauge | Single walled submersible pump containment sump | Automatic flow restrictor (MLLD) | Automatic flow restrictor (MLLD) |  | SENSOR TO ATG | Annual line testing | Annual line testing |  | UST Currently In Use: 2; UST Temp Close: 0; AST Currently In Use: 0; AST Temp Closed: 0 | 2 | 0 | 0 | 25566-133-017921 | MOUNTAIN EXPRESS OIL CO
47223 | Currently in Use |  | 1997-08-01 |  | Petroleum | Premium gasoline | Premium gasoline | Retail | Fiberglass coated steel | Fiberglass coated steel |  |  | Fiberglass reinforced plastic |  |  | Catchment Basin | Flow Rest 90% Full | Flow Rest 90% Full |  |  | Continuous Automatic Tank Gauge | Single walled submersible pump containment sump | Automatic flow restrictor (MLLD) | Automatic flow restrictor (MLLD) |  | SENSOR TO ATG | Annual line testing | Annual line testing |  | UST Currently In Use: 2; UST Temp Close: 0; AST Currently In Use: 0; AST Temp Closed: 0 | 2 | 0 | 0 | 25566-133-017921 | MOUNTAIN EXPRESS OIL CO
47224 | Permanently Closed | 2016-05-16 | 1990-07-01 | 2016-05-19 | Petroleum | On road diesel | On road diesel | Emergency Power Generator | Fiberglass reinforced plastic | Fiberglass reinforced plastic |  |  | Fiberglass reinforced plastic |  | 1901-01-01 | Catchment Basin | Audible high level alarm At 90% full | Audible high level alarm At 90% full |  |  | Automatic Tank Gauge | [8 empty] | UST Currently In Use: 0; UST Temp Close: 0; AST Currently In Use: 0; AST Temp Closed: 0 | 0 | 0 | 1 | 10345-081-017922 | AUBURN UNIV SAFETY AND ENVIR HEALTH
47225 | Permanently Closed | 1999-02-22 | 1980-07-01 | 1999-02-23 | Petroleum | On road diesel | On road diesel | Emergency Power Generator | Steel | Steel |  | Painted or None | Steel |  | 1901-01-01 | [14 empty] | UST Currently In Use: 0; UST Temp Close: 0; AST Currently In Use: 0; AST Temp Closed: 0 | 0 | 0 | 1 | 10345-081-017923 | AUBURN UNIV SAFETY AND ENVIR HEALTH
47226 | Permanently Closed | 2016-07-18 | 1990-07-01 | 2016-07-19 | Petroleum | On road diesel | On road diesel | State/Federal Government | Fiberglass reinforced plastic | Fiberglass reinforced plastic |  |  | Fiberglass reinforced plastic |  | 1901-01-01 | Catchment Basin | Automatic shutoff device At 95% full | Automatic shutoff device At 95% full |  |  | Automatic Tank Gauge | [8 empty] | UST Currently In Use: 0; UST Temp Close: 0; AST Currently In Use: 0; AST Temp Closed: 0 | 0 | 0 | 1 | 10345-081-017924 | AUBURN UNIV SAFETY AND ENVIR HEALTH
47227 | Permanently Closed | 2000-06-06 | 1975-07-01 | 1999-07-07 | Petroleum | On road diesel | On road diesel | State/Federal Government | Fiberglass reinforced plastic | Fiberglass reinforced plastic |  |  | Steel |  | 1901-01-01 | [14 empty] | UST Currently In Use: 0; UST Temp Close: 0; AST Currently In Use: 1; AST Temp Closed: 0 | 0 | 0 | 1 | 10345-081-017925 | AUBURN UNIV SAFETY AND ENVIR HEALTH
47228 | Permanently Closed | 2012-09-19 | 1997-07-30 | 2012-09-19 | Petroleum | Unleaded gasoline | Unleaded gasoline | Retail | Fiberglass coated steel | Fiberglass coated steel |  |  | Fiberglass reinforced plastic |  | 1901-01-01 | Catchment Basin | Automatic shutoff device At 95% full | Automatic shutoff device At 95% full |  |  | Continuous Automatic Tank Gauge |  | Containment Sump | Containment Sump |  |  | Annual line testing | Annual line testing |  | UST Currently In Use: 0; UST Temp Close: 0; AST Currently In Use: 0; AST Temp Closed: 0 | 0 | 0 | 6 | 23975-081-006291 | DR. REDDY MUNAGALA
47229 | Permanently Closed | 2010-05-05 | 1997-09-01 | 2022-03-14 | Petroleum | Premium gasoline | Premium gasoline | Retail | Double Wall | Double Wall |  |  | Double Wall |  | 1901-01-01 | Catchment Basin | Flow Rest 90% Full | Flow Rest 90% Full |  | SENSOR TO ATG | Statistical Inventory Reconciliation (SIR) |  | Automatic flow restrictor (MLLD) | Automatic flow restrictor (MLLD) | Interstitial Monitoring within Secondary Containment | SENSOR TO ATG | Statistical inventory reconciliation (SIR) | Statistical inventory reconciliation (SIR) |  | UST Currently In Use: 0; UST Temp Close: 0; AST Currently In Use: 0; AST Temp Closed: 0 | 0 | 0 | 3 | 15420-089-017926 | MAPCO EXPRESS, INC.
47230 | Permanently Closed | 2010-05-05 | 1997-09-01 | 2022-03-14 | Petroleum | Mid-grade gasoline | Mid-grade gasoline | Retail | Fiberglass reinforced plastic | Double Wall |  |  | Flexible |  | 1901-01-01 | Catchment Basin | Flow Rest 90% Full | Flow Rest 90% Full |  |  | Statistical Inventory Reconciliation (SIR) |  | Containment Sump | Automatic flow restrictor (MLLD) | Interstitial Monitoring within Secondary Containment | SENSOR TO ATG | Statistical inventory reconciliation (SIR) | Statistical inventory reconciliation (SIR) |  | UST Currently In Use: 0; UST Temp Close: 0; AST Currently In Use: 0; AST Temp Closed: 0 | 0 | 0 | 3 | 15420-089-017926 | MAPCO EXPRESS, INC.
47231 | Permanently Closed | 2010-05-05 | 1997-09-01 | 2022-03-14 | Petroleum | Unleaded gasoline | Unleaded gasoline | Retail | Fiberglass reinforced plastic | Double Wall |  |  | Double Wall |  | 1901-01-01 | Catchment Basin | Flow Rest 90% Full | Flow Rest 90% Full |  | SENSOR TO ATG | Statistical Inventory Reconciliation (SIR) |  | Containment Sump | Automatic flow restrictor (MLLD) | Interstitial Monitoring within Secondary Containment | SENSOR TO ATG | Statistical inventory reconciliation (SIR) | Statistical inventory reconciliation (SIR) |  | UST Currently In Use: 0; UST Temp Close: 0; AST Currently In Use: 0; AST Temp Closed: 0 | 0 | 0 | 3 | 15420-089-017926 | MAPCO EXPRESS, INC.
47232 | Currently in Use |  | 1997-09-11 |  | Petroleum | Unleaded gasoline | Unleaded gasoline | Retail | Single Wall | Single Wall | Coated & cathodic protection (sti-P3) |  | Double Wall |  |  | Catchment Basin | Automatic shutoff device At 95% full | Automatic shutoff device At 95% full |  |  | Continuous Automatic Tank Gauge |  | Automatic shutoff device (AELLD) | Automatic flow restrictor (MLLD) |  |  | Annual line testing | Annual line testing |  | UST Currently In Use: 2; UST Temp Close: 0; AST Currently In Use: 0; AST Temp Closed: 0 | 2 | 0 | 0 | 15420-121-017927 | MAPCO EXPRESS, INC.
47233 | Currently in Use |  | 1997-09-11 |  | Petroleum | Premium gasoline | Premium gasoline | Retail | Single Wall | Single Wall | Coated & cathodic protection (sti-P3) |  | Steel |  |  | Catchment Basin | Automatic shutoff device At 95% full | Automatic shutoff device At 95% full |  |  | Continuous Automatic Tank Gauge |  | Automatic shutoff device (AELLD) | Automatic flow restrictor (MLLD) |  |  | Annual line testing | Annual line testing |  | UST Currently In Use: 2; UST Temp Close: 0; AST Currently In Use: 0; AST Temp Closed: 0 | 2 | 0 | 0 | 15420-121-017927 | MAPCO EXPRESS, INC.
47234 | Temporary Closed | 2012-11-28 | 1997-08-20 |  | Petroleum | On road diesel | On road diesel | Local Government | Fiberglass coated steel | Fiberglass coated steel |  |  | Fiberglass reinforced plastic |  | 1901-01-01 | Catchment Basin | Flow Rest 90% Full | Flow Rest 90% Full |  |  | Continuous Automatic Tank Gauge | [8 empty] | UST Currently In Use: 0; UST Temp Close: 2; AST Currently In Use: 0; AST Temp Closed: 0 | 0 | 2 | 2 | 26027-123-013024 | NELSON ELECTRIC MOTORS
47235 | Temporary Closed | 2013-02-15 | 1997-09-01 |  | Petroleum | Unleaded gasoline | Unleaded gasoline | Retail | Steel | Single Wall | Coated & cathodic protection (sti-P3) |  | Fiberglass reinforced plastic |  |  | Catchment Basin | Flow Rest 90% Full | Flow Rest 90% Full |  |  | Automatic Tank Gauge |  | Automatic flow restrictor (MLLD) | Automatic flow restrictor (MLLD) |  |  | Annual line testing | Annual line testing |  | UST Currently In Use: 0; UST Temp Close: 2; AST Currently In Use: 0; AST Temp Closed: 0 | 0 | 2 | 0 | 22048-133-017928 | HILLTOP GROCERY
47236 | Temporary Closed | 2013-02-15 | 1997-09-01 |  | Petroleum | Premium gasoline | Premium gasoline | Retail | Single Wall | Single Wall | Coated & cathodic protection (sti-P3) |  | Fiberglass reinforced plastic |  |  | Catchment Basin | Flow Rest 90% Full | Flow Rest 90% Full |  |  | Automatic Tank Gauge |  | Automatic flow restrictor (MLLD) | Automatic flow restrictor (MLLD) |  |  | Annual line testing | Annual line testing |  | UST Currently In Use: 0; UST Temp Close: 2; AST Currently In Use: 0; AST Temp Closed: 0 | 0 | 2 | 0 | 22048-133-017928 | HILLTOP GROCERY
47237 | Permanently Closed | 1998-03-02 | 1976-01-01 | 1998-03-02 | Petroleum | On road diesel | On road diesel | Local Government | Steel | Steel |  | Painted or None | Steel |  | 1901-01-01 | [14 empty] | UST Currently In Use: 0; UST Temp Close: 0; AST Currently In Use: 1; AST Temp Closed: 0 | 0 | 0 | 1 | 11037-073-017929 | CITY OF HOMEWOOD
47240 | Currently in Use |  | 1997-02-17 |  | Petroleum | Unleaded gasoline | Unleaded gasoline | Retail | Steel | Steel | Coated & cathodic protection (sti-P3) |  | Fiberglass reinforced plastic |  |  | Catchment Basin | Flow Rest 90% Full | Flow Rest 90% Full |  |  | Statistical Inventory Reconciliation (SIR) |  | Automatic flow restrictor (MLLD) | Automatic flow restrictor (MLLD) |  |  | Statistical inventory reconciliation (SIR) | Statistical inventory reconciliation (SIR) |  | UST Currently In Use: 2; UST Temp Close: 0; AST Currently In Use: 0; AST Temp Closed: 0 | 2 | 0 | 4 | 23483-003-012900 | JIGAR M. PATEL
47241 | Currently in Use |  | 1997-02-17 |  | Petroleum | Premium gasoline | Premium gasoline | Retail | Steel | Steel | Coated & cathodic protection (sti-P3) |  | Fiberglass reinforced plastic |  |  | Catchment Basin | Flow Rest 90% Full | Flow Rest 90% Full |  |  | Statistical Inventory Reconciliation (SIR) |  | PREM 10/20 | Automatic flow restrictor (MLLD) |  |  | Statistical inventory reconciliation (SIR) | Statistical inventory reconciliation (SIR) |  | UST Currently In Use: 2; UST Temp Close: 0; AST Currently In Use: 0; AST Temp Closed: 0 | 2 | 0 | 4 | 23483-003-012900 | JIGAR M. PATEL
47242 | Permanently Closed | 2000-05-25 | 1997-07-25 | 2006-07-01 | Petroleum | Unleaded gasoline | Unleaded gasoline | Retail | Fiberglass coated steel | Fiberglass coated steel |  |  | Fiberglass reinforced plastic |  | 1901-01-01 | Catchment Basin | Flow Rest 90% Full | Flow Rest 90% Full |  |  | Automatic Tank Gauge |  |  |  | Interstitial Monitoring within Secondary Containment |  |  |  |  | UST Currently In Use: 0; UST Temp Close: 0; AST Currently In Use: 0; AST Temp Closed: 0 | 0 | 0 | 5 | 11351-077-011310 | DANLEY OIL CO INC
47243 | Permanently Closed | 2000-05-25 | 1997-07-25 | 2006-07-01 | Petroleum | Unleaded gasoline | Unleaded gasoline | Retail | Fiberglass coated steel | Fiberglass coated steel |  |  | Fiberglass reinforced plastic |  | 1901-01-01 | Catchment Basin | Flow Rest 90% Full | Flow Rest 90% Full |  |  | Automatic Tank Gauge |  |  |  | Interstitial Monitoring within Secondary Containment |  |  |  |  | UST Currently In Use: 0; UST Temp Close: 0; AST Currently In Use: 0; AST Temp Closed: 0 | 0 | 0 | 5 | 11351-077-011310 | DANLEY OIL CO INC
47244 | Currently in Use |  | 1997-06-16 |  | Petroleum | Unleaded gasoline | Unleaded gasoline | Retail | Single Wall | Single Wall | Coated & cathodic protection (sti-P3) |  | Fiberglass reinforced plastic |  |  | Catchment Basin | Automatic shutoff device At 95% full | Automatic shutoff device At 95% full |  |  | Continuous Automatic Tank Gauge | [8 empty] | UST Currently In Use: 4; UST Temp Close: 0; AST Currently In Use: 0; AST Temp Closed: 0 | 4 | 0 | 0 | 12534-055-017930 | IRA PHILLIPS INC
47245 | Currently in Use |  | 1997-06-16 |  | Petroleum | 100% biodiesel (Not Regulated) | 100% biodiesel (Not Regulated) | Retail | Steel | Single Wall | Coated & cathodic protection (sti-P3) |  | Single Wall |  |  | Catchment Basin | Automatic shutoff device At 95% full | Automatic shutoff device At 95% full |  |  | Continuous Automatic Tank Gauge | [8 empty] | UST Currently In Use: 4; UST Temp Close: 0; AST Currently In Use: 0; AST Temp Closed: 0 | 4 | 0 | 0 | 12534-055-017930 | IRA PHILLIPS INC
47246 | Currently in Use |  | 1997-06-16 |  | Petroleum | Other, OFFROAD | Other | Retail | Single Wall | Single Wall | Coated & cathodic protection (sti-P3) |  | Fiberglass reinforced plastic |  |  | Catchment Basin | Automatic shutoff device At 95% full | Automatic shutoff device At 95% full |  |  | Continuous Automatic Tank Gauge | [8 empty] | UST Currently In Use: 4; UST Temp Close: 0; AST Currently In Use: 0; AST Temp Closed: 0 | 4 | 0 | 0 | 12534-055-017930 | IRA PHILLIPS INC
47247 | Currently in Use |  | 1997-06-16 |  | Petroleum | On road diesel | On road diesel | Retail | Steel | Single Wall | Coated & cathodic protection (sti-P3) |  | Single Wall |  |  | Catchment Basin | Automatic shutoff device At 95% full | Automatic shutoff device At 95% full |  |  | Continuous Automatic Tank Gauge | [8 empty] | UST Currently In Use: 4; UST Temp Close: 0; AST Currently In Use: 0; AST Temp Closed: 0 | 4 | 0 | 0 | 12534-055-017930 | IRA PHILLIPS INC
47248 | Currently in Use |  | 1997-10-22 |  | Petroleum | Unleaded gasoline | Unleaded gasoline | Retail | Single Wall | Single Wall | Coated & cathodic protection (sti-P3) |  | Single Wall |  |  | Catchment Basin | Automatic shutoff device At 95% full | Automatic shutoff device At 95% full |  |  | Statistical Inventory Reconciliation (SIR) | [8 empty] | UST Currently In Use: 3; UST Temp Close: 0; AST Currently In Use: 0; AST Temp Closed: 0 | 3 | 0 | 3 | 22955-015-015813 | RENEE WINKS
47249 | Currently in Use |  | 1997-10-22 |  | Petroleum | Other, 100% | Other | Retail | Steel | Single Wall | Coated & cathodic protection (sti-P3) |  | Fiberglass reinforced plastic |  |  | Catchment Basin | Automatic shutoff device At 95% full | Automatic shutoff device At 95% full |  |  | Statistical Inventory Reconciliation (SIR) | [8 empty] | UST Currently In Use: 3; UST Temp Close: 0; AST Currently In Use: 0; AST Temp Closed: 0 | 3 | 0 | 3 | 22955-015-015813 | RENEE WINKS
47250 | Currently in Use |  | 1997-10-22 |  | Petroleum | On road diesel | On road diesel | Retail | Single Wall | Single Wall | Coated & cathodic protection (sti-P3) |  | Fiberglass reinforced plastic |  |  | Catchment Basin | Automatic shutoff device At 95% full | Automatic shutoff device At 95% full |  |  | Statistical Inventory Reconciliation (SIR) | [8 empty] | UST Currently In Use: 3; UST Temp Close: 0; AST Currently In Use: 0; AST Temp Closed: 0 | 3 | 0 | 3 | 22955-015-015813 | RENEE WINKS
47251 | Currently in Use |  | 1997-09-13 |  | Petroleum | Unleaded gasoline | Unleaded gasoline | Retail | Steel | Steel | Coated & cathodic protection (sti-P3) |  | Flexible | ENVIRON |  | Catchment Basin | Automatic shutoff device At 95% full | Automatic shutoff device At 95% full |  |  | Continuous Automatic Tank Gauge |  | Automatic flow restrictor (MLLD) | Automatic flow restrictor (MLLD) |  |  | Annual line testing | Annual line testing |  | UST Currently In Use: 2; UST Temp Close: 0; AST Currently In Use: 0; AST Temp Closed: 0 | 2 | 0 | 3 | 25746-129-015776 | ALABAMA PETRO LLC
47252 | Currently in Use |  | 1997-09-13 |  | Petroleum | Premium gasoline | Premium gasoline | Retail | Steel | Steel | Coated & cathodic protection (sti-P3) |  | Flexible | ENVIRON |  | Catchment Basin | Automatic shutoff device At 95% full | Automatic shutoff device At 95% full |  |  | Continuous Automatic Tank Gauge |  | Automatic flow restrictor (MLLD) | Automatic flow restrictor (MLLD) |  |  | Annual line testing | Annual line testing |  | UST Currently In Use: 2; UST Temp Close: 0; AST Currently In Use: 0; AST Temp Closed: 0 | 2 | 0 | 3 | 25746-129-015776 | ALABAMA PETRO LLC
47253 | Currently in Use |  | 1997-07-07 |  | Petroleum | Unleaded gasoline | Unleaded gasoline | Retail | Double Wall | Double Wall |  |  | Fiberglass reinforced plastic |  | 1997-07-07 | Catchment Basin | Automatic shutoff device At 95% full | Automatic shutoff device At 95% full | Interstitial Monitoring within Secondary Containment |  | Continuous Automatic Tank Gauge |  | Automatic flow restrictor (MLLD) | Automatic flow restrictor (MLLD) | Interstitial Monitoring within Secondary Containment |  | Continuous alarm system | Annual line testing |  | UST Currently In Use: 2; UST Temp Close: 0; AST Currently In Use: 0; AST Temp Closed: 0 | 2 | 0 | 5 | 15201-073-008755 | VULCAN OIL COMPANY INC.
47254 | Currently in Use |  | 1997-07-07 |  | Petroleum | Premium gasoline | Premium gasoline | Retail | Double Wall | Double Wall |  |  | Double Wall |  | 1997-07-07 | Catchment Basin | Automatic shutoff device At 95% full | Automatic shutoff device At 95% full | Interstitial Monitoring within Secondary Containment |  | Continuous Automatic Tank Gauge |  | Sump sensor relayed to automatically shut off submersible pump | Automatic flow restrictor (MLLD) | Interstitial Monitoring within Secondary Containment |  | Continuous alarm system | Annual line testing |  | UST Currently In Use: 2; UST Temp Close: 0; AST Currently In Use: 0; AST Temp Closed: 0 | 2 | 0 | 5 | 15201-073-008755 | VULCAN OIL COMPANY INC.
47255 | Currently in Use |  | 1996-12-12 |  | Petroleum | Unleaded gasoline | Unleaded gasoline | Retail | Double Wall | Double Wall |  |  | Double Wall |  | 1901-01-01 | Catchment Basin | Flow Rest 90% Full | Flow Rest 90% Full | Interstitial Monitoring within Secondary Containment | SENSOR TO ATG | Continuous Automatic Tank Gauge |  | Automatic shutoff device (AELLD) | Automatic shutoff device (AELLD) |  |  | Automatic electronic line leak detector (AELLD) | Automatic electronic line leak detector (AELLD) |  | UST Currently In Use: 2; UST Temp Close: 0; AST Currently In Use: 0; AST Temp Closed: 0 | 2 | 0 | 4 | 25183-073-008761 | M & A INTERNATIONAL, LLC
47256 | Currently in Use |  | 1996-12-12 |  | Petroleum | Premium gasoline | Premium gasoline | Retail | Double Wall | Double Wall |  |  | Fiberglass reinforced plastic |  | 1901-01-01 | Catchment Basin | Flow Rest 90% Full | Flow Rest 90% Full | Interstitial Monitoring within Secondary Containment | SENSOR TO ATG | Continuous Automatic Tank Gauge |  | Automatic shutoff device (AELLD) | Automatic shutoff device (AELLD) |  |  | Automatic electronic line leak detector (AELLD) | Automatic electronic line leak detector (AELLD) |  | UST Currently In Use: 2; UST Temp Close: 0; AST Currently In Use: 0; AST Temp Closed: 0 | 2 | 0 | 4 | 25183-073-008761 | M & A INTERNATIONAL, LLC
47257 | Currently in Use |  | 1997-07-07 |  | Petroleum | Unleaded gasoline | Unleaded gasoline | Retail | Fiberglass reinforced plastic | Double Wall |  |  | 2 PIECES |  | 1901-01-01 | Catchment Basin | Audible high level alarm At 90% full | Audible high level alarm At 90% full |  |  | Continuous Automatic Tank Gauge |  | Automatic shutoff device (AELLD) | Automatic shutoff device (AELLD) | [5 empty] | UST Currently In Use: 2; UST Temp Close: 0; AST Currently In Use: 0; AST Temp Closed: 0 | 2 | 0 | 4 | 24203-073-008765 | MUNA LLC
47258 | Currently in Use |  | 1997-07-07 |  | Petroleum | Premium gasoline | Premium gasoline | Retail | Double Wall | Double Wall |  |  | 2 PIECES |  | 1901-01-01 | Catchment Basin | Automatic shutoff device At 95% full | Automatic shutoff device At 95% full |  |  | Continuous Automatic Tank Gauge |  | Automatic shutoff device (AELLD) | Automatic shutoff device (AELLD) | [5 empty] | UST Currently In Use: 2; UST Temp Close: 0; AST Currently In Use: 0; AST Temp Closed: 0 | 2 | 0 | 4 | 24203-073-008765 | MUNA LLC
47259 | Currently in Use |  | 1996-12-12 |  | Petroleum | Unleaded gasoline | Unleaded gasoline | Retail | Double Wall | Double Wall |  |  | Fiberglass reinforced plastic |  | 1901-01-01 | Catchment Basin | Automatic shutoff device At 95% full | Automatic shutoff device At 95% full |  |  | Continuous Automatic Tank Gauge |  | Automatic flow restrictor (MLLD) | Automatic flow restrictor (MLLD) |  |  | Annual line testing | Annual line testing |  | UST Currently In Use: 2; UST Temp Close: 0; AST Currently In Use: 0; AST Temp Closed: 0 | 2 | 0 | 4 | 22709-073-008756 | BESSEMER ROAD SHOP INC
47260 | Currently in Use |  | 1996-12-12 |  | Petroleum | Premium gasoline | Premium gasoline | Retail | Double Wall | Double Wall |  |  | Fiberglass reinforced plastic |  | 1901-01-01 | Catchment Basin | Automatic shutoff device At 95% full | Automatic shutoff device At 95% full |  |  | Continuous Automatic Tank Gauge |  | Containment Sump | Automatic flow restrictor (MLLD) |  |  | Annual line testing | Annual line testing |  | UST Currently In Use: 2; UST Temp Close: 0; AST Currently In Use: 0; AST Temp Closed: 0 | 2 | 0 | 4 | 22709-073-008756 | BESSEMER ROAD SHOP INC
47262 | Currently in Use |  | 1997-09-09 |  | Petroleum | Premium gasoline | Premium gasoline | Retail | Single Wall | Fiberglass reinforced plastic |  |  | Double Wall |  | 1901-01-01 | Catchment Basin | Flow Rest 90% Full | Flow Rest 90% Full |  |  | Continuous Automatic Tank Gauge |  | Automatic flow restrictor (MLLD) | Automatic flow restrictor (MLLD) |  |  | Annual line testing | Annual line testing |  | UST Currently In Use: 4; UST Temp Close: 0; AST Currently In Use: 0; AST Temp Closed: 0 | 4 | 0 | 2 | 13284-077-007612 | H.L. MARTIN DISTRIBUTING CO.
47263 | Currently in Use |  | 1997-09-09 |  | Petroleum | Unleaded gasoline | Unleaded gasoline | Retail | Fiberglass reinforced plastic | Fiberglass reinforced plastic |  |  | Flexible |  | 1901-01-01 | Catchment Basin | Flow Rest 90% Full | Flow Rest 90% Full |  |  | Continuous Automatic Tank Gauge |  | Containment Sump | Automatic flow restrictor (MLLD) |  |  | Annual line testing | Annual line testing |  | UST Currently In Use: 4; UST Temp Close: 0; AST Currently In Use: 0; AST Temp Closed: 0 | 4 | 0 | 2 | 13284-077-007612 | H.L. MARTIN DISTRIBUTING CO.
47264 | Currently in Use |  | 1997-09-09 |  | Petroleum | On road diesel | On road diesel | Retail | Single Wall | Fiberglass reinforced plastic |  |  | Double Wall |  | 1901-01-01 | Catchment Basin | Flow Rest 90% Full | Flow Rest 90% Full |  |  | Continuous Automatic Tank Gauge |  | Containment Sump | Automatic flow restrictor (MLLD) |  |  | Annual line testing | Annual line testing |  | UST Currently In Use: 4; UST Temp Close: 0; AST Currently In Use: 0; AST Temp Closed: 0 | 4 | 0 | 2 | 13284-077-007612 | H.L. MARTIN DISTRIBUTING CO.
47265 | Currently in Use |  | 1997-09-09 |  | Petroleum | Kerosene | Kerosene | Retail | Single Wall | Fiberglass reinforced plastic |  |  | Fiberglass reinforced plastic |  | 1901-01-01 | Catchment Basin | Flow Rest 90% Full | Flow Rest 90% Full |  |  | Continuous Automatic Tank Gauge | [8 empty] | UST Currently In Use: 4; UST Temp Close: 0; AST Currently In Use: 0; AST Temp Closed: 0 | 4 | 0 | 2 | 13284-077-007612 | H.L. MARTIN DISTRIBUTING CO.
47266 | Currently in Use |  | 1997-08-22 |  | Petroleum | Unleaded gasoline | Unleaded gasoline | Retail | Fiberglass coated steel | Fiberglass coated steel |  |  | Flexible |  | 1901-01-01 | Catchment Basin | Automatic shutoff device At 95% full | Automatic shutoff device At 95% full |  |  | Statistical Inventory Reconciliation (SIR) |  | Containment Sump | Automatic flow restrictor (MLLD) |  |  | Statistical inventory reconciliation (SIR) | Statistical inventory reconciliation (SIR) |  | UST Currently In Use: 3; UST Temp Close: 0; AST Currently In Use: 0; AST Temp Closed: 0 | 3 | 0 | 0 | 24094-119-017932 | M&M MARKET
47267 | Currently in Use |  | 1997-08-22 |  | Petroleum | Premium gasoline | Premium gasoline | Retail | Fiberglass coated steel | Fiberglass coated steel |  |  | Flexible |  | 1901-01-01 | Catchment Basin | Automatic shutoff device At 95% full | Automatic shutoff device At 95% full |  |  | Statistical Inventory Reconciliation (SIR) |  | Containment Sump | Automatic flow restrictor (MLLD) |  |  | Statistical inventory reconciliation (SIR) | Statistical inventory reconciliation (SIR) |  | UST Currently In Use: 3; UST Temp Close: 0; AST Currently In Use: 0; AST Temp Closed: 0 | 3 | 0 | 0 | 24094-119-017932 | M&M MARKET
47268 | Currently in Use |  | 1997-08-15 |  | Petroleum | On road diesel | On road diesel | Retail | Fiberglass coated steel | Fiberglass coated steel |  |  | Flexible |  | 1901-01-01 | Catchment Basin | Automatic shutoff device At 95% full | Automatic shutoff device At 95% full |  |  | Statistical Inventory Reconciliation (SIR) |  | Containment Sump | Automatic flow restrictor (MLLD) |  |  | Statistical inventory reconciliation (SIR) | Statistical inventory reconciliation (SIR) |  | UST Currently In Use: 3; UST Temp Close: 0; AST Currently In Use: 0; AST Temp Closed: 0 | 3 | 0 | 0 | 24094-119-017932 | M&M MARKET
47269 | Currently in Use |  | 1997-04-07 |  | Petroleum | On road diesel | On road diesel | Industrial | Fiberglass reinforced plastic | Double Wall |  |  | Double Wall | APT | 1901-01-01 | Catchment Basin | Audible high level alarm At 90% full | Audible high level alarm At 90% full | Interstitial Monitoring within Secondary Containment | SENSOR TO ATG | Automatic Tank Gauge |  | Containment Sump | Containment Sump | Interstitial Monitoring within Secondary Containment | SENSOR TO ATG | Continuous alarm system | Continuous alarm system |  | UST Currently In Use: 1; UST Temp Close: 0; AST Currently In Use: 0; AST Temp Closed: 0 | 1 | 0 | 0 | 25296-073-017933 | CBRE- PATRIOT MIDTOWN PARK
47270 | Currently in Use |  | 1991-09-10 |  | Petroleum | Unleaded gasoline | Unleaded gasoline | Retail | Fiberglass reinforced plastic | Double Wall |  |  | Fiberglass reinforced plastic |  | 1901-01-01 | Catchment Basin | Flow Rest 90% Full | Automatic shutoff device At 95% full |  |  | Continuous Automatic Tank Gauge |  | Automatic shutoff device (AELLD) | Automatic shutoff device (AELLD) | [5 empty] | UST Currently In Use: 3; UST Temp Close: 0; AST Currently In Use: 0; AST Temp Closed: 0 | 3 | 0 | 4 | 22508-073-008738 | THE STEPHENS COMPANY, INC
47271 | Currently in Use |  | 1991-09-10 |  | Petroleum | Premium gasoline | Premium gasoline | Retail | Double Wall | Double Wall |  |  | Fiberglass reinforced plastic |  | 1901-01-01 | Catchment Basin | Automatic shutoff device At 95% full | Automatic shutoff device At 95% full |  |  | Continuous Automatic Tank Gauge |  | Automatic shutoff device (AELLD) | Automatic shutoff device (AELLD) | [5 empty] | UST Currently In Use: 3; UST Temp Close: 0; AST Currently In Use: 0; AST Temp Closed: 0 | 3 | 0 | 4 | 22508-073-008738 | THE STEPHENS COMPANY, INC
47272 | Currently in Use |  | 1991-09-10 |  | Petroleum | On road diesel | On road diesel | Retail | Fiberglass reinforced plastic | Double Wall |  |  | Fiberglass reinforced plastic |  | 1901-01-01 | Catchment Basin | Flow Rest 90% Full | Automatic shutoff device At 95% full |  |  | Continuous Automatic Tank Gauge |  | Automatic shutoff device (AELLD) | Automatic shutoff device (AELLD) | [5 empty] | UST Currently In Use: 3; UST Temp Close: 0; AST Currently In Use: 0; AST Temp Closed: 0 | 3 | 0 | 4 | 22508-073-008738 | THE STEPHENS COMPANY, INC
47273 | Permanently Closed | 2003-05-15 | 1991-12-20 | 2003-11-05 | Petroleum | Unleaded gasoline | Unleaded gasoline | Retail | Fiberglass reinforced plastic | Fiberglass reinforced plastic |  |  | Fiberglass reinforced plastic |  | 1901-01-01 | Catchment Basin | Automatic shutoff device At 95% full | Automatic shutoff device At 95% full | Interstitial Monitoring within Secondary Containment |  | Continuous Automatic Tank Gauge |  |  |  | Interstitial Monitoring within Secondary Containment |  |  |  |  | UST Currently In Use: 2; UST Temp Close: 0; AST Currently In Use: 0; AST Temp Closed: 0 | 2 | 0 | 7 | 24035-073-008758 | AMJAD SULTAN
47274 | Permanently Closed | 2003-05-15 | 1991-12-20 | 2003-11-05 | Petroleum | Mid-grade gasoline | Mid-grade gasoline | Retail | Fiberglass reinforced plastic | Fiberglass reinforced plastic |  |  | Fiberglass reinforced plastic |  | 1901-01-01 | Catchment Basin | Automatic shutoff device At 95% full | Automatic shutoff device At 95% full | Interstitial Monitoring within Secondary Containment |  | Continuous Automatic Tank Gauge |  |  |  | Interstitial Monitoring within Secondary Containment |  |  |  |  | UST Currently In Use: 2; UST Temp Close: 0; AST Currently In Use: 0; AST Temp Closed: 0 | 2 | 0 | 7 | 24035-073-008758 | AMJAD SULTAN
47275 | Permanently Closed | 2003-05-15 | 1991-12-20 | 2003-11-05 | Petroleum | Premium gasoline | Premium gasoline | Retail | Fiberglass reinforced plastic | Fiberglass reinforced plastic |  |  | Fiberglass reinforced plastic |  | 1901-01-01 | Catchment Basin | Automatic shutoff device At 95% full | Automatic shutoff device At 95% full | Interstitial Monitoring within Secondary Containment |  | Continuous Automatic Tank Gauge |  |  |  | Interstitial Monitoring within Secondary Containment |  |  |  |  | UST Currently In Use: 2; UST Temp Close: 0; AST Currently In Use: 0; AST Temp Closed: 0 | 2 | 0 | 7 | 24035-073-008758 | AMJAD SULTAN
47276 | Currently in Use |  | 1997-06-05 |  | Petroleum | Unleaded gasoline | Unleaded gasoline | Retail | Steel | Steel | Coated & cathodic protection (sti-P3) |  | Fiberglass reinforced plastic |  |  | Catchment Basin | Automatic shutoff device At 95% full | Automatic shutoff device At 95% full |  |  | Continuous Automatic Tank Gauge |  | Containment Sump | Automatic shutoff device (AELLD) | [5 empty] | UST Currently In Use: 3; UST Temp Close: 0; AST Currently In Use: 0; AST Temp Closed: 0 | 3 | 0 | 0 | 11101-097-017934 | CLARK OIL COMPANY, INC.
47277 | Currently in Use |  | 1997-06-05 |  | Petroleum | Premium gasoline | Premium gasoline | Retail | Steel | Steel | Coated & cathodic protection (sti-P3) |  | Fiberglass reinforced plastic |  |  | Catchment Basin | Flow Rest 90% Full | Automatic shutoff device At 95% full |  |  | Continuous Automatic Tank Gauge |  | Automatic shutoff device (AELLD) | Automatic shutoff device (AELLD) | [5 empty] | UST Currently In Use: 3; UST Temp Close: 0; AST Currently In Use: 0; AST Temp Closed: 0 | 3 | 0 | 0 | 11101-097-017934 | CLARK OIL COMPANY, INC.
47278 | Currently in Use |  | 1997-06-05 |  | Petroleum | On road diesel | On road diesel | Retail | Steel | Steel | Coated & cathodic protection (sti-P3) |  | Fiberglass reinforced plastic |  |  | Catchment Basin | Flow Rest 90% Full | Automatic shutoff device At 95% full |  |  | Continuous Automatic Tank Gauge |  | Automatic shutoff device (AELLD) | Automatic shutoff device (AELLD) | [5 empty] | UST Currently In Use: 3; UST Temp Close: 0; AST Currently In Use: 0; AST Temp Closed: 0 | 3 | 0 | 0 | 11101-097-017934 | CLARK OIL COMPANY, INC.
47279 | Currently in Use |  | 1996-09-01 |  | Petroleum | Unleaded gasoline | Unleaded gasoline | Local government | Steel | Steel | Coated & cathodic protection (sti-P3) |  | Fiberglass reinforced plastic |  |  | Catchment Basin | Automatic shutoff device At 95% full | Automatic shutoff device At 95% full |  |  | Statistical Inventory Reconciliation (SIR) | [8 empty] | UST Currently In Use: 2; UST Temp Close: 0; AST Currently In Use: 0; AST Temp Closed: 0 | 2 | 0 | 0 | 18066-081-017935 | LEE CO BOARD OF EDUCATION
47280 | Currently in Use |  | 1996-09-01 |  | Petroleum | On road diesel | On road diesel | Local government | Steel | Steel | Coated & cathodic protection (sti-P3) |  | Fiberglass reinforced plastic |  |  | Catchment Basin | Automatic shutoff device At 95% full | Automatic shutoff device At 95% full |  |  | Statistical Inventory Reconciliation (SIR) | [8 empty] | UST Currently In Use: 2; UST Temp Close: 0; AST Currently In Use: 0; AST Temp Closed: 0 | 2 | 0 | 0 | 18066-081-017935 | LEE CO BOARD OF EDUCATION
47281 | Temporary Closed | 2011-02-11 | 1997-10-01 |  | Petroleum | Unleaded gasoline | Unleaded gasoline | Retail | Steel | Steel | Coated & cathodic protection (sti-P3) |  | Fiberglass reinforced plastic |  |  | Catchment Basin | Flow Rest 90% Full | Flow Rest 90% Full |  |  | Statistical Inventory Reconciliation (SIR) | [8 empty] | UST Currently In Use: 0; UST Temp Close: 2; AST Currently In Use: 0; AST Temp Closed: 0 | 0 | 2 | 4 | 25772-125-004070 | NADISRSHAH LADAK & RAMZIN HAMIRAN
47282 | Temporary Closed | 2009-07-13 | 1997-10-01 |  | Petroleum | Premium gasoline | Premium gasoline | Retail | Steel | Steel | Coated & cathodic protection (sti-P3) |  | Fiberglass reinforced plastic |  |  | Catchment Basin | Flow Rest 90% Full | Flow Rest 90% Full |  |  | Statistical Inventory Reconciliation (SIR) | [8 empty] | UST Currently In Use: 0; UST Temp Close: 2; AST Currently In Use: 0; AST Temp Closed: 0 | 0 | 2 | 4 | 25772-125-004070 | NADISRSHAH LADAK & RAMZIN HAMIRAN
47283 | Currently in Use |  | 1990-03-16 |  | Petroleum | On road diesel | On road diesel | Retail | Steel | Steel | Coated & cathodic protection (sti-P3) |  | Fiberglass reinforced plastic |  |  | Catchment Basin | Flow Rest 90% Full | Flow Rest 90% Full |  |  | Statistical Inventory Reconciliation (SIR) | [8 empty] | UST Currently In Use: 2; UST Temp Close: 0; AST Currently In Use: 0; AST Temp Closed: 0 | 2 | 0 | 1 | 10249-007-004332 | ANDALUSIA ENTERPRISES INC.
47284 | Currently in Use |  | 1997-04-15 |  | Petroleum | Unleaded gasoline | Unleaded gasoline | Retail | Steel | Steel | Coated & cathodic protection (sti-P3) |  | Fiberglass reinforced plastic |  |  | Catchment Basin | Flow Rest 90% Full | Flow Rest 90% Full |  |  | Statistical Inventory Reconciliation (SIR) | [8 empty] | UST Currently In Use: 2; UST Temp Close: 0; AST Currently In Use: 0; AST Temp Closed: 0 | 2 | 0 | 1 | 10249-007-004332 | ANDALUSIA ENTERPRISES INC.
47285 | Permanently Closed | 2019-03-20 | 1997-10-01 | 2020-08-04 | Petroleum | Unleaded gasoline | Unleaded gasoline | Retail | Double Wall | Double Wall |  |  | Flexible |  | 1901-01-01 | Catchment Basin | Flow Rest 90% Full | Flow Rest 90% Full | Interstitial Monitoring within Secondary Containment | [5 empty] | Interstitial Monitoring within Secondary Containment |  | Continuous alarm system | Continuous alarm system |  | UST Currently In Use: 0; UST Temp Close: 0; AST Currently In Use: 0; AST Temp Closed: 0 | 0 | 0 | 2 | 14258-095-017936 | RUTLAND OIL CO
47286 | Permanently Closed | 2019-03-20 | 1997-10-01 | 2020-08-04 | Petroleum | On road diesel | On road diesel | Retail | Fiberglass coated steel | Double Wall |  |  | Flexible |  | 1901-01-01 | Catchment Basin | Flow Rest 90% Full | Flow Rest 90% Full | Interstitial Monitoring within Secondary Containment | [5 empty] | Interstitial Monitoring within Secondary Containment |  | Continuous alarm system | Continuous alarm system |  | UST Currently In Use: 0; UST Temp Close: 0; AST Currently In Use: 0; AST Temp Closed: 0 | 0 | 0 | 2 | 14258-095-017936 | RUTLAND OIL CO
47287 | Currently in Use |  | 1997-10-07 |  | Petroleum | Unleaded gasoline | Unleaded gasoline | Retail | Steel | Single Wall | Coated & cathodic protection (sti-P3) |  | Double Wall |  |  | Catchment Basin | Flow Rest 90% Full | Flow Rest 90% Full |  |  | Continuous Automatic Tank Gauge | Single walled submersible pump containment sump | Automatic flow restrictor (MLLD) | Automatic flow restrictor (MLLD) |  |  | Annual line testing | Annual line testing |  | UST Currently In Use: 2; UST Temp Close: 0; AST Currently In Use: 0; AST Temp Closed: 0 | 2 | 0 | 1 | 15201-103-006807 | VULCAN OIL COMPANY INC.
47288 | Currently in Use |  | 1996-08-01 |  | Petroleum | On road diesel | On road diesel | Retail | Single Wall | Single Wall | Coated & cathodic protection (sti-P3) |  | Double Wall | APT |  | Catchment Basin | Automatic shutoff device At 95% full | Automatic shutoff device At 95% full |  |  | Continuous Automatic Tank Gauge | [8 empty] | UST Currently In Use: 3; UST Temp Close: 0; AST Currently In Use: 0; AST Temp Closed: 0 | 3 | 0 | 5 | 25511-049-001347 | SACHINKUMAR J. PATEL
47289 | Currently in Use |  | 1996-08-01 |  | Petroleum | Unleaded gasoline | Unleaded gasoline | Retail | Single Wall | Single Wall | Coated & cathodic protection (sti-P3) |  | Double Wall | APT |  | Catchment Basin | Flow Rest 90% Full | Automatic shutoff device At 95% full |  |  | Continuous Automatic Tank Gauge |  | Containment Sump | Automatic flow restrictor (MLLD) |  |  | Annual line testing | Annual line testing |  | UST Currently In Use: 3; UST Temp Close: 0; AST Currently In Use: 0; AST Temp Closed: 0 | 3 | 0 | 5 | 25511-049-001347 | SACHINKUMAR J. PATEL
47290 | Currently in Use |  | 1997-11-15 |  | Petroleum | On road diesel | On road diesel | Retail | Steel | Single Wall | Coated & cathodic protection (sti-P3) |  | Fiberglass reinforced plastic |  |  | Catchment Basin | Automatic shutoff device At 95% full | Audible high level alarm At 90% full |  |  | Continuous Automatic Tank Gauge | [8 empty] | UST Currently In Use: 4; UST Temp Close: 0; AST Currently In Use: 0; AST Temp Closed: 0 | 4 | 0 | 4 | 22176-117-007072 | CIRCLE K
47291 | Currently in Use |  | 1997-10-01 |  | Petroleum | Unleaded gasoline | Unleaded gasoline | Retail | Fiberglass reinforced plastic | Fiberglass reinforced plastic |  |  | Fiberglass reinforced plastic |  | 1901-01-01 | Catchment Basin | Automatic shutoff device At 95% full | Automatic shutoff device At 95% full |  |  | Continuous Automatic Tank Gauge |  | Automatic flow restrictor (MLLD) | Automatic flow restrictor (MLLD) |  | SENSOR TO ATG | Statistical inventory reconciliation (SIR) | Continuous alarm system |  | UST Currently In Use: 2; UST Temp Close: 0; AST Currently In Use: 0; AST Temp Closed: 0 | 2 | 0 | 0 | 23413-081-017937 | CIRCLE K STORES, INC.
47292 | Currently in Use |  | 1997-10-01 |  | Petroleum | Premium gasoline | Premium gasoline | Retail | Fiberglass reinforced plastic | Fiberglass reinforced plastic |  |  | Fiberglass reinforced plastic |  | 1901-01-01 | Catchment Basin | Automatic shutoff device At 95% full | Automatic shutoff device At 95% full |  |  | Continuous Automatic Tank Gauge |  | Containment Sump | Automatic flow restrictor (MLLD) |  |  | Continuous alarm system | Continuous alarm system |  | UST Currently In Use: 2; UST Temp Close: 0; AST Currently In Use: 0; AST Temp Closed: 0 | 2 | 0 | 0 | 23413-081-017937 | CIRCLE K STORES, INC.
47293 | Permanently Closed | 2002-12-31 | 1996-01-01 | 2004-10-29 | Petroleum | On road diesel | On road diesel | Retail | Steel | Steel | Field installed cathodic protection |  | Fiberglass reinforced plastic |  | 1901-01-01 | Catchment Basin | Flow Rest 90% Full | Flow Rest 90% Full |  |  | Statistical Inventory Reconciliation (SIR) | [8 empty] | UST Currently In Use: 0; UST Temp Close: 0; AST Currently In Use: 0; AST Temp Closed: 0 | 0 | 0 | 5 | 21907-093-010920 | WAYNE WEEKS
47294 | Currently in Use |  | 1997-09-18 |  | Petroleum | Premium gasoline | Premium gasoline | Retail | Single Wall | Fiberglass coated steel |  |  | Double Wall | SA&TCI | 1901-01-01 | Catchment Basin | Automatic shutoff device At 95% full | Automatic shutoff device At 95% full |  |  | Continuous Automatic Tank Gauge |  | Automatic flow restrictor (MLLD) | Automatic flow restrictor (MLLD) |  |  | Annual line testing | Annual line testing |  | UST Currently In Use: 2; UST Temp Close: 0; AST Currently In Use: 0; AST Temp Closed: 0 | 2 | 0 | 8 | 23554-073-013892 | S&M PROPERTIES LLC
47295 | Currently in Use |  | 1997-09-18 |  | Petroleum | Unleaded gasoline | Unleaded gasoline | Retail | Single Wall | Fiberglass coated steel |  |  | WHITE | SA&TCI | 1901-01-01 | Catchment Basin | Automatic shutoff device At 95% full | Automatic shutoff device At 95% full |  |  | Continuous Automatic Tank Gauge |  | Automatic flow restrictor (MLLD) | Automatic flow restrictor (MLLD) |  |  | Annual line testing | Annual line testing |  | UST Currently In Use: 2; UST Temp Close: 0; AST Currently In Use: 0; AST Temp Closed: 0 | 2 | 0 | 8 | 23554-073-013892 | S&M PROPERTIES LLC
47296 | Currently in Use |  | 1997-10-14 |  | Petroleum | Unleaded gasoline | Unleaded gasoline | Retail | Fiberglass coated steel | Fiberglass coated steel |  |  | Flexible |  | 1901-01-01 | Catchment Basin | Flow Rest 90% Full | Flow Rest 90% Full |  |  | Continuous Automatic Tank Gauge |  | Automatic flow restrictor (MLLD) | Automatic flow restrictor (MLLD) |  |  | Annual line testing | Annual line testing |  | UST Currently In Use: 2; UST Temp Close: 0; AST Currently In Use: 0; AST Temp Closed: 0 | 2 | 0 | 5 | 15390-097-001753 | GERALD DEESE
47297 | Currently in Use |  | 1997-10-14 |  | Petroleum | Mid-grade gasoline | Mid-grade gasoline | Retail | Fiberglass coated steel | Fiberglass coated steel |  |  | Flexible |  | 1901-01-01 | Catchment Basin | Flow Rest 90% Full | Flow Rest 90% Full |  |  | Continuous Automatic Tank Gauge |  | Automatic flow restrictor (MLLD) | Automatic flow restrictor (MLLD) |  |  | Annual line testing | Annual line testing |  | UST Currently In Use: 2; UST Temp Close: 0; AST Currently In Use: 0; AST Temp Closed: 0 | 2 | 0 | 5 | 15390-097-001753 | GERALD DEESE
47298 | Permanently Closed | 2022-04-19 | 1997-09-08 |  | Petroleum | On road diesel | On road diesel | Retail | Steel | Steel | Coated & cathodic protection (sti-P3) |  | Fiberglass reinforced plastic |  |  | Catchment Basin | Automatic shutoff device At 95% full | Automatic shutoff device At 95% full |  |  | Automatic Tank Gauge | [8 empty] | UST Currently In Use: 0; UST Temp Close: 0; AST Currently In Use: 0; AST Temp Closed: 0 | 0 | 0 | 2 | 15027-125-003446 | TUSCALOOSA COUNTY BOARD OF EDUCATION
47299 | Currently in Use |  | 1997-11-05 |  | Petroleum | Unleaded gasoline | Unleaded gasoline | Retail | Fiberglass coated steel | Fiberglass coated steel |  |  | Double Wall |  | 1901-01-01 | Catchment Basin | Flow Rest 90% Full | Flow Rest 90% Full |  |  | Automatic Tank Gauge | Single walled submersible pump containment sump | Automatic flow restrictor (MLLD) | Automatic flow restrictor (MLLD) |  | SENSOR TO ATG | Annual line testing | Annual line testing |  | UST Currently In Use: 3; UST Temp Close: 0; AST Currently In Use: 0; AST Temp Closed: 0 | 3 | 0 | 0 | 22176-127-017938 | CIRCLE K
47300 | Currently in Use |  | 1997-11-05 |  | Petroleum | On road diesel | On road diesel | Retail | Fiberglass coated steel | Fiberglass coated steel |  |  | Fiberglass reinforced plastic |  | 1901-01-01 | Catchment Basin | Flow Rest 90% Full | Flow Rest 90% Full |  |  | Automatic Tank Gauge | Single walled submersible pump containment sump | Automatic flow restrictor (MLLD) | Automatic flow restrictor (MLLD) |  | SENSOR TO ATG | Annual line testing | Annual line testing |  | UST Currently In Use: 3; UST Temp Close: 0; AST Currently In Use: 0; AST Temp Closed: 0 | 3 | 0 | 0 | 22176-127-017938 | CIRCLE K
47301 | Currently in Use |  | 1997-11-05 |  | Petroleum | Premium gasoline | Premium gasoline | Retail | Single Wall | Fiberglass coated steel |  |  | Fiberglass reinforced plastic |  | 1901-01-01 | Catchment Basin | Flow Rest 90% Full | Flow Rest 90% Full |  |  | Automatic Tank Gauge | Single walled submersible pump containment sump | Automatic flow restrictor (MLLD) | Automatic flow restrictor (MLLD) |  | SENSOR TO ATG | Annual line testing | Annual line testing |  | UST Currently In Use: 3; UST Temp Close: 0; AST Currently In Use: 0; AST Temp Closed: 0 | 3 | 0 | 0 | 22176-127-017938 | CIRCLE K
47302 | Currently in Use |  | 1997-12-04 |  | Petroleum | Unleaded gasoline | Unleaded gasoline | Retail | Fiberglass reinforced plastic | Fiberglass reinforced plastic |  |  | Fiberglass reinforced plastic |  | 1901-01-01 | Catchment Basin | Flow Rest 90% Full | Automatic shutoff device At 95% full |  |  | Automatic Tank Gauge | [8 empty] | UST Currently In Use: 5; UST Temp Close: 0; AST Currently In Use: 0; AST Temp Closed: 0 | 5 | 0 | 3 | 14983-107-011403 | TRI COUNTY COOPERATIVE INC
47303 | Currently in Use |  | 1997-12-04 |  | Petroleum | Mid-grade gasoline | Mid-grade gasoline | Retail | Fiberglass reinforced plastic | Fiberglass reinforced plastic |  |  | Fiberglass reinforced plastic |  | 1901-01-01 | Catchment Basin | Automatic shutoff device At 95% full | Automatic shutoff device At 95% full |  |  | Automatic Tank Gauge | [8 empty] | UST Currently In Use: 5; UST Temp Close: 0; AST Currently In Use: 0; AST Temp Closed: 0 | 5 | 0 | 3 | 14983-107-011403 | TRI COUNTY COOPERATIVE INC
47304 | Currently in Use |  | 1997-12-04 |  | Petroleum | Premium gasoline | Premium gasoline | Retail | Fiberglass reinforced plastic | Fiberglass reinforced plastic |  |  | Fiberglass reinforced plastic |  | 1901-01-01 | Catchment Basin | Automatic shutoff device At 95% full | Automatic shutoff device At 95% full |  |  | Automatic Tank Gauge | [8 empty] | UST Currently In Use: 5; UST Temp Close: 0; AST Currently In Use: 0; AST Temp Closed: 0 | 5 | 0 | 3 | 14983-107-011403 | TRI COUNTY COOPERATIVE INC
47308 | Permanently Closed | 2013-11-08 | 1997-09-24 | 2013-11-08 | Petroleum | Unleaded gasoline | Unleaded gasoline | Emergency Power Generator | Fiberglass reinforced plastic | Fiberglass reinforced plastic |  |  | Fiberglass reinforced plastic |  | 1901-01-01 | Catchment Basin | Automatic shutoff device At 95% full | Audible high level alarm At 90% full | Interstitial Monitoring within Secondary Containment |  | Automatic Tank Gauge | [8 empty] | UST Currently In Use: 0; UST Temp Close: 0; AST Currently In Use: 1; AST Temp Closed: 0 | 0 | 0 | 3 | 14462-079-012221 | BELLSOUTH TELECOMM. DBA AT&T ALA.
47309 | Currently in Use |  | 1991-09-23 |  | Petroleum | Unleaded gasoline | Unleaded gasoline | Retail | Fiberglass reinforced plastic | Fiberglass reinforced plastic |  |  | Double Wall |  | 1901-01-01 | Catchment Basin | Automatic shutoff device At 95% full | Automatic shutoff device At 95% full |  |  | Automatic Tank Gauge |  | Automatic flow restrictor (MLLD) | Automatic flow restrictor (MLLD) | Interstitial Monitoring within Secondary Containment | SENSOR TO ATG | Continuous alarm system | Continuous alarm system |  | UST Currently In Use: 3; UST Temp Close: 0; AST Currently In Use: 0; AST Temp Closed: 0 | 3 | 0 | 0 | 22070-015-017939 | PAK A SAK OF IRON CITY LLC
47310 | Currently in Use |  | 1991-09-23 |  | Petroleum | Premium gasoline | Premium gasoline | Retail | Fiberglass reinforced plastic | Fiberglass reinforced plastic |  |  | Double Wall |  | 1901-01-01 | Catchment Basin | Automatic shutoff device At 95% full | Automatic shutoff device At 95% full |  |  | Automatic Tank Gauge |  | Automatic flow restrictor (MLLD) | Automatic flow restrictor (MLLD) | Interstitial Monitoring within Secondary Containment | SENSOR TO ATG | Continuous alarm system | Continuous alarm system |  | UST Currently In Use: 3; UST Temp Close: 0; AST Currently In Use: 0; AST Temp Closed: 0 | 3 | 0 | 0 | 22070-015-017939 | PAK A SAK OF IRON CITY LLC
47311 | Currently in Use |  | 1991-09-23 |  | Petroleum | On road diesel | On road diesel | Retail | Single Wall | Fiberglass reinforced plastic |  |  | Double Wall |  | 1901-01-01 | Catchment Basin | Flow Rest 90% Full | Automatic shutoff device At 95% full |  |  | Automatic Tank Gauge |  | Automatic flow restrictor (MLLD) | Automatic flow restrictor (MLLD) | Interstitial Monitoring within Secondary Containment | SENSOR TO ATG | Continuous alarm system | Continuous alarm system |  | UST Currently In Use: 3; UST Temp Close: 0; AST Currently In Use: 0; AST Temp Closed: 0 | 3 | 0 | 0 | 22070-015-017939 | PAK A SAK OF IRON CITY LLC
47312 | Currently in Use |  | 1997-07-08 |  | Petroleum | Unleaded gasoline | Unleaded gasoline | Retail | Single Wall | Fiberglass coated steel |  |  | Double Wall |  | 1901-01-01 | Catchment Basin | Automatic shutoff device At 95% full | Automatic shutoff device At 95% full |  |  | Continuous Automatic Tank Gauge |  | Automatic flow restrictor (MLLD) | Automatic flow restrictor (MLLD) |  |  | Annual line testing | Annual line testing |  | UST Currently In Use: 3; UST Temp Close: 0; AST Currently In Use: 0; AST Temp Closed: 0 | 3 | 0 | 0 | 23544-127-017940 | JASPER PROPERTY, INC.
47313 | Currently in Use |  | 1997-07-08 |  | Petroleum | Premium gasoline | Premium gasoline | Retail | Single Wall | Fiberglass coated steel |  |  | Double Wall |  | 1901-01-01 | Catchment Basin | Automatic shutoff device At 95% full | Automatic shutoff device At 95% full |  |  | Continuous Automatic Tank Gauge |  | Automatic flow restrictor (MLLD) | Automatic flow restrictor (MLLD) |  |  | Annual line testing | Annual line testing |  | UST Currently In Use: 3; UST Temp Close: 0; AST Currently In Use: 0; AST Temp Closed: 0 | 3 | 0 | 0 | 23544-127-017940 | JASPER PROPERTY, INC.
47314 | Currently in Use |  | 1997-07-08 |  | Petroleum | On road diesel | On road diesel | Retail | Fiberglass coated steel | Fiberglass coated steel |  |  | Fiberglass reinforced plastic |  | 1901-01-01 | Catchment Basin | Automatic shutoff device At 95% full | Automatic shutoff device At 95% full |  |  | Continuous Automatic Tank Gauge |  | Automatic flow restrictor (MLLD) | Automatic flow restrictor (MLLD) |  |  | Annual line testing | Annual line testing |  | UST Currently In Use: 3; UST Temp Close: 0; AST Currently In Use: 0; AST Temp Closed: 0 | 3 | 0 | 0 | 23544-127-017940 | JASPER PROPERTY, INC.
47315 | Temporary Closed | 2006-09-30 | 1997-08-15 |  | Petroleum | Unleaded gasoline | Unleaded gasoline | Retail | Fiberglass reinforced plastic | Fiberglass reinforced plastic |  |  | Fiberglass reinforced plastic |  | 1901-01-01 | Catchment Basin | Flow Rest 90% Full | Flow Rest 90% Full |  |  | Automatic Tank Gauge |  | Automatic flow restrictor (MLLD) | Automatic flow restrictor (MLLD) |  |  | Annual line testing | Annual line testing |  | UST Currently In Use: 0; UST Temp Close: 1; AST Currently In Use: 0; AST Temp Closed: 0 | 0 | 1 | 2 | 25206-125-011181 | DANNY MITCHUM
47317 | Currently in Use |  | 1997-09-23 |  | Petroleum | Unleaded gasoline | Unleaded gasoline | Retail | Steel | Steel | Coated & cathodic protection (sti-P3) |  | Flexible |  |  | Catchment Basin | Automatic shutoff device At 95% full | Automatic shutoff device At 95% full |  |  | Automatic Tank Gauge |  | Containment Sump | Automatic flow restrictor (MLLD) |  |  | Annual line testing | Annual line testing |  | UST Currently In Use: 2; UST Temp Close: 0; AST Currently In Use: 0; AST Temp Closed: 0 | 2 | 0 | 4 | 24818-097-011994 | KRISHNU INVESTMENT INC
47318 | Currently in Use |  | 1997-09-23 |  | Petroleum | Premium gasoline | Premium gasoline | Retail | Steel | Steel | Coated & cathodic protection (sti-P3) |  | Flexible |  |  | Catchment Basin | Automatic shutoff device At 95% full | Automatic shutoff device At 95% full |  |  | Automatic Tank Gauge |  | Automatic flow restrictor (MLLD) | Automatic flow restrictor (MLLD) |  |  | Annual line testing | Annual line testing |  | UST Currently In Use: 2; UST Temp Close: 0; AST Currently In Use: 0; AST Temp Closed: 0 | 2 | 0 | 4 | 24818-097-011994 | KRISHNU INVESTMENT INC
47320 | Currently in Use |  | 1997-10-02 |  | Petroleum | Unleaded gasoline | Unleaded gasoline | Retail | Steel | Steel | Coated & cathodic protection (sti-P3) |  | Fiberglass reinforced plastic |  |  | Catchment Basin | Automatic shutoff device At 95% full | Automatic shutoff device At 95% full |  |  | Continuous Automatic Tank Gauge |  | Automatic flow restrictor (MLLD) | Automatic flow restrictor (MLLD) |  |  | Annual line testing | Annual line testing |  | UST Currently In Use: 3; UST Temp Close: 0; AST Currently In Use: 0; AST Temp Closed: 0 | 3 | 0 | 0 | 11101-097-017941 | CLARK OIL COMPANY, INC.
47321 | Currently in Use |  | 1997-10-02 |  | Petroleum | Premium gasoline | Premium gasoline | Retail | Steel | Steel | Coated & cathodic protection (sti-P3) |  | Fiberglass reinforced plastic |  |  | Catchment Basin | Automatic shutoff device At 95% full | Automatic shutoff device At 95% full |  |  | Continuous Automatic Tank Gauge |  | Containment Sump | Automatic flow restrictor (MLLD) |  |  | Annual line testing | Annual line testing |  | UST Currently In Use: 3; UST Temp Close: 0; AST Currently In Use: 0; AST Temp Closed: 0 | 3 | 0 | 0 | 11101-097-017941 | CLARK OIL COMPANY, INC.
47322 | Currently in Use |  | 1997-10-02 |  | Petroleum | On road diesel | On road diesel | Retail | Steel | Steel | Coated & cathodic protection (sti-P3) |  | Fiberglass reinforced plastic |  |  | Catchment Basin | Automatic shutoff device At 95% full | Automatic shutoff device At 95% full |  |  | Continuous Automatic Tank Gauge |  | Automatic flow restrictor (MLLD) | Automatic flow restrictor (MLLD) |  |  | Annual line testing | Annual line testing |  | UST Currently In Use: 3; UST Temp Close: 0; AST Currently In Use: 0; AST Temp Closed: 0 | 3 | 0 | 0 | 11101-097-017941 | CLARK OIL COMPANY, INC.
47323 | Currently in Use |  | 1997-07-16 |  | Petroleum | Unleaded gasoline | Unleaded gasoline | Industrial | Fiberglass reinforced plastic | Double Wall |  |  | Fiberglass reinforced plastic |  | 1901-01-01 | Catchment Basin | Automatic shutoff device At 95% full | Automatic shutoff device At 95% full |  |  | Continuous Automatic Tank Gauge |  | Automatic flow restrictor (MLLD) | Automatic flow restrictor (MLLD) |  | SENSOR TO ATG | Annual line testing | Annual line testing |  | UST Currently In Use: 2; UST Temp Close: 0; AST Currently In Use: 0; AST Temp Closed: 0 | 2 | 0 | 1 | 11058-073-016238 | CITY OF MOUNTAIN BROOK
47324 | Currently in Use |  | 1997-07-16 |  | Petroleum | On road diesel | On road diesel | Industrial | Double Wall | Double Wall |  |  | Double Wall |  | 1901-01-01 | Catchment Basin | Automatic shutoff device At 95% full | Automatic shutoff device At 95% full |  |  | Continuous Automatic Tank Gauge |  | Automatic flow restrictor (MLLD) | Automatic flow restrictor (MLLD) |  | SENSOR TO ATG | Annual line testing | Annual line testing |  | UST Currently In Use: 2; UST Temp Close: 0; AST Currently In Use: 0; AST Temp Closed: 0 | 2 | 0 | 1 | 11058-073-016238 | CITY OF MOUNTAIN BROOK
47325 | Permanently Closed | 2008-09-01 | 1997-06-01 | 2016-03-10 | Petroleum | Unleaded gasoline | Unleaded gasoline | Retail | Steel | Steel | Coated & cathodic protection (sti-P3) |  | Fiberglass reinforced plastic |  |  | Catchment Basin | Flow Rest 90% Full | Flow Rest 90% Full |  |  | Statistical Inventory Reconciliation (SIR) | [5 empty] | Statistical inventory reconciliation (SIR) | Statistical inventory reconciliation (SIR) |  | UST Currently In Use: 0; UST Temp Close: 0; AST Currently In Use: 0; AST Temp Closed: 0 | 0 | 0 | 6 | 22673-045-000991 | JOHN GILLAND
47326 | Permanently Closed | 2008-09-01 | 1997-06-01 | 2016-03-10 | Petroleum | Mid-grade gasoline | Mid-grade gasoline | Retail | Steel | Steel | Coated & cathodic protection (sti-P3) |  | Fiberglass reinforced plastic |  |  | Catchment Basin | Flow Rest 90% Full | Flow Rest 90% Full |  |  | Statistical Inventory Reconciliation (SIR) | [5 empty] | Statistical inventory reconciliation (SIR) | Statistical inventory reconciliation (SIR) |  | UST Currently In Use: 0; UST Temp Close: 0; AST Currently In Use: 0; AST Temp Closed: 0 | 0 | 0 | 6 | 22673-045-000991 | JOHN GILLAND
47327 | Currently in Use |  | 1997-12-17 |  | Petroleum | On road diesel | On road diesel | Industrial | Double Wall | Double Wall | Coated & cathodic protection (sti-P3) |  | Double Wall |  | 2014-01-01 | Catchment Basin | Audible high level alarm At 90% full | Audible high level alarm At 90% full | Interstitial Monitoring within Secondary Containment | SENSOR TO ATG | Continuous Automatic Tank Gauge |  | Containment Sump | Automatic flow restrictor (MLLD) | Interstitial Monitoring within Secondary Containment | SENSOR TO ATG | Continuous alarm system | Annual line testing |  | UST Currently In Use: 3; UST Temp Close: 0; AST Currently In Use: 0; AST Temp Closed: 0 | 3 | 0 | 4 | 22543-073-004868 | G. FENN CHURCH
47328 | Currently in Use |  | 1997-12-17 |  | Petroleum | Virgin oil | Virgin oil | Industrial | Steel | Double Wall | Coated & cathodic protection (sti-P3) |  | Fiberglass reinforced plastic |  |  | Catchment Basin | Audible high level alarm At 90% full | Audible high level alarm At 90% full | Interstitial Monitoring within Secondary Containment | SENSOR TO ATG | Continuous Automatic Tank Gauge | [8 empty] | UST Currently In Use: 3; UST Temp Close: 0; AST Currently In Use: 0; AST Temp Closed: 0 | 3 | 0 | 4 | 22543-073-004868 | G. FENN CHURCH
47329 | Currently in Use |  | 1997-12-17 |  | Petroleum | Used oil | Used oil | Industrial | Double Wall | Double Wall | Coated & cathodic protection (sti-P3) |  | Fiberglass reinforced plastic |  |  | Other | EXEMPT | Audible high level alarm At 90% full | Interstitial Monitoring within Secondary Containment | SENSOR TO ATG | Continuous Automatic Tank Gauge | [8 empty] | UST Currently In Use: 3; UST Temp Close: 0; AST Currently In Use: 0; AST Temp Closed: 0 | 3 | 0 | 4 | 22543-073-004868 | G. FENN CHURCH
47330 | Currently in Use |  | 1997-03-28 |  | Petroleum | Unleaded gasoline | Unleaded gasoline | Retail | 8R/2D | Single Wall | Coated & cathodic protection (sti-P3) |  | 2 PIECES |  | 1901-01-01 | Catchment Basin | Automatic shutoff device At 95% full | Automatic shutoff device At 95% full |  |  | Continuous Automatic Tank Gauge |  | Automatic shutoff device (AELLD) | Automatic shutoff device (AELLD) | [5 empty] | UST Currently In Use: 2; UST Temp Close: 0; AST Currently In Use: 0; AST Temp Closed: 0 | 2 | 0 | 4 | 19939-073-001542 | KIRIT PATEL
47331 | Currently in Use |  | 1997-03-28 |  | Petroleum | Premium gasoline | Premium gasoline | Retail | 6P/2K | Single Wall | Coated & cathodic protection (sti-P3) |  | Double Wall |  | 1901-01-01 | Catchment Basin | Automatic shutoff device At 95% full | Automatic shutoff device At 95% full |  |  | Continuous Automatic Tank Gauge |  | Automatic shutoff device (AELLD) | Automatic shutoff device (AELLD) | [5 empty] | UST Currently In Use: 2; UST Temp Close: 0; AST Currently In Use: 0; AST Temp Closed: 0 | 2 | 0 | 4 | 19939-073-001542 | KIRIT PATEL
47335 | Currently in Use |  | 1997-09-16 |  | Petroleum | Other, \ | Other | State/Federal Government | Double Wall | Double Wall |  |  | Single Wall |  | 1901-01-01 | Catchment Basin | Automatic shutoff device At 95% full | Automatic shutoff device At 95% full | Interstitial Monitoring within Secondary Containment |  | Automatic Tank Gauge | [8 empty] | UST Currently In Use: 6; UST Temp Close: 0; AST Currently In Use: 2; AST Temp Closed: 0 | 6 | 0 | 14 | 17123-097-015270 | UNIV OF SO ALA/SAFETY ENV COMPLIANCE
47336 | Currently in Use |  | 1997-08-06 |  | Petroleum | Unleaded gasoline | Unleaded gasoline | Retail | Single Wall | Single Wall | Coated & cathodic protection (sti-P3) |  | Fiberglass reinforced plastic |  | 2014-01-03 | Catchment Basin | Flow Rest 90% Full | Flow Rest 90% Full | Interstitial Monitoring within Secondary Containment | SENSOR TO ATG | Continuous Automatic Tank Gauge |  | Automatic flow restrictor (MLLD) | Automatic flow restrictor (MLLD) | Interstitial Monitoring within Secondary Containment | SENSOR TO ATG | Continuous alarm system | Continuous alarm system |  | UST Currently In Use: 3; UST Temp Close: 0; AST Currently In Use: 0; AST Temp Closed: 0 | 3 | 0 | 0 | 11448-003-017943 | DEWEESE ENTPS. INC
47337 | Currently in Use |  | 1997-08-06 |  | Petroleum | Premium gasoline | Premium gasoline | Retail | Steel | Single Wall | Coated & cathodic protection (sti-P3) |  | ENVIRON |  | 2014-01-03 | Catchment Basin | Flow Rest 90% Full | Flow Rest 90% Full | Interstitial Monitoring within Secondary Containment | SENSOR TO ATG | Continuous Automatic Tank Gauge |  | Automatic flow restrictor (MLLD) | Automatic flow restrictor (MLLD) | Interstitial Monitoring within Secondary Containment | SENSOR TO ATG | Continuous alarm system | Continuous alarm system |  | UST Currently In Use: 3; UST Temp Close: 0; AST Currently In Use: 0; AST Temp Closed: 0 | 3 | 0 | 0 | 11448-003-017943 | DEWEESE ENTPS. INC
47338 | Currently in Use |  | 1997-12-09 |  | Petroleum | Unleaded gasoline | Unleaded gasoline | Retail | Single Wall | Fiberglass reinforced plastic |  |  | Flexible |  |  | Catchment Basin | Automatic shutoff device At 95% full | Automatic shutoff device At 95% full |  |  | Continuous Automatic Tank Gauge | Single walled submersible pump containment sump | Automatic shutoff device (AELLD) | Automatic shutoff device (AELLD) | [5 empty] | UST Currently In Use: 4; UST Temp Close: 0; AST Currently In Use: 0; AST Temp Closed: 0 | 4 | 0 | 8 | 14803-103-007557 | TANKERSLEY SERVICE CENTER INC
47339 | Currently in Use |  | 1997-12-09 |  | Petroleum | Premium gasoline | Premium gasoline | Retail | Single Wall | Fiberglass reinforced plastic |  |  | Double Wall |  |  | Catchment Basin | Automatic shutoff device At 95% full | Automatic shutoff device At 95% full |  |  | Continuous Automatic Tank Gauge | Single walled submersible pump containment sump | Automatic shutoff device (AELLD) | Automatic shutoff device (AELLD) | [5 empty] | UST Currently In Use: 4; UST Temp Close: 0; AST Currently In Use: 0; AST Temp Closed: 0 | 4 | 0 | 8 | 14803-103-007557 | TANKERSLEY SERVICE CENTER INC
47340 | Currently in Use |  | 1997-12-09 |  | Petroleum | Unleaded gasoline | Unleaded gasoline | Retail | Single Wall | Fiberglass reinforced plastic |  |  | Double Wall |  |  | Catchment Basin | Automatic shutoff device At 95% full | Automatic shutoff device At 95% full |  |  | Continuous Automatic Tank Gauge | Single walled submersible pump containment sump | Automatic shutoff device (AELLD) | Automatic shutoff device (AELLD) | [5 empty] | UST Currently In Use: 4; UST Temp Close: 0; AST Currently In Use: 0; AST Temp Closed: 0 | 4 | 0 | 8 | 14803-103-007557 | TANKERSLEY SERVICE CENTER INC
47341 | Currently in Use |  | 1997-12-09 |  | Petroleum | On road diesel | On road diesel | Retail | Fiberglass reinforced plastic | Fiberglass reinforced plastic |  |  | Double Wall |  |  | Catchment Basin | Automatic shutoff device At 95% full | Automatic shutoff device At 95% full |  |  | Continuous Automatic Tank Gauge | Single walled submersible pump containment sump | Automatic shutoff device (AELLD) | Automatic shutoff device (AELLD) | [5 empty] | UST Currently In Use: 4; UST Temp Close: 0; AST Currently In Use: 0; AST Temp Closed: 0 | 4 | 0 | 8 | 14803-103-007557 | TANKERSLEY SERVICE CENTER INC
47342 | Currently in Use |  | 1997-12-15 |  | Petroleum | Unleaded gasoline | Unleaded gasoline | Retail | Single Wall | Fiberglass reinforced plastic |  |  | Fiberglass reinforced plastic |  |  | Catchment Basin | Flow Rest 90% Full | Flow Rest 90% Full |  |  | Automatic Tank Gauge | Single walled submersible pump containment sump | Automatic shutoff device (AELLD) | Automatic shutoff device (AELLD) | [5 empty] | UST Currently In Use: 3; UST Temp Close: 0; AST Currently In Use: 0; AST Temp Closed: 0 | 3 | 0 | 0 | 21949-079-018020 | DYAR REED
47343 | Currently in Use |  | 1997-12-15 |  | Petroleum | Unleaded gasoline | Unleaded gasoline | Retail | Single Wall | Fiberglass reinforced plastic |  |  | Fiberglass reinforced plastic |  |  | Catchment Basin | Flow Rest 90% Full | Flow Rest 90% Full |  |  | Automatic Tank Gauge | Single walled submersible pump containment sump | Automatic shutoff device (AELLD) | Automatic shutoff device (AELLD) | [5 empty] | UST Currently In Use: 3; UST Temp Close: 0; AST Currently In Use: 0; AST Temp Closed: 0 | 3 | 0 | 0 | 21949-079-018020 | DYAR REED
47344 | Currently in Use |  | 1997-12-15 |  | Petroleum | On road diesel | On road diesel | Retail | Single Wall | Fiberglass reinforced plastic |  |  | Single Wall |  |  | Catchment Basin | Automatic shutoff device At 95% full | Automatic shutoff device At 95% full |  |  | Automatic Tank Gauge | Direct Bury submersible pump | [7 empty] | UST Currently In Use: 3; UST Temp Close: 0; AST Currently In Use: 0; AST Temp Closed: 0 | 3 | 0 | 0 | 21949-079-018020 | DYAR REED
47345 | Temporary Closed | 2019-07-25 | 1997-11-26 |  | Petroleum | Unleaded gasoline | Unleaded gasoline | Retail | Fiberglass coated steel | Fiberglass coated steel |  |  | Double Wall | ENVIRON | 1901-01-01 | Catchment Basin | Flow Rest 90% Full | Flow Rest 90% Full |  |  | Automatic Tank Gauge |  | Containment Sump | Automatic flow restrictor (MLLD) |  |  | Annual line testing | Annual line testing |  | UST Currently In Use: 0; UST Temp Close: 3; AST Currently In Use: 0; AST Temp Closed: 0 | 0 | 3 | 3 | 25328-097-011398 | SALAM LAMA
47346 | Temporary Closed | 2019-07-25 | 1997-11-26 |  | Petroleum | Premium gasoline | Premium gasoline | Retail | Fiberglass coated steel | Fiberglass coated steel |  |  | Flexible | ENVIRON | 1901-01-01 | Catchment Basin | Flow Rest 90% Full | Flow Rest 90% Full |  |  | Automatic Tank Gauge |  | Containment Sump | Automatic flow restrictor (MLLD) |  |  | Annual line testing | Annual line testing |  | UST Currently In Use: 0; UST Temp Close: 3; AST Currently In Use: 0; AST Temp Closed: 0 | 0 | 3 | 3 | 25328-097-011398 | SALAM LAMA
47347 | Currently in Use |  | 1986-10-19 |  | Petroleum | On road diesel | On road diesel | Emergency Power Generator | Fiberglass reinforced plastic | Fiberglass reinforced plastic |  |  | Steel |  | 1901-01-01 | Catchment Basin | Automatic shutoff device At 95% full | Automatic shutoff device At 95% full |  |  | Statistical Inventory Reconciliation (SIR) | [8 empty] | UST Currently In Use: 1; UST Temp Close: 0; AST Currently In Use: 1; AST Temp Closed: 0 | 1 | 0 | 0 | 23038-049-017945 | DEKALB REGIONAL MEDICAL CENTER
47348 | Currently in Use |  | 1993-04-10 |  | Petroleum | On road diesel | On road diesel | Bulk facility | Steel | Steel | Coated & cathodic protection (sti-P3) |  | Fiberglass reinforced plastic |  | 1901-01-01 | Catchment Basin | Automatic shutoff device At 95% full | Automatic shutoff device At 95% full | [11 empty] | UST Currently In Use: 1; UST Temp Close: 0; AST Currently In Use: 0; AST Temp Closed: 0 | 1 | 0 | 3 | 21481-005-007860 | SUPERIOR OIL LLC
47349 | Currently in Use |  | 1997-12-16 |  | Petroleum | Unleaded gasoline | Unleaded gasoline | Retail | Fiberglass coated steel | Fiberglass coated steel |  |  | Fiberglass reinforced plastic |  | 1901-01-01 | Catchment Basin | Automatic shutoff device At 95% full | Automatic shutoff device At 95% full |  |  | Continuous Automatic Tank Gauge |  | Automatic flow restrictor (MLLD) | Automatic flow restrictor (MLLD) |  |  | Statistical inventory reconciliation (SIR) | Statistical inventory reconciliation (SIR) |  | UST Currently In Use: 2; UST Temp Close: 0; AST Currently In Use: 0; AST Temp Closed: 0 | 2 | 0 | 0 | 24739-081-017944 | TANKS & EQUIPMENT COMPANY
47350 | Currently in Use |  | 1997-12-16 |  | Petroleum | Premium gasoline | Premium gasoline | Retail | Fiberglass coated steel | Fiberglass coated steel |  |  | DBWALL |  | 1901-01-01 | Catchment Basin | Automatic shutoff device At 95% full | Automatic shutoff device At 95% full |  |  | Continuous Automatic Tank Gauge |  | 10/26/2006 | Automatic flow restrictor (MLLD) |  |  | Statistical inventory reconciliation (SIR) | Statistical inventory reconciliation (SIR) |  | UST Currently In Use: 2; UST Temp Close: 0; AST Currently In Use: 0; AST Temp Closed: 0 | 2 | 0 | 0 | 24739-081-017944 | TANKS & EQUIPMENT COMPANY
47351 | Currently in Use |  | 1997-08-28 |  | Petroleum | Unleaded gasoline | Unleaded gasoline | Retail | Fiberglass reinforced plastic | Fiberglass reinforced plastic |  |  | Flexible |  | 1901-01-01 | Catchment Basin | Flow Rest 90% Full | Automatic shutoff device At 95% full | Interstitial Monitoring within Secondary Containment |  | Continuous Automatic Tank Gauge |  | Automatic shutoff device (AELLD) | Automatic shutoff device (AELLD) | Interstitial Monitoring within Secondary Containment |  | Continuous alarm system | Continuous alarm system |  | UST Currently In Use: 4; UST Temp Close: 0; AST Currently In Use: 0; AST Temp Closed: 0 | 4 | 0 | 0 | 15201-083-017946 | VULCAN OIL COMPANY INC.
47352 | Currently in Use |  | 1997-08-28 |  | Petroleum | Unleaded gasoline | Unleaded gasoline | Retail | Fiberglass reinforced plastic | Fiberglass reinforced plastic |  |  | Flexible |  | 1901-01-01 | Catchment Basin | Flow Rest 90% Full | Automatic shutoff device At 95% full | Interstitial Monitoring within Secondary Containment |  | Continuous Automatic Tank Gauge |  | Automatic shutoff device (AELLD) | Automatic shutoff device (AELLD) | Interstitial Monitoring within Secondary Containment |  | Continuous alarm system | Continuous alarm system |  | UST Currently In Use: 4; UST Temp Close: 0; AST Currently In Use: 0; AST Temp Closed: 0 | 4 | 0 | 0 | 15201-083-017946 | VULCAN OIL COMPANY INC.
47353 | Currently in Use |  | 1997-08-28 |  | Petroleum | Premium gasoline | Premium gasoline | Retail | Fiberglass reinforced plastic | Fiberglass reinforced plastic |  |  | Flexible |  | 1901-01-01 | Catchment Basin | Flow Rest 90% Full | Automatic shutoff device At 95% full | Interstitial Monitoring within Secondary Containment |  | Continuous Automatic Tank Gauge |  | Automatic shutoff device (AELLD) | Automatic shutoff device (AELLD) | Interstitial Monitoring within Secondary Containment |  | Continuous alarm system | Continuous alarm system |  | UST Currently In Use: 4; UST Temp Close: 0; AST Currently In Use: 0; AST Temp Closed: 0 | 4 | 0 | 0 | 15201-083-017946 | VULCAN OIL COMPANY INC.
47354 | Currently in Use |  | 1997-08-28 |  | Petroleum | Kerosene | Kerosene | Retail | Fiberglass reinforced plastic | Fiberglass reinforced plastic |  |  | Flexible |  | 1901-01-01 | Catchment Basin | Flow Rest 90% Full | Automatic shutoff device At 95% full | Interstitial Monitoring within Secondary Containment |  | Continuous Automatic Tank Gauge | [8 empty] | UST Currently In Use: 4; UST Temp Close: 0; AST Currently In Use: 0; AST Temp Closed: 0 | 4 | 0 | 0 | 15201-083-017946 | VULCAN OIL COMPANY INC.
47355 | Currently in Use |  | 1997-10-15 |  | Petroleum | Unleaded gasoline | Unleaded gasoline | Retail | Fiberglass coated steel | Fiberglass coated steel |  |  | Flexible |  | 1901-01-01 | Catchment Basin | Flow Rest 90% Full | Flow Rest 90% Full |  |  | Automatic Tank Gauge |  | Automatic flow restrictor (MLLD) | Automatic flow restrictor (MLLD) |  |  | Annual line testing | Annual line testing |  | UST Currently In Use: 3; UST Temp Close: 0; AST Currently In Use: 0; AST Temp Closed: 0 | 3 | 0 | 0 | 24893-083-017947 | PARESH KUMAR
47356 | Currently in Use |  | 1997-10-15 |  | Petroleum | Premium gasoline | Premium gasoline | Retail | Fiberglass coated steel | Fiberglass coated steel |  |  | Flexible |  | 1901-01-01 | Catchment Basin | Flow Rest 90% Full | Flow Rest 90% Full |  |  | Automatic Tank Gauge |  | Automatic flow restrictor (MLLD) | Automatic flow restrictor (MLLD) |  |  | Annual line testing | Annual line testing |  | UST Currently In Use: 3; UST Temp Close: 0; AST Currently In Use: 0; AST Temp Closed: 0 | 3 | 0 | 0 | 24893-083-017947 | PARESH KUMAR
47359 | Currently in Use |  | 1997-12-18 |  | Petroleum | Unleaded gasoline | Unleaded gasoline | Retail | Steel | Single Wall | Coated & cathodic protection (sti-P3) |  | FIBCOATED |  |  | Catchment Basin | Automatic shutoff device At 95% full | Automatic shutoff device At 95% full |  |  | Automatic Tank Gauge |  | Containment Sump | Automatic flow restrictor (MLLD) |  |  | Statistical inventory reconciliation (SIR) | Statistical inventory reconciliation (SIR) |  | UST Currently In Use: 2; UST Temp Close: 0; AST Currently In Use: 0; AST Temp Closed: 0 | 2 | 0 | 0 | 15420-055-017948 | MAPCO EXPRESS, INC.
47360 | Currently in Use |  | 1997-12-18 |  | Petroleum | Premium gasoline | Premium gasoline | Retail | Single Wall | Single Wall | Coated & cathodic protection (sti-P3) |  | Double Wall |  |  | Catchment Basin | Automatic shutoff device At 95% full | Automatic shutoff device At 95% full |  |  | Statistical Inventory Reconciliation (SIR) |  | Automatic flow restrictor (MLLD) | Automatic flow restrictor (MLLD) |  |  | Statistical inventory reconciliation (SIR) | Statistical inventory reconciliation (SIR) |  | UST Currently In Use: 2; UST Temp Close: 0; AST Currently In Use: 0; AST Temp Closed: 0 | 2 | 0 | 0 | 15420-055-017948 | MAPCO EXPRESS, INC.
47361 | Currently in Use |  | 1997-10-20 |  | Petroleum | Unleaded gasoline | Unleaded gasoline | Retail | Steel | Single Wall | Field installed cathodic protection |  | FIBCOATED |  |  | Catchment Basin | Automatic shutoff device At 95% full | Automatic shutoff device At 95% full |  |  | Continuous Automatic Tank Gauge |  | Containment Sump | Automatic shutoff device (AELLD) | [5 empty] | UST Currently In Use: 2; UST Temp Close: 0; AST Currently In Use: 0; AST Temp Closed: 0 | 2 | 0 | 0 | 15420-049-017949 | MAPCO EXPRESS, INC.
47363 | Currently in Use |  | 1997-10-20 |  | Petroleum | Premium gasoline | Premium gasoline | Retail | Single Wall | Single Wall | Coated & cathodic protection (sti-P3) |  | Double Wall |  |  | Catchment Basin | Automatic shutoff device At 95% full | Automatic shutoff device At 95% full |  |  | Continuous Automatic Tank Gauge |  | Automatic shutoff device (AELLD) | Automatic shutoff device (AELLD) | [5 empty] | UST Currently In Use: 2; UST Temp Close: 0; AST Currently In Use: 0; AST Temp Closed: 0 | 2 | 0 | 0 | 15420-049-017949 | MAPCO EXPRESS, INC.
47364 | Currently in Use |  | 1901-01-01 |  | Petroleum | On road diesel | On road diesel | Industrial | Fiberglass reinforced plastic | Double Wall |  |  | Fiberglass reinforced plastic |  | 1901-01-01 | Catchment Basin | Audible high level alarm At 90% full | Audible high level alarm At 90% full | Interstitial Monitoring within Secondary Containment |  | Automatic Tank Gauge |  | Containment Sump | Containment Sump |  |  | Continuous alarm system | Continuous alarm system |  | UST Currently In Use: 1; UST Temp Close: 0; AST Currently In Use: 0; AST Temp Closed: 0 | 1 | 0 | 2 | 14462-121-013333 | BELLSOUTH TELECOMM. DBA AT&T ALA.
47365 | Currently in Use |  | 1997-08-15 |  | Petroleum | On road diesel | On road diesel | Industrial | Double Wall | Double Wall |  |  | Fiberglass reinforced plastic |  | 1901-01-01 | Double walled catchment basin | Automatic shutoff device At 95% full | Audible high level alarm At 90% full | Interstitial Monitoring within Secondary Containment | SENSOR TO ATG | Automatic Tank Gauge | [8 empty] | UST Currently In Use: 1; UST Temp Close: 0; AST Currently In Use: 0; AST Temp Closed: 0 | 1 | 0 | 1 | 14462-073-012066 | BELLSOUTH TELECOMM. DBA AT&T ALA.
47366 | Currently in Use |  | 1997-05-20 |  | Petroleum | On road diesel | On road diesel | Emergency Power Generator | Double Wall | Double Wall |  |  | COPPER |  | 1901-01-01 | Catchment Basin | Automatic shutoff device At 95% full | Audible high level alarm At 90% full | Interstitial Monitoring within Secondary Containment |  | Other | [8 empty] | UST Currently In Use: 1; UST Temp Close: 0; AST Currently In Use: 0; AST Temp Closed: 0 | 1 | 0 | 2 | 14462-055-012637 | BELLSOUTH TELECOMM. DBA AT&T ALA.
47367 | Permanently Closed | 2013-07-09 | 1997-05-09 | 2013-07-09 | Petroleum | On road diesel | On road diesel | Emergency Power Generator | Double Wall | Double Wall |  |  | COPPER |  | 1901-01-01 | Catchment Basin | Automatic shutoff device At 95% full | Audible high level alarm At 90% full | Interstitial Monitoring within Secondary Containment | SENSOR TO ATG | Automatic Tank Gauge |  | Containment Sump | Containment Sump | [5 empty] | UST Currently In Use: 1; UST Temp Close: 0; AST Currently In Use: 0; AST Temp Closed: 0 | 1 | 0 | 3 | 14462-049-012123 | BELLSOUTH TELECOMM. DBA AT&T ALA.
47368 | Currently in Use |  | 1997-04-11 |  | Petroleum | On road diesel | On road diesel | Emergency Power Generator | Double Wall | Double Wall |  |  | Fiberglass reinforced plastic |  | 1901-01-01 | Double walled catchment basin | Audible high level alarm At 90% full | Audible high level alarm At 90% full | Interstitial Monitoring within Secondary Containment | SENSOR TO ATG | Automatic Tank Gauge | [8 empty] | UST Currently In Use: 1; UST Temp Close: 0; AST Currently In Use: 0; AST Temp Closed: 0 | 1 | 0 | 1 | 14462-073-012079 | BELLSOUTH TELECOMM. DBA AT&T ALA.
47369 | Permanently Closed | 2013-05-15 | 1997-04-29 | 2013-05-15 | Petroleum | On road diesel | On road diesel | Emergency Power Generator | Double Wall | Double Wall |  |  | Fiberglass reinforced plastic |  | 1901-01-01 | Catchment Basin | Audible high level alarm At 90% full | Audible high level alarm At 90% full | Interstitial Monitoring within Secondary Containment | SENSOR TO ATG | Automatic Tank Gauge | [8 empty] | UST Currently In Use: 1; UST Temp Close: 0; AST Currently In Use: 0; AST Temp Closed: 0 | 1 | 0 | 2 | 14462-083-012042 | BELLSOUTH TELECOMM. DBA AT&T ALA.
47370 | Currently in Use |  | 1997-04-15 |  | Petroleum | On road diesel | On road diesel | Emergency power generator | Double Wall | Double Wall |  |  | COPPER |  | 1901-01-01 | Catchment Basin | Audible high level alarm At 90% full | Audible high level alarm At 90% full | Interstitial Monitoring within Secondary Containment | SENSOR TO ATG | Other | [5 empty] | Continuous alarm system | Continuous alarm system |  | UST Currently In Use: 1; UST Temp Close: 0; AST Currently In Use: 0; AST Temp Closed: 0 | 1 | 0 | 1 | 14462-089-013331 | BELLSOUTH TELECOMM. DBA AT&T ALA.
47371 | Currently in Use |  | 1997-04-11 |  | Petroleum | On road diesel | On road diesel | Emergency Power Generator | Double Wall | Double Wall |  |  | COPPER |  | 1901-01-01 | Catchment Basin | Audible high level alarm At 90% full | Audible high level alarm At 90% full | Interstitial Monitoring within Secondary Containment | SENSOR TO ATG | Automatic Tank Gauge | Single walled submersible pump containment sump |  |  |  |  | Continuous alarm system | Continuous alarm system |  | UST Currently In Use: 1; UST Temp Close: 0; AST Currently In Use: 0; AST Temp Closed: 0 | 1 | 0 | 1 | 14462-033-012158 | BELLSOUTH TELECOMM. DBA AT&T ALA.
47372 | Currently in Use |  | 1998-01-09 |  | Petroleum | On road diesel | On road diesel | Emergency Power Generator | Fiberglass coated steel | Fiberglass coated steel |  |  | Flexible |  | 1901-01-01 | Catchment Basin | Automatic shutoff device At 95% full | Automatic shutoff device At 95% full | Interstitial Monitoring within Secondary Containment |  | Automatic Tank Gauge | [8 empty] | UST Currently In Use: 6; UST Temp Close: 0; AST Currently In Use: 2; AST Temp Closed: 0 | 6 | 0 | 14 | 17123-097-015270 | UNIV OF SO ALA/SAFETY ENV COMPLIANCE
47373 | Currently in Use |  | 1997-12-16 |  | Petroleum | On road diesel | On road diesel | State/Federal Government | Fiberglass coated steel | Fiberglass coated steel |  |  | FLEX |  | 1901-01-01 | Catchment Basin | Automatic shutoff device At 95% full | Automatic shutoff device At 95% full | Interstitial Monitoring within Secondary Containment |  | Automatic Tank Gauge | [8 empty] | UST Currently In Use: 6; UST Temp Close: 0; AST Currently In Use: 2; AST Temp Closed: 0 | 6 | 0 | 14 | 17123-097-015270 | UNIV OF SO ALA/SAFETY ENV COMPLIANCE
47374 | Currently in Use |  | 1997-12-29 |  | Petroleum | On road diesel | On road diesel | State/Federal Government | Fiberglass coated steel | Fiberglass coated steel |  |  | FLEX |  | 1901-01-01 | Catchment Basin | Automatic shutoff device At 95% full | Automatic shutoff device At 95% full | Interstitial Monitoring within Secondary Containment |  | Automatic Tank Gauge | [8 empty] | UST Currently In Use: 6; UST Temp Close: 0; AST Currently In Use: 2; AST Temp Closed: 0 | 6 | 0 | 14 | 17123-097-015270 | UNIV OF SO ALA/SAFETY ENV COMPLIANCE
47375 | Currently in Use |  | 1997-11-04 |  | Petroleum | Premium gasoline | Premium gasoline | Retail | Single Wall | Fiberglass reinforced plastic |  |  | Flexible |  |  | Catchment Basin | Flow Rest 90% Full | Flow Rest 90% Full |  |  | Continuous Automatic Tank Gauge | Single walled submersible pump containment sump | Automatic flow restrictor (MLLD) | Automatic flow restrictor (MLLD) |  |  | Annual line testing | Annual line testing |  | UST Currently In Use: 4; UST Temp Close: 0; AST Currently In Use: 0; AST Temp Closed: 0 | 4 | 0 | 0 | 24037-103-017950 | SHREE AMBE LLC
47376 | Currently in Use |  | 1997-11-04 |  | Petroleum | Unleaded gasoline | Unleaded gasoline | Retail | Single Wall | Fiberglass reinforced plastic |  |  | Flexible |  |  | Catchment Basin | Flow Rest 90% Full | Flow Rest 90% Full |  |  | Continuous Automatic Tank Gauge | Single walled submersible pump containment sump | Containment Sump | Automatic flow restrictor (MLLD) |  |  | Annual line testing | Annual line testing |  | UST Currently In Use: 4; UST Temp Close: 0; AST Currently In Use: 0; AST Temp Closed: 0 | 4 | 0 | 0 | 24037-103-017950 | SHREE AMBE LLC
47377 | Currently in Use |  | 1997-11-04 |  | Petroleum | On road diesel | On road diesel | Retail | Fiberglass reinforced plastic | Fiberglass reinforced plastic |  |  | Flexible |  |  | Catchment Basin | Flow Rest 90% Full | Flow Rest 90% Full |  |  | Continuous Automatic Tank Gauge | Single walled submersible pump containment sump | Containment Sump | Automatic flow restrictor (MLLD) |  |  | Annual line testing | Annual line testing |  | UST Currently In Use: 4; UST Temp Close: 0; AST Currently In Use: 0; AST Temp Closed: 0 | 4 | 0 | 0 | 24037-103-017950 | SHREE AMBE LLC
47378 | Currently in Use |  | 1997-11-04 |  | Petroleum | Unleaded gasoline | Unleaded gasoline | Retail | Fiberglass reinforced plastic | Fiberglass reinforced plastic |  |  | Double Wall |  |  | Catchment Basin | Automatic shutoff device At 95% full | Automatic shutoff device At 95% full |  |  | Continuous Automatic Tank Gauge | [8 empty] | UST Currently In Use: 4; UST Temp Close: 0; AST Currently In Use: 0; AST Temp Closed: 0 | 4 | 0 | 0 | 24037-103-017950 | SHREE AMBE LLC
47379 | Currently in Use |  | 1997-12-04 |  | Petroleum | On road diesel | On road diesel | Emergency Power Generator | Fiberglass coated steel | Fiberglass coated steel |  |  | FLEX |  | 1901-01-01 | Catchment Basin | Automatic shutoff device At 95% full | Automatic shutoff device At 95% full | Interstitial Monitoring within Secondary Containment |  | Automatic Tank Gauge | [8 empty] | UST Currently In Use: 6; UST Temp Close: 0; AST Currently In Use: 2; AST Temp Closed: 0 | 6 | 0 | 14 | 17123-097-015270 | UNIV OF SO ALA/SAFETY ENV COMPLIANCE
47380 | Currently in Use |  | 1997-05-09 |  | Petroleum | On road diesel | On road diesel | Emergency Power Generator | Fiberglass reinforced plastic | Double Wall |  |  | COPPER |  |  | Catchment Basin | Automatic shutoff device At 95% full | Audible high level alarm At 90% full | Interstitial Monitoring within Secondary Containment | SENSOR TO ATG | Automatic Tank Gauge | Single walled submersible pump containment sump | [7 empty] | UST Currently In Use: 1; UST Temp Close: 0; AST Currently In Use: 0; AST Temp Closed: 0 | 1 | 0 | 2 | 14462-059-012202 | BELLSOUTH TELECOMM. DBA AT&T ALA.
47381 | Permanently Closed | 1998-08-18 | 1986-05-01 | 1998-08-18 | Petroleum | Unleaded gasoline | Unleaded gasoline | Retail | Steel | Steel | Coated & cathodic protection (sti-P3) |  | Steel |  | 1901-01-01 | Catchment Basin | Automatic shutoff device At 95% full | Automatic shutoff device At 95% full | [11 empty] | UST Currently In Use: 3; UST Temp Close: 0; AST Currently In Use: 0; AST Temp Closed: 0 | 3 | 0 | 5 | 21127-019-017951 | ONE STOP FOOD MART
47382 | Permanently Closed | 1998-08-18 | 1986-05-01 | 1998-08-18 | Petroleum | Unleaded gasoline | Unleaded gasoline | Retail | Steel | Steel | Coated & cathodic protection (sti-P3) |  | Steel |  | 1901-01-01 | Catchment Basin | Automatic shutoff device At 95% full | Automatic shutoff device At 95% full | [11 empty] | UST Currently In Use: 3; UST Temp Close: 0; AST Currently In Use: 0; AST Temp Closed: 0 | 3 | 0 | 5 | 21127-019-017951 | ONE STOP FOOD MART
47383 | Permanently Closed | 1998-08-18 | 1986-05-01 | 1998-08-18 | Petroleum | Unleaded gasoline | Unleaded gasoline | Retail | Steel | Steel | Coated & cathodic protection (sti-P3) |  | Steel |  | 1901-01-01 | Catchment Basin | Automatic shutoff device At 95% full | Automatic shutoff device At 95% full | [11 empty] | UST Currently In Use: 3; UST Temp Close: 0; AST Currently In Use: 0; AST Temp Closed: 0 | 3 | 0 | 5 | 21127-019-017951 | ONE STOP FOOD MART
47384 | Permanently Closed | 1998-08-18 | 1986-05-01 | 1998-08-18 | Petroleum | On road diesel | On road diesel | Retail | Steel | Steel | Coated & cathodic protection (sti-P3) |  | Steel |  | 1901-01-01 | Catchment Basin | Automatic shutoff device At 95% full | Automatic shutoff device At 95% full | [11 empty] | UST Currently In Use: 3; UST Temp Close: 0; AST Currently In Use: 0; AST Temp Closed: 0 | 3 | 0 | 5 | 21127-019-017951 | ONE STOP FOOD MART
47385 | Permanently Closed | 1998-08-18 | 1986-05-01 | 1998-08-18 | Petroleum | Kerosene | Kerosene | Retail | Steel | Steel | Coated & cathodic protection (sti-P3) |  | Steel |  | 1901-01-01 | Catchment Basin | Automatic shutoff device At 95% full | Automatic shutoff device At 95% full | [11 empty] | UST Currently In Use: 3; UST Temp Close: 0; AST Currently In Use: 0; AST Temp Closed: 0 | 3 | 0 | 5 | 21127-019-017951 | ONE STOP FOOD MART
47386 | Currently in Use |  | 1990-05-10 |  | Petroleum | Unleaded gasoline | Unleaded gasoline | Retail | Single Wall | Single Wall | Coated & cathodic protection (sti-P3) |  | Fiberglass reinforced plastic |  |  | Catchment Basin | Automatic shutoff device At 95% full | Automatic shutoff device At 95% full |  |  | Statistical Inventory Reconciliation (SIR) |  | Automatic flow restrictor (MLLD) | Automatic flow restrictor (MLLD) |  |  | Statistical inventory reconciliation (SIR) | Statistical inventory reconciliation (SIR) |  | UST Currently In Use: 4; UST Temp Close: 0; AST Currently In Use: 0; AST Temp Closed: 0 | 4 | 0 | 0 | 23015-019-017952 | HILL'S 411 GROCERY
47387 | Currently in Use |  | 1990-05-10 |  | Petroleum | Unleaded gasoline | Unleaded gasoline | Retail | Steel | Single Wall | Coated & cathodic protection (sti-P3) |  | Single Wall |  |  | Catchment Basin | Automatic shutoff device At 95% full | Automatic shutoff device At 95% full |  |  | Statistical Inventory Reconciliation (SIR) |  | Automatic flow restrictor (MLLD) | Automatic flow restrictor (MLLD) |  |  | Statistical inventory reconciliation (SIR) | Statistical inventory reconciliation (SIR) |  | UST Currently In Use: 4; UST Temp Close: 0; AST Currently In Use: 0; AST Temp Closed: 0 | 4 | 0 | 0 | 23015-019-017952 | HILL'S 411 GROCERY
47388 | Currently in Use |  | 1990-05-10 |  | Petroleum | On road diesel | On road diesel | Retail | Steel | Single Wall | Coated & cathodic protection (sti-P3) |  | Fiberglass reinforced plastic |  |  | Catchment Basin | Automatic shutoff device At 95% full | Automatic shutoff device At 95% full |  |  | Statistical Inventory Reconciliation (SIR) |  | Automatic flow restrictor (MLLD) | Automatic flow restrictor (MLLD) |  |  | Statistical inventory reconciliation (SIR) | Statistical inventory reconciliation (SIR) |  | UST Currently In Use: 4; UST Temp Close: 0; AST Currently In Use: 0; AST Temp Closed: 0 | 4 | 0 | 0 | 23015-019-017952 | HILL'S 411 GROCERY
47389 | Currently in Use |  | 1990-05-10 |  | Petroleum | Other, OFFROAD | Other | Retail | Single Wall | Single Wall | Coated & cathodic protection (sti-P3) |  | Fiberglass reinforced plastic |  |  | Catchment Basin | Automatic shutoff device At 95% full | Automatic shutoff device At 95% full |  |  | Statistical Inventory Reconciliation (SIR) |  | Automatic flow restrictor (MLLD) | Automatic flow restrictor (MLLD) |  |  | Statistical inventory reconciliation (SIR) | Statistical inventory reconciliation (SIR) |  | UST Currently In Use: 4; UST Temp Close: 0; AST Currently In Use: 0; AST Temp Closed: 0 | 4 | 0 | 0 | 23015-019-017952 | HILL'S 411 GROCERY
47390 | Currently in Use |  | 1991-06-10 |  | Petroleum | Unleaded gasoline | Unleaded gasoline | Retail | Steel | Single Wall | Coated & cathodic protection (sti-P3) |  | Fiberglass reinforced plastic |  |  | Catchment Basin | Automatic shutoff device At 95% full | Automatic shutoff device At 95% full |  |  | Continuous Automatic Tank Gauge | [8 empty] | UST Currently In Use: 3; UST Temp Close: 0; AST Currently In Use: 1; AST Temp Closed: 0 | 3 | 0 | 0 | 23538-019-017953 | NAVIN PATEL & VARSHA PATEL
47391 | Currently in Use |  | 1991-06-10 |  | Petroleum | Mid-grade gasoline | Mid-grade gasoline | Retail | Single Wall | Single Wall | Coated & cathodic protection (sti-P3) |  | Fiberglass reinforced plastic |  |  | Catchment Basin | Automatic shutoff device At 95% full | Automatic shutoff device At 95% full |  |  | Continuous Automatic Tank Gauge | [8 empty] | UST Currently In Use: 3; UST Temp Close: 0; AST Currently In Use: 1; AST Temp Closed: 0 | 3 | 0 | 0 | 23538-019-017953 | NAVIN PATEL & VARSHA PATEL
47392 | Currently in Use |  | 1991-06-10 |  | Petroleum | Premium gasoline | Premium gasoline | Retail | Single Wall | Single Wall | Coated & cathodic protection (sti-P3) |  | Fiberglass reinforced plastic |  |  | Catchment Basin | Automatic shutoff device At 95% full | Automatic shutoff device At 95% full |  |  | Continuous Automatic Tank Gauge | [8 empty] | UST Currently In Use: 3; UST Temp Close: 0; AST Currently In Use: 1; AST Temp Closed: 0 | 3 | 0 | 0 | 23538-019-017953 | NAVIN PATEL & VARSHA PATEL
47393 | Currently in Use |  | 1990-12-15 |  | Petroleum | Unleaded gasoline | Unleaded gasoline | Retail | Single Wall | Single Wall | Coated & cathodic protection (sti-P3) |  | Single Wall |  |  | Catchment Basin | Automatic shutoff device At 95% full | Automatic shutoff device At 95% full |  |  | Statistical Inventory Reconciliation (SIR) |  | Automatic flow restrictor (MLLD) | Automatic flow restrictor (MLLD) |  |  | Statistical inventory reconciliation (SIR) | Statistical inventory reconciliation (SIR) |  | UST Currently In Use: 4; UST Temp Close: 1; AST Currently In Use: 0; AST Temp Closed: 0 | 4 | 1 | 0 | 10878-019-017954 | CEDAR BLUFF OIL CO
47394 | Currently in Use |  | 1990-12-15 |  | Petroleum | Other, OFFROAD | Other | Retail | Steel | Single Wall | Coated & cathodic protection (sti-P3) |  | Single Wall |  |  | Catchment Basin | Automatic shutoff device At 95% full | Automatic shutoff device At 95% full |  |  | Statistical Inventory Reconciliation (SIR) |  | Automatic flow restrictor (MLLD) | Automatic flow restrictor (MLLD) |  |  | Statistical inventory reconciliation (SIR) | Statistical inventory reconciliation (SIR) |  | UST Currently In Use: 4; UST Temp Close: 1; AST Currently In Use: 0; AST Temp Closed: 0 | 4 | 1 | 0 | 10878-019-017954 | CEDAR BLUFF OIL CO
47395 | Currently in Use |  | 1990-12-15 |  | Petroleum | Other, CONV | Other | Retail | Single Wall | Single Wall | Coated & cathodic protection (sti-P3) |  | Single Wall |  |  | Catchment Basin | Automatic shutoff device At 95% full | Automatic shutoff device At 95% full |  |  | Statistical Inventory Reconciliation (SIR) |  | Automatic flow restrictor (MLLD) | Automatic flow restrictor (MLLD) |  |  | Statistical inventory reconciliation (SIR) | Statistical inventory reconciliation (SIR) |  | UST Currently In Use: 4; UST Temp Close: 1; AST Currently In Use: 0; AST Temp Closed: 0 | 4 | 1 | 0 | 10878-019-017954 | CEDAR BLUFF OIL CO
47396 | Currently in Use |  | 1990-12-15 |  | Petroleum | On road diesel | On road diesel | Retail | Single Wall | Single Wall | Coated & cathodic protection (sti-P3) |  | Fiberglass reinforced plastic |  |  | Catchment Basin | Automatic shutoff device At 95% full | Automatic shutoff device At 95% full |  |  | Statistical Inventory Reconciliation (SIR) |  | Automatic flow restrictor (MLLD) | Automatic flow restrictor (MLLD) |  |  | Statistical inventory reconciliation (SIR) | Statistical inventory reconciliation (SIR) |  | UST Currently In Use: 4; UST Temp Close: 1; AST Currently In Use: 0; AST Temp Closed: 0 | 4 | 1 | 0 | 10878-019-017954 | CEDAR BLUFF OIL CO
47397 | Temporary Closed | 2009-09-01 | 1990-12-15 |  | Petroleum | Kerosene | Kerosene | Retail | Single Wall | Single Wall | Coated & cathodic protection (sti-P3) |  | Single Wall |  |  | Catchment Basin | Automatic shutoff device At 95% full | Automatic shutoff device At 95% full | [11 empty] | UST Currently In Use: 4; UST Temp Close: 1; AST Currently In Use: 0; AST Temp Closed: 0 | 4 | 1 | 0 | 10878-019-017954 | CEDAR BLUFF OIL CO
47398 | Currently in Use |  | 1993-05-15 |  | Petroleum | Unleaded gasoline | Unleaded gasoline | Retail | Single Wall | Single Wall | Coated & cathodic protection (sti-P3) |  | Single Wall |  |  | Catchment Basin | Automatic shutoff device At 95% full | Automatic shutoff device At 95% full |  |  | Statistical Inventory Reconciliation (SIR) | [8 empty] | UST Currently In Use: 3; UST Temp Close: 0; AST Currently In Use: 0; AST Temp Closed: 0 | 3 | 0 | 0 | 25841-019-017958 | MISTI HYDE
47399 | Currently in Use |  | 1993-05-15 |  | Petroleum | Mid-grade gasoline | Mid-grade gasoline | Retail | Single Wall | Single Wall | Coated & cathodic protection (sti-P3) |  | Single Wall |  |  | Catchment Basin | Automatic shutoff device At 95% full | Automatic shutoff device At 95% full |  |  | Statistical Inventory Reconciliation (SIR) | [8 empty] | UST Currently In Use: 3; UST Temp Close: 0; AST Currently In Use: 0; AST Temp Closed: 0 | 3 | 0 | 0 | 25841-019-017958 | MISTI HYDE
47400 | Currently in Use |  | 1993-05-15 |  | Petroleum | On road diesel | On road diesel | Retail | Steel | Single Wall | Coated & cathodic protection (sti-P3) |  | Fiberglass reinforced plastic |  |  | Catchment Basin | Automatic shutoff device At 95% full | Automatic shutoff device At 95% full |  |  | Statistical Inventory Reconciliation (SIR) | [8 empty] | UST Currently In Use: 3; UST Temp Close: 0; AST Currently In Use: 0; AST Temp Closed: 0 | 3 | 0 | 0 | 25841-019-017958 | MISTI HYDE
47401 | Temporary Closed | 2015-10-19 | 1989-09-15 |  | Petroleum | Unleaded gasoline | Unleaded gasoline | Retail | Single Wall | Single Wall | Coated & cathodic protection (sti-P3) |  | Fiberglass reinforced plastic |  |  | Catchment Basin | Automatic shutoff device At 95% full | Automatic shutoff device At 95% full |  |  | Statistical Inventory Reconciliation (SIR) |  | Automatic flow restrictor (MLLD) | Automatic flow restrictor (MLLD) |  |  | Statistical inventory reconciliation (SIR) | Statistical inventory reconciliation (SIR) |  | UST Currently In Use: 0; UST Temp Close: 3; AST Currently In Use: 2; AST Temp Closed: 0 | 0 | 3 | 5 | 10878-019-008085 | CEDAR BLUFF OIL CO
47402 | Temporary Closed | 2015-10-19 | 1989-09-15 |  | Petroleum | Mid-grade gasoline | Mid-grade gasoline | Retail | Steel | Single Wall | Coated & cathodic protection (sti-P3) |  | Fiberglass reinforced plastic |  |  | Catchment Basin | Automatic shutoff device At 95% full | Automatic shutoff device At 95% full |  |  | Statistical Inventory Reconciliation (SIR) |  | Automatic flow restrictor (MLLD) | Automatic flow restrictor (MLLD) |  |  | Statistical inventory reconciliation (SIR) | Statistical inventory reconciliation (SIR) |  | UST Currently In Use: 0; UST Temp Close: 3; AST Currently In Use: 2; AST Temp Closed: 0 | 0 | 3 | 5 | 10878-019-008085 | CEDAR BLUFF OIL CO
47403 | Temporary Closed | 2015-10-19 | 1989-09-15 |  | Petroleum | Premium gasoline | Premium gasoline | Retail | Single Wall | Single Wall | Coated & cathodic protection (sti-P3) |  | Fiberglass reinforced plastic |  |  | Catchment Basin | Automatic shutoff device At 95% full | Automatic shutoff device At 95% full |  |  | Statistical Inventory Reconciliation (SIR) |  | Automatic flow restrictor (MLLD) | Automatic flow restrictor (MLLD) |  |  | Statistical inventory reconciliation (SIR) | Statistical inventory reconciliation (SIR) |  | UST Currently In Use: 0; UST Temp Close: 3; AST Currently In Use: 2; AST Temp Closed: 0 | 0 | 3 | 5 | 10878-019-008085 | CEDAR BLUFF OIL CO
47404 | Permanently Closed | 2004-01-13 | 1989-09-15 | 2004-01-13 | Petroleum | On road diesel | On road diesel | Retail | Steel | Steel |  | Painted or None | Fiberglass reinforced plastic |  | 1901-01-01 | Catchment Basin | Automatic shutoff device At 95% full | Automatic shutoff device At 95% full |  |  | Statistical Inventory Reconciliation (SIR) | [5 empty] | Annual line testing | Annual line testing |  | UST Currently In Use: 0; UST Temp Close: 3; AST Currently In Use: 2; AST Temp Closed: 0 | 0 | 3 | 5 | 10878-019-008085 | CEDAR BLUFF OIL CO
47405 | Permanently Closed | 2004-01-13 | 1989-09-15 |  | Petroleum | Kerosene | Kerosene | Retail | Steel | Steel |  | Painted or None | Fiberglass reinforced plastic |  | 1901-01-01 | Catchment Basin | Automatic shutoff device At 95% full | Automatic shutoff device At 95% full |  |  | Statistical Inventory Reconciliation (SIR) | [8 empty] | UST Currently In Use: 0; UST Temp Close: 3; AST Currently In Use: 2; AST Temp Closed: 0 | 0 | 3 | 5 | 10878-019-008085 | CEDAR BLUFF OIL CO
47406 | Currently in Use |  | 1993-08-01 |  | Petroleum | Unleaded gasoline | Unleaded gasoline | Retail | Single Wall | Single Wall | Coated & cathodic protection (sti-P3) |  | Fiberglass reinforced plastic |  |  | Catchment Basin | Automatic shutoff device At 95% full | Automatic shutoff device At 95% full |  |  | Statistical Inventory Reconciliation (SIR) | [8 empty] | UST Currently In Use: 2; UST Temp Close: 0; AST Currently In Use: 0; AST Temp Closed: 0 | 2 | 0 | 0 | 10878-019-017956 | CEDAR BLUFF OIL CO
47407 | Currently in Use |  | 1993-08-01 |  | Petroleum | Unleaded gasoline | Unleaded gasoline | Retail | Steel | Single Wall | Coated & cathodic protection (sti-P3) |  | Single Wall |  |  | Catchment Basin | 4R/4P | Automatic shutoff device At 95% full |  |  | Statistical Inventory Reconciliation (SIR) | [8 empty] | UST Currently In Use: 2; UST Temp Close: 0; AST Currently In Use: 0; AST Temp Closed: 0 | 2 | 0 | 0 | 10878-019-017956 | CEDAR BLUFF OIL CO
47408 | Currently in Use |  | 1997-03-25 |  | Petroleum | On road diesel | On road diesel | Retail | Fiberglass reinforced plastic | Fiberglass reinforced plastic |  |  | Single Wall |  | 1901-01-01 | Catchment Basin | Automatic shutoff device At 95% full | Automatic shutoff device At 95% full |  |  | Automatic Tank Gauge | [8 empty] | UST Currently In Use: 3; UST Temp Close: 0; AST Currently In Use: 0; AST Temp Closed: 0 | 3 | 0 | 0 | 24276-111-017233 | HARESHCHANDRA PATEL
47409 | Currently in Use |  | 1997-03-25 |  | Petroleum | Other, OFFROAD | Other | Retail | Fiberglass reinforced plastic | Fiberglass reinforced plastic |  |  | Fiberglass reinforced plastic |  | 1901-01-01 | Catchment Basin | Automatic shutoff device At 95% full | Automatic shutoff device At 95% full |  |  | Automatic Tank Gauge | [8 empty] | UST Currently In Use: 3; UST Temp Close: 0; AST Currently In Use: 0; AST Temp Closed: 0 | 3 | 0 | 0 | 24276-111-017233 | HARESHCHANDRA PATEL
47410 | Currently in Use |  | 1997-12-12 |  | Petroleum | Kerosene | Kerosene | Retail | GLASTEEL | Fiberglass coated steel |  |  | ENVIRON |  |  | Catchment Basin | Automatic shutoff device At 95% full | Automatic shutoff device At 95% full |  |  | Automatic Tank Gauge |  | Automatic flow restrictor (MLLD) | Automatic flow restrictor (MLLD) |  |  | Annual line testing | Annual line testing |  | UST Currently In Use: 4; UST Temp Close: 0; AST Currently In Use: 0; AST Temp Closed: 0 | 4 | 0 | 0 | 22836-071-015791 | M & R UNITED, INC.
47411 | Permanently Closed | 1998-02-01 | 1972-01-01 | 1998-02-25 | Petroleum | Other, HEATINGOIL | Other |  | Steel | Steel |  | Painted or None | Fiberglass reinforced plastic |  | 1901-01-01 | [14 empty] | UST Currently In Use: 1; UST Temp Close: 0; AST Currently In Use: 1; AST Temp Closed: 0 | 1 | 0 | 3 | 23526-077-017959 | RCHP - FLORENCE LLC
47412 | Permanently Closed | 1998-02-01 | 1972-01-01 | 1998-02-25 | Petroleum | On road diesel | On road diesel | Emergency power generator | Steel | Steel |  | Painted or None | Steel |  | 1901-01-01 | [14 empty] | UST Currently In Use: 1; UST Temp Close: 0; AST Currently In Use: 1; AST Temp Closed: 0 | 1 | 0 | 3 | 23526-077-017959 | RCHP - FLORENCE LLC
47413 | Permanently Closed | 1998-02-01 | 1972-01-01 | 1998-02-25 | Petroleum | Other, HEATINGOIL | Other | Emergency power generator | Steel | Steel |  | Painted or None | Steel |  | 1901-01-01 | [14 empty] | UST Currently In Use: 1; UST Temp Close: 0; AST Currently In Use: 1; AST Temp Closed: 0 | 1 | 0 | 3 | 23526-077-017959 | RCHP - FLORENCE LLC
47414 | Permanently Closed | 2010-03-01 | 1995-02-01 | 2011-04-08 | Petroleum | Unleaded gasoline | Unleaded gasoline | Retail | Fiberglass reinforced plastic | Fiberglass reinforced plastic |  |  | Fiberglass reinforced plastic |  | 1901-01-01 | Catchment Basin | Automatic shutoff device At 95% full | Automatic shutoff device At 95% full |  |  | Statistical Inventory Reconciliation (SIR) | [8 empty] | UST Currently In Use: 0; UST Temp Close: 0; AST Currently In Use: 0; AST Temp Closed: 0 | 0 | 0 | 4 | 21132-095-014859 | TOM V ELLENBURG
47415 | Permanently Closed | 2007-05-17 | 1997-08-30 | 2007-05-17 | Petroleum | Unleaded gasoline | Unleaded gasoline | Retail | Fiberglass reinforced plastic | Fiberglass reinforced plastic |  |  | DOUBLEWALL |  | 1901-01-01 | Catchment Basin | Automatic shutoff device At 95% full | Automatic shutoff device At 95% full | Interstitial Monitoring within Secondary Containment |  | Continuous Automatic Tank Gauge |  |  |  | Interstitial Monitoring within Secondary Containment |  | Annual line testing | Annual line testing |  | UST Currently In Use: 0; UST Temp Close: 0; AST Currently In Use: 0; AST Temp Closed: 0 | 0 | 0 | 3 | 14547-089-017960 | THE SPENCER COMPANIES INC
47416 | Permanently Closed | 2007-05-17 | 1997-08-30 | 2007-05-17 | Petroleum | Premium gasoline | Premium gasoline | Retail | Fiberglass reinforced plastic | Fiberglass reinforced plastic |  |  | DOUBLEWALL |  | 1901-01-01 | Catchment Basin | Automatic shutoff device At 95% full | Automatic shutoff device At 95% full | Interstitial Monitoring within Secondary Containment |  | Continuous Automatic Tank Gauge |  |  |  | Interstitial Monitoring within Secondary Containment |  | Annual line testing | Annual line testing |  | UST Currently In Use: 0; UST Temp Close: 0; AST Currently In Use: 0; AST Temp Closed: 0 | 0 | 0 | 3 | 14547-089-017960 | THE SPENCER COMPANIES INC
47417 | Permanently Closed | 2007-05-17 | 1997-08-30 | 2007-05-17 | Petroleum | On road diesel | On road diesel | Retail | Fiberglass reinforced plastic | Fiberglass reinforced plastic |  |  | DOUBLEWALL |  | 1901-01-01 | Catchment Basin | Automatic shutoff device At 95% full | Automatic shutoff device At 95% full | Interstitial Monitoring within Secondary Containment |  | Continuous Automatic Tank Gauge |  |  |  | Interstitial Monitoring within Secondary Containment |  | Annual line testing | Annual line testing |  | UST Currently In Use: 0; UST Temp Close: 0; AST Currently In Use: 0; AST Temp Closed: 0 | 0 | 0 | 3 | 14547-089-017960 | THE SPENCER COMPANIES INC
47418 | Currently in Use |  | 1997-08-19 |  | Petroleum | Unleaded gasoline | Unleaded gasoline | Retail | Steel | Steel | Coated & cathodic protection (sti-P3) |  | Fiberglass reinforced plastic |  |  | Catchment Basin | Flow Rest 90% Full | Flow Rest 90% Full |  |  | Continuous Automatic Tank Gauge |  | Automatic flow restrictor (MLLD) | Automatic flow restrictor (MLLD) | Interstitial Monitoring within Secondary Containment |  | Annual line testing | Annual line testing |  | UST Currently In Use: 2; UST Temp Close: 0; AST Currently In Use: 0; AST Temp Closed: 0 | 2 | 0 | 0 | 24662-075-017962 | DAVID M. SHAW
47419 | Currently in Use |  | 1997-08-19 |  | Petroleum | On road diesel | On road diesel | Retail | Steel | Steel | Coated & cathodic protection (sti-P3) |  | Fiberglass reinforced plastic |  |  | Catchment Basin | Flow Rest 90% Full | Flow Rest 90% Full |  |  | Continuous Automatic Tank Gauge |  | Containment Sump | Automatic flow restrictor (MLLD) | Interstitial Monitoring within Secondary Containment |  | Annual line testing | Annual line testing |  | UST Currently In Use: 2; UST Temp Close: 0; AST Currently In Use: 0; AST Temp Closed: 0 | 2 | 0 | 0 | 24662-075-017962 | DAVID M. SHAW
47420 | Permanently Closed | 2006-02-08 | 1997-01-01 | 2006-02-08 | Petroleum | Unleaded gasoline | Unleaded gasoline | Retail | Steel | Steel | Coated & cathodic protection (sti-P3) |  | Fiberglass reinforced plastic |  | 1901-01-01 | Catchment Basin | Flow Rest 90% Full | Flow Rest 90% Full |  |  | Automatic Tank Gauge |  |  |  | Interstitial Monitoring within Secondary Containment |  | Continuous alarm system | Continuous alarm system |  | UST Currently In Use: 0; UST Temp Close: 0; AST Currently In Use: 0; AST Temp Closed: 0 | 0 | 0 | 2 | 15201-115-017963 | VULCAN OIL COMPANY INC.
47421 | Permanently Closed | 2006-02-08 | 1997-01-01 | 2006-02-08 | Petroleum | Premium gasoline | Premium gasoline | Retail | Steel | Steel | Coated & cathodic protection (sti-P3) |  | Fiberglass reinforced plastic |  | 1901-01-01 | Catchment Basin | Flow Rest 90% Full | Flow Rest 90% Full |  |  | Automatic Tank Gauge |  |  |  | Interstitial Monitoring within Secondary Containment |  | Continuous alarm system | Continuous alarm system |  | UST Currently In Use: 0; UST Temp Close: 0; AST Currently In Use: 0; AST Temp Closed: 0 | 0 | 0 | 2 | 15201-115-017963 | VULCAN OIL COMPANY INC.
47422 | Permanently Closed | 2010-08-04 | 1998-03-01 | 2010-08-04 | Petroleum | On road diesel | On road diesel | Emergency Power Generator | Fiberglass coated steel | Fiberglass coated steel |  |  | Flexible |  | 1901-01-01 | Catchment Basin | Flow Rest 90% Full | Flow Rest 90% Full |  |  | Continuous Automatic Tank Gauge | [8 empty] | UST Currently In Use: 0; UST Temp Close: 0; AST Currently In Use: 0; AST Temp Closed: 0 | 0 | 0 | 2 | 19582-077-017181 | FLORENCE HOUSING AUTHORITY
47423 | Permanently Closed | 2010-05-13 | 1998-03-01 | 2010-05-13 | Petroleum | On road diesel | On road diesel | Emergency Power Generator | Fiberglass coated steel | Fiberglass coated steel |  |  | Flexible |  | 1901-01-01 | Catchment Basin | Flow Rest 90% Full | Flow Rest 90% Full |  |  | Automatic Tank Gauge | [8 empty] | UST Currently In Use: 0; UST Temp Close: 0; AST Currently In Use: 0; AST Temp Closed: 0 | 0 | 0 | 2 | 19582-077-017182 | FLORENCE HOUSING AUTHORITY
47426 | Cannot Locate or abandoned | 2004-07-01 | 1992-04-27 |  | Petroleum | Unleaded gasoline | Unleaded gasoline | Retail | Steel | Steel | Coated & cathodic protection (sti-P3) |  | Fiberglass reinforced plastic |  | 1901-01-01 | Catchment Basin | Flow Rest 90% Full | Flow Rest 90% Full | [11 empty] | UST Currently In Use: 0; UST Temp Close: 0; AST Currently In Use: 0; AST Temp Closed: 0 | 0 | 0 | 5 | 23947-079-012376 | OSCAR AND KIM LYBRAND
47427 | Currently in Use |  | 1997-12-01 |  | Petroleum | Unleaded gasoline | Unleaded gasoline | Retail | Steel | Steel | Coated & cathodic protection (sti-P3) |  | Flexible |  |  | Catchment Basin | Automatic shutoff device At 95% full | Automatic shutoff device At 95% full |  |  | Continuous Automatic Tank Gauge |  | Automatic flow restrictor (MLLD) | Automatic flow restrictor (MLLD) |  |  | Annual line testing | Annual line testing |  | UST Currently In Use: 2; UST Temp Close: 0; AST Currently In Use: 0; AST Temp Closed: 0 | 2 | 0 | 0 | 20875-039-017964 | GITTY UP-N-GO, INC.
47428 | Currently in Use |  | 1997-12-01 |  | Petroleum | On road diesel | On road diesel | Retail | Steel | Steel | Coated & cathodic protection (sti-P3) |  | Flexible |  |  | Catchment Basin | Automatic shutoff device At 95% full | Automatic shutoff device At 95% full |  |  | Continuous Automatic Tank Gauge |  | Automatic flow restrictor (MLLD) | Automatic flow restrictor (MLLD) |  |  | Annual line testing | Annual line testing |  | UST Currently In Use: 2; UST Temp Close: 0; AST Currently In Use: 0; AST Temp Closed: 0 | 2 | 0 | 0 | 20875-039-017964 | GITTY UP-N-GO, INC.
47429 | Permanently Closed | 2021-11-01 | 1997-06-01 | 2021-11-16 | Petroleum | Unleaded gasoline | Unleaded gasoline | Industrial | Fiberglass reinforced plastic | Fiberglass reinforced plastic |  |  | Double Wall |  | 1901-01-01 | Catchment Basin | Flow Rest 90% Full | Flow Rest 90% Full |  |  | Automatic Tank Gauge | Single walled submersible pump containment sump | Automatic flow restrictor (MLLD) | Automatic flow restrictor (MLLD) | Interstitial Monitoring within Secondary Containment | SENSOR TO ATG | Continuous alarm system | Annual line testing |  | UST Currently In Use: 0; UST Temp Close: 0; AST Currently In Use: 0; AST Temp Closed: 0 | 0 | 0 | 2 | 11144-089-001414 | COATES MOTOR RENTAL, INC
47430 | Currently in Use |  | 1997-05-15 |  | Petroleum | Unleaded gasoline | Unleaded gasoline | Retail | Double Wall | Double Wall | Coated & cathodic protection (sti-P3) |  | Flexible | APT |  | Catchment Basin | Automatic shutoff device At 95% full | Automatic shutoff device At 95% full |  |  | Automatic Tank Gauge |  | Containment Sump | Automatic flow restrictor (MLLD) |  |  | Annual line testing | Annual line testing |  | UST Currently In Use: 1; UST Temp Close: 0; AST Currently In Use: 0; AST Temp Closed: 0 | 1 | 0 | 4 | 23781-061-000354 | SUN VALLEY MARKETS LLC
47431 | Permanently Closed | 2012-10-31 | 1997-11-25 | 2013-04-10 | Petroleum | On road diesel | On road diesel | Retail | Steel | Steel | Coated & cathodic protection (sti-P3) |  | Fiberglass reinforced plastic |  |  | Catchment Basin | Flow Rest 90% Full | Flow Rest 90% Full |  |  | Statistical Inventory Reconciliation (SIR) | [8 empty] | UST Currently In Use: 0; UST Temp Close: 0; AST Currently In Use: 0; AST Temp Closed: 0 | 0 | 0 | 4 | 12743-041-012490 | JETER OIL CO
47432 | Permanently Closed | 1998-12-09 | 1901-01-01 | 1998-12-09 | Petroleum | Unleaded gasoline | Unleaded gasoline | Local government | Steel | Steel |  |  | Steel |  | 1901-01-01 | Catchment Basin | [13 empty] | UST Currently In Use: 0; UST Temp Close: 1; AST Currently In Use: 0; AST Temp Closed: 0 | 0 | 1 | 1 | 18066-081-015855 | LEE CO BOARD OF EDUCATION
47433 | Permanently Closed | 1998-12-08 | 1901-01-01 | 1998-12-08 | Petroleum | Unleaded gasoline | Unleaded gasoline | Industrial | Steel | Steel |  |  | Steel |  | 1901-01-01 | [14 empty] | UST Currently In Use: 0; UST Temp Close: 1; AST Currently In Use: 0; AST Temp Closed: 0 | 0 | 1 | 1 | 18066-081-015852 | LEE CO BOARD OF EDUCATION
47434 | Permanently Closed | 1998-12-09 | 1901-01-01 | 1998-12-09 | Petroleum | Unleaded gasoline | Unleaded gasoline | Industrial | Steel | Steel |  |  | Steel |  | 1901-01-01 | [14 empty] | UST Currently In Use: 0; UST Temp Close: 1; AST Currently In Use: 0; AST Temp Closed: 0 | 0 | 1 | 1 | 18066-081-015856 | LEE CO BOARD OF EDUCATION
47435 | Permanently Closed | 1998-12-02 | 1901-01-01 | 1998-12-02 | Petroleum | Unleaded gasoline | Unleaded gasoline | Industrial | Steel | Steel |  |  | Steel |  | 1901-01-01 | [14 empty] | UST Currently In Use: 0; UST Temp Close: 1; AST Currently In Use: 0; AST Temp Closed: 0 | 0 | 1 | 1 | 18066-081-015854 | LEE CO BOARD OF EDUCATION
47436 | Permanently Closed | 1998-12-01 | 1901-01-01 | 1998-12-01 | Petroleum | Unleaded gasoline | Unleaded gasoline | Local Government | Steel | Steel |  |  | Steel |  | 1901-01-01 | [14 empty] | UST Currently In Use: 0; UST Temp Close: 1; AST Currently In Use: 0; AST Temp Closed: 0 | 0 | 1 | 2 | 18066-081-017966 | LEE CO BOARD OF EDUCATION
47437 | Permanently Closed | 1998-12-11 | 1901-01-01 | 1998-12-11 | Petroleum | On road diesel | On road diesel | Industrial | Steel | Steel |  |  |  |  | 1901-01-01 | [14 empty] | UST Currently In Use: 0; UST Temp Close: 1; AST Currently In Use: 0; AST Temp Closed: 0 | 0 | 1 | 2 | 18066-081-017966 | LEE CO BOARD OF EDUCATION
47438 | Temporary Closed | 2011-05-30 | 1988-03-24 |  | Petroleum | Unleaded gasoline | Unleaded gasoline | Retail | Fiberglass reinforced plastic | Fiberglass reinforced plastic |  |  | Fiberglass reinforced plastic |  | 1901-01-01 | Catchment Basin | Flow Rest 90% Full | Flow Rest 90% Full |  |  | Statistical Inventory Reconciliation (SIR) |  | Automatic flow restrictor (MLLD) | Automatic flow restrictor (MLLD) |  |  | Statistical inventory reconciliation (SIR) | Statistical inventory reconciliation (SIR) |  | UST Currently In Use: 0; UST Temp Close: 2; AST Currently In Use: 0; AST Temp Closed: 0 | 0 | 2 | 0 | 25577-127-017967 | RANAE SHANKLIN
47439 | Temporary Closed | 2011-05-30 | 1988-03-24 |  | Petroleum | Unleaded gasoline | Unleaded gasoline | Retail | Single Wall | Fiberglass reinforced plastic |  |  | Single Wall |  | 1901-01-01 | Catchment Basin | Flow Rest 90% Full | Flow Rest 90% Full |  |  | Statistical Inventory Reconciliation (SIR) |  | Automatic flow restrictor (MLLD) | Automatic flow restrictor (MLLD) |  |  | Statistical inventory reconciliation (SIR) | Statistical inventory reconciliation (SIR) |  | UST Currently In Use: 0; UST Temp Close: 2; AST Currently In Use: 0; AST Temp Closed: 0 | 0 | 2 | 0 | 25577-127-017967 | RANAE SHANKLIN
47440 | Currently in Use |  | 1996-10-30 |  | Petroleum | Unleaded gasoline | Unleaded gasoline | Retail | Steel | Steel | Coated & cathodic protection (sti-P3) |  | Flexible |  |  | Catchment Basin | Automatic shutoff device At 95% full | Automatic shutoff device At 95% full |  |  | Automatic Tank Gauge |  | Automatic flow restrictor (MLLD) | Automatic flow restrictor (MLLD) |  |  | Annual line testing | Annual line testing |  | UST Currently In Use: 2; UST Temp Close: 0; AST Currently In Use: 0; AST Temp Closed: 0 | 2 | 0 | 6 | 13663-109-011845 | SUNNY SOUTH
47441 | Currently in Use |  | 1997-07-16 |  | Petroleum | On road diesel | On road diesel | Retail | Steel | Steel | Coated & cathodic protection (sti-P3) |  | Flexible |  |  | Catchment Basin | Automatic shutoff device At 95% full | Automatic shutoff device At 95% full |  |  | Automatic Tank Gauge |  | Automatic flow restrictor (MLLD) | Automatic flow restrictor (MLLD) |  |  | Annual line testing | Annual line testing |  | UST Currently In Use: 2; UST Temp Close: 0; AST Currently In Use: 0; AST Temp Closed: 0 | 2 | 0 | 6 | 13663-109-011845 | SUNNY SOUTH
47442 | Currently in Use |  | 1996-10-30 |  | Petroleum | Unleaded gasoline | Unleaded gasoline | Retail | Steel | Single Wall | Coated & cathodic protection (sti-P3) |  | Flexible |  |  | Catchment Basin | Flow Rest 90% Full | Flow Rest 90% Full |  |  | Continuous Automatic Tank Gauge |  | Automatic shutoff device (AELLD) | Automatic shutoff device (AELLD) | [5 empty] | UST Currently In Use: 3; UST Temp Close: 0; AST Currently In Use: 0; AST Temp Closed: 0 | 3 | 0 | 0 | 20405-009-017968 | ONEONTA PETRO LLC
47443 | Currently in Use |  | 1996-10-30 |  | Petroleum | Premium gasoline | Premium gasoline | Retail | Single Wall | Single Wall | Coated & cathodic protection (sti-P3) |  | Double Wall |  |  | Catchment Basin | Flow Rest 90% Full | Flow Rest 90% Full |  |  | Continuous Automatic Tank Gauge |  | Automatic shutoff device (AELLD) | Automatic shutoff device (AELLD) | [5 empty] | UST Currently In Use: 3; UST Temp Close: 0; AST Currently In Use: 0; AST Temp Closed: 0 | 3 | 0 | 0 | 20405-009-017968 | ONEONTA PETRO LLC
47444 | Currently in Use |  | 1997-10-01 |  | Petroleum | Unleaded gasoline | Unleaded gasoline | Retail | Fiberglass reinforced plastic | Fiberglass reinforced plastic |  |  | Double Wall | ENVIRON | 1901-01-01 | Catchment Basin | Automatic shutoff device At 95% full | Automatic shutoff device At 95% full |  |  | Continuous Automatic Tank Gauge |  | Automatic flow restrictor (MLLD) | Automatic flow restrictor (MLLD) | Interstitial Monitoring within Secondary Containment | SENSOR TO ATG | Continuous alarm system | Annual line testing |  | UST Currently In Use: 3; UST Temp Close: 0; AST Currently In Use: 0; AST Temp Closed: 0 | 3 | 0 | 0 | 10564-115-017969 | BIRMINGHAM CONVENIENCE STORES INC
47445 | Currently in Use |  | 1997-10-01 |  | Petroleum | Premium gasoline | Premium gasoline | Retail | Fiberglass reinforced plastic | Fiberglass reinforced plastic |  |  | Double Wall | ENVIRON | 1901-01-01 | Catchment Basin | Automatic shutoff device At 95% full | Automatic shutoff device At 95% full |  |  | Continuous Automatic Tank Gauge |  | Containment Sump | Automatic flow restrictor (MLLD) | Interstitial Monitoring within Secondary Containment | SENSOR TO ATG | Annual line testing | Annual line testing |  | UST Currently In Use: 3; UST Temp Close: 0; AST Currently In Use: 0; AST Temp Closed: 0 | 3 | 0 | 0 | 10564-115-017969 | BIRMINGHAM CONVENIENCE STORES INC
47446 | Currently in Use |  | 1997-10-01 |  | Petroleum | On road diesel | On road diesel | Retail | Fiberglass reinforced plastic | Fiberglass reinforced plastic |  |  | Double Wall | ENVIRON | 1901-01-01 | Catchment Basin | Flow Rest 90% Full | Automatic shutoff device At 95% full |  |  | Continuous Automatic Tank Gauge |  | Automatic flow restrictor (MLLD) | Automatic flow restrictor (MLLD) | Interstitial Monitoring within Secondary Containment | SENSOR TO ATG | Annual line testing | Annual line testing |  | UST Currently In Use: 3; UST Temp Close: 0; AST Currently In Use: 0; AST Temp Closed: 0 | 3 | 0 | 0 | 10564-115-017969 | BIRMINGHAM CONVENIENCE STORES INC
47447 | Currently in Use |  | 1997-10-17 |  | Petroleum | Unleaded gasoline | Unleaded gasoline | Retail | GLASTEEL | Double Wall |  |  | Fiberglass reinforced plastic |  | 1901-01-01 | Catchment Basin | Flow Rest 90% Full | Flow Rest 90% Full | Interstitial Monitoring within Secondary Containment | SENSOR TO ATG |  |  | Automatic flow restrictor (MLLD) | Automatic flow restrictor (MLLD) | Interstitial Monitoring within Secondary Containment | SENSOR TO ATG | Continuous alarm system | Annual line testing |  | UST Currently In Use: 2; UST Temp Close: 0; AST Currently In Use: 0; AST Temp Closed: 0 | 2 | 0 | 0 | 26029-097-017970 | MM CS SERVICES LLC
47449 | Currently in Use |  | 1994-01-01 |  | Petroleum | Unleaded gasoline | Unleaded gasoline | Retail | Steel | Steel | Coated & cathodic protection (sti-P3) |  | Flexible |  |  | Catchment Basin | Audible high level alarm At 90% full | Audible high level alarm At 90% full |  |  | Automatic Tank Gauge |  | Automatic flow restrictor (MLLD) | Automatic flow restrictor (MLLD) |  | SENSOR TO ATG | Continuous alarm system | Annual line testing |  | UST Currently In Use: 5; UST Temp Close: 0; AST Currently In Use: 0; AST Temp Closed: 0 | 5 | 0 | 0 | 20420-123-017971 | JAMES & ANNETTE CLEVELAND
47450 | Currently in Use |  | 1994-01-01 |  | Petroleum | Unleaded gasoline | Unleaded gasoline | Retail | Steel | Steel | Coated & cathodic protection (sti-P3) |  | Flexible |  |  | Catchment Basin | Audible high level alarm At 90% full | Audible high level alarm At 90% full |  |  | Automatic Tank Gauge |  | Automatic flow restrictor (MLLD) | Automatic flow restrictor (MLLD) |  | SENSOR TO ATG | Continuous alarm system | Annual line testing |  | UST Currently In Use: 5; UST Temp Close: 0; AST Currently In Use: 0; AST Temp Closed: 0 | 5 | 0 | 0 | 20420-123-017971 | JAMES & ANNETTE CLEVELAND
47451 | Currently in Use |  | 1994-01-01 |  | Petroleum | Premium gasoline | Premium gasoline | Retail | Steel | Steel | Coated & cathodic protection (sti-P3) |  | Flexible |  |  | Catchment Basin | Audible high level alarm At 90% full | Audible high level alarm At 90% full |  |  | Automatic Tank Gauge |  | Containment Sump | Automatic flow restrictor (MLLD) |  | SENSOR TO ATG | Annual line testing | Annual line testing |  | UST Currently In Use: 5; UST Temp Close: 0; AST Currently In Use: 0; AST Temp Closed: 0 | 5 | 0 | 0 | 20420-123-017971 | JAMES & ANNETTE CLEVELAND
47452 | Currently in Use |  | 1994-01-01 |  | Petroleum | On road diesel | On road diesel | Retail | Steel | Steel | Coated & cathodic protection (sti-P3) |  | Flexible |  |  | Catchment Basin | Audible high level alarm At 90% full | Audible high level alarm At 90% full |  |  | Automatic Tank Gauge | [8 empty] | UST Currently In Use: 5; UST Temp Close: 0; AST Currently In Use: 0; AST Temp Closed: 0 | 5 | 0 | 0 | 20420-123-017971 | JAMES & ANNETTE CLEVELAND
47453 | Currently in Use |  | 1994-01-01 |  | Petroleum | On road diesel | On road diesel | Retail | Steel | Steel | Coated & cathodic protection (sti-P3) |  | Flexible |  | 1901-01-01 | Catchment Basin | Audible high level alarm At 90% full | Audible high level alarm At 90% full |  |  | Automatic Tank Gauge | [8 empty] | UST Currently In Use: 5; UST Temp Close: 0; AST Currently In Use: 0; AST Temp Closed: 0 | 5 | 0 | 0 | 20420-123-017971 | JAMES & ANNETTE CLEVELAND
47454 | Currently in Use |  | 1994-01-01 |  | Petroleum | Unleaded gasoline | Unleaded gasoline | Retail | Steel | Steel | Coated & cathodic protection (sti-P3) |  | Fiberglass reinforced plastic |  |  | Catchment Basin | Automatic shutoff device At 95% full | Automatic shutoff device At 95% full |  |  | Automatic Tank Gauge |  | Containment Sump | Automatic flow restrictor (MLLD) |  |  | Annual line testing | Annual line testing |  | UST Currently In Use: 2; UST Temp Close: 1; AST Currently In Use: 0; AST Temp Closed: 0 | 2 | 1 | 4 | 24826-063-006782 | F&A EUTAW CHEVRON
47455 | Currently in Use |  | 1994-01-01 |  | Petroleum | On road diesel | On road diesel | Retail | Steel | Steel | Coated & cathodic protection (sti-P3) |  | Fiberglass reinforced plastic |  |  | Catchment Basin | Automatic shutoff device At 95% full | Automatic shutoff device At 95% full |  |  | Automatic Tank Gauge |  | Containment Sump | Automatic flow restrictor (MLLD) |  |  | Annual line testing | Annual line testing |  | UST Currently In Use: 2; UST Temp Close: 1; AST Currently In Use: 0; AST Temp Closed: 0 | 2 | 1 | 4 | 24826-063-006782 | F&A EUTAW CHEVRON
47456 | Temporary Closed | 2014-06-01 | 1994-01-01 |  | Petroleum | On road diesel | On road diesel | Retail | Steel | Steel | Coated & cathodic protection (sti-P3) |  | Fiberglass reinforced plastic |  |  | Catchment Basin | Flow Rest 90% Full | Flow Rest 90% Full |  |  | Automatic Tank Gauge | [8 empty] | UST Currently In Use: 2; UST Temp Close: 1; AST Currently In Use: 0; AST Temp Closed: 0 | 2 | 1 | 4 | 24826-063-006782 | F&A EUTAW CHEVRON
47457 | Currently in Use |  | 1997-04-10 |  | Petroleum | Unleaded gasoline | Unleaded gasoline | Retail | Fiberglass coated steel | Fiberglass coated steel |  |  | Double Wall |  |  | Catchment Basin | Automatic shutoff device At 95% full | Automatic shutoff device At 95% full |  |  | Continuous Automatic Tank Gauge | Single walled submersible pump containment sump | Containment Sump | Automatic shutoff device (AELLD) | [5 empty] | UST Currently In Use: 3; UST Temp Close: 0; AST Currently In Use: 1; AST Temp Closed: 0 | 3 | 0 | 3 | 15201-103-013502 | VULCAN OIL COMPANY INC.
47458 | Temporary Closed | 2017-07-01 | 1997-08-30 |  | Petroleum | Unleaded gasoline | Unleaded gasoline | Retail | Fiberglass coated steel | Double Wall |  |  | Fiberglass reinforced plastic |  | 1901-01-01 | Catchment Basin | Flow Rest 90% Full | Flow Rest 90% Full |  |  | Continuous Automatic Tank Gauge |  | Automatic shutoff device (AELLD) | Automatic shutoff device (AELLD) | [5 empty] | UST Currently In Use: 0; UST Temp Close: 2; AST Currently In Use: 0; AST Temp Closed: 0 | 0 | 2 | 0 | 13526-073-017973 | MOORE OIL COMPANY, INC.
47459 | Temporary Closed | 2017-07-01 | 1997-08-30 |  | Petroleum | Premium gasoline | Premium gasoline | Retail | 8P/4D | Double Wall |  |  | 2 PIECES |  | 1901-01-01 | Catchment Basin | Flow Rest 90% Full | Flow Rest 90% Full |  |  | Continuous Automatic Tank Gauge |  | Automatic shutoff device (AELLD) | Automatic shutoff device (AELLD) | [5 empty] | UST Currently In Use: 0; UST Temp Close: 2; AST Currently In Use: 0; AST Temp Closed: 0 | 0 | 2 | 0 | 13526-073-017973 | MOORE OIL COMPANY, INC.
47460 | Currently in Use |  | 1997-12-15 |  | Petroleum | Unleaded gasoline | Unleaded gasoline | Retail | Fiberglass coated steel | Fiberglass coated steel | GLASSTEEL |  | Double Wall |  | 2015-04-01 | Catchment Basin | Flow Rest 90% Full | Flow Rest 90% Full |  |  | Continuous Automatic Tank Gauge |  | Containment Sump | Automatic flow restrictor (MLLD) | Interstitial Monitoring within Secondary Containment | SENSOR TO ATG | Continuous alarm system | Continuous alarm system |  | UST Currently In Use: 3; UST Temp Close: 0; AST Currently In Use: 0; AST Temp Closed: 0 | 3 | 0 | 0 | 25170-073-017974 | NEW MAGIC CITY PROPERTIES LLC
47461 | Currently in Use |  | 1997-12-15 |  | Petroleum | Premium gasoline | Premium gasoline | Retail | Fiberglass coated steel | Fiberglass coated steel | GLASSTEEL |  | NUPI |  | 2015-04-01 | Catchment Basin | Flow Rest 90% Full | Flow Rest 90% Full |  |  | Continuous Automatic Tank Gauge |  | Automatic flow restrictor (MLLD) | Automatic flow restrictor (MLLD) | Interstitial Monitoring within Secondary Containment | SENSOR TO ATG | Continuous alarm system | Continuous alarm system |  | UST Currently In Use: 3; UST Temp Close: 0; AST Currently In Use: 0; AST Temp Closed: 0 | 3 | 0 | 0 | 25170-073-017974 | NEW MAGIC CITY PROPERTIES LLC
47462 | Currently in Use |  | 1997-12-15 |  | Petroleum | On road diesel | On road diesel | Retail | Fiberglass coated steel | Fiberglass coated steel | Other |  | Double Wall |  | 2015-04-01 | Catchment Basin | Flow Rest 90% Full | Flow Rest 90% Full |  |  | Continuous Automatic Tank Gauge |  | Containment Sump | Automatic flow restrictor (MLLD) | Interstitial Monitoring within Secondary Containment | SENSOR TO ATG | Continuous alarm system | Continuous alarm system |  | UST Currently In Use: 3; UST Temp Close: 0; AST Currently In Use: 0; AST Temp Closed: 0 | 3 | 0 | 0 | 25170-073-017974 | NEW MAGIC CITY PROPERTIES LLC
47463 | Currently in Use |  | 1997-02-01 |  | Petroleum | On road diesel | On road diesel | Retail | Steel | Steel | Coated & cathodic protection (sti-P3) |  | FLEX 11 |  | 1901-01-01 | Catchment Basin | Flow Rest 90% Full | Flow Rest 90% Full |  |  | Automatic Tank Gauge |  | Automatic flow restrictor (MLLD) | Automatic flow restrictor (MLLD) | Interstitial Monitoring within Secondary Containment | MANUAL/VISUAL CHECK | Annual line testing | Annual line testing |  | UST Currently In Use: 4; UST Temp Close: 0; AST Currently In Use: 0; AST Temp Closed: 0 | 4 | 0 | 1 | 12409-045-005241 | Tim Shirley
47464 | Currently in Use |  | 1998-01-15 |  | Petroleum | Unleaded gasoline | Unleaded gasoline | Retail | Double Wall | Double Wall |  |  | Double Wall |  | 1901-01-01 | Catchment Basin | Automatic shutoff device At 95% full | Audible high level alarm At 90% full | Interstitial Monitoring within Secondary Containment |  | Automatic Tank Gauge |  | Automatic flow restrictor (MLLD) | Automatic flow restrictor (MLLD) |  | MANUAL/VISUAL CHECK | Continuous alarm system | Annual line testing |  | UST Currently In Use: 3; UST Temp Close: 0; AST Currently In Use: 0; AST Temp Closed: 0 | 3 | 0 | 0 | 25733-125-011319 | SNP INVESTMENTS LLC
47465 | Currently in Use |  | 1998-01-15 |  | Petroleum | Premium gasoline | Premium gasoline | Retail | Double Wall | Double Wall |  |  | Double Wall |  | 1901-01-01 | Catchment Basin | Audible high level alarm At 90% full | Audible high level alarm At 90% full | Interstitial Monitoring within Secondary Containment |  | Automatic Tank Gauge |  | Automatic flow restrictor (MLLD) | Automatic flow restrictor (MLLD) |  | MANUAL/VISUAL CHECK | Continuous alarm system | Annual line testing |  | UST Currently In Use: 3; UST Temp Close: 0; AST Currently In Use: 0; AST Temp Closed: 0 | 3 | 0 | 0 | 25733-125-011319 | SNP INVESTMENTS LLC
47466 | Permanently Closed | 2011-04-29 | 1997-01-31 | 2011-09-15 | Petroleum | Unleaded gasoline | Unleaded gasoline | State/Federal Government | Fiberglass reinforced plastic | Fiberglass reinforced plastic |  |  | Fiberglass reinforced plastic |  | 1901-01-01 | Catchment Basin | Flow Rest 90% Full | Flow Rest 90% Full |  | MANUAL/VISUAL CHECK | Continuous Automatic Tank Gauge |  | Containment Sump | Containment Sump | Interstitial Monitoring within Secondary Containment | MANUAL/VISUAL CHECK |  |  |  | UST Currently In Use: 0; UST Temp Close: 0; AST Currently In Use: 0; AST Temp Closed: 0 | 0 | 0 | 2 | 14655-121-017975 | DEPARTMENT OF TRANSPORTATION
47467 | Permanently Closed | 2011-04-29 | 1997-01-31 | 2011-09-15 | Petroleum | Unleaded gasoline | Unleaded gasoline | Retail | Fiberglass reinforced plastic | Fiberglass reinforced plastic |  |  | Double Wall |  | 1901-01-01 | Catchment Basin | Flow Rest 90% Full | Flow Rest 90% Full |  |  | Continuous Automatic Tank Gauge |  | Containment Sump | Containment Sump | Interstitial Monitoring within Secondary Containment | MANUAL/VISUAL CHECK |  |  |  | UST Currently In Use: 0; UST Temp Close: 0; AST Currently In Use: 0; AST Temp Closed: 0 | 0 | 0 | 2 | 14655-121-017975 | DEPARTMENT OF TRANSPORTATION
47468 | Currently in Use |  | 1996-07-29 |  | Petroleum | Unleaded gasoline | Unleaded gasoline | Retail | Double Wall | Double Wall | Coated & cathodic protection (sti-P3) |  | Flexible | APT |  | Catchment Basin | Automatic shutoff device At 95% full | Automatic shutoff device At 95% full |  |  | Continuous Automatic Tank Gauge |  | Containment Sump | Automatic flow restrictor (MLLD) | Interstitial Monitoring within Secondary Containment | MANUAL/VISUAL CHECK |  |  |  | UST Currently In Use: 1; UST Temp Close: 0; AST Currently In Use: 0; AST Temp Closed: 0 | 1 | 0 | 0 | 23781-069-017977 | SUN VALLEY MARKETS LLC
47469 | Currently in Use |  | 1986-12-01 |  | Petroleum | Unleaded gasoline | Unleaded gasoline | Local government | Steel | Steel | Coated & cathodic protection (sti-P3) |  | Flexible |  | 1901-01-01 | Catchment Basin | Flow Rest 90% Full | Flow Rest 90% Full |  |  | Continuous Automatic Tank Gauge |  | Automatic flow restrictor (MLLD) | Automatic flow restrictor (MLLD) |  | MANUAL/VISUAL CHECK | Annual line testing | Annual line testing |  | UST Currently In Use: 2; UST Temp Close: 0; AST Currently In Use: 0; AST Temp Closed: 0 | 2 | 0 | 0 | 13860-113-013595 | PHENIX CITY BOARD OF EDUCATION
47470 | Currently in Use |  | 1990-02-12 |  | Petroleum | On road diesel | On road diesel | Local government | Steel | Steel | Coated & cathodic protection (sti-P3) |  | Fiberglass reinforced plastic |  | 1901-01-01 | Catchment Basin | Automatic shutoff device At 95% full | Automatic shutoff device At 95% full |  |  | Continuous Automatic Tank Gauge |  | Automatic flow restrictor (MLLD) | Automatic flow restrictor (MLLD) |  | MANUAL/VISUAL CHECK | Annual line testing | Annual line testing |  | UST Currently In Use: 2; UST Temp Close: 0; AST Currently In Use: 0; AST Temp Closed: 0 | 2 | 0 | 0 | 13860-113-013595 | PHENIX CITY BOARD OF EDUCATION
47471 |  |  | 1988-01-01 |  | Petroleum | Kerosene | Kerosene | Retail | Steel | Steel | Field installed cathodic protection |  | Steel | [16 empty] | UST Currently In Use: 3; UST Temp Close: 0; AST Currently In Use: 0; AST Temp Closed: 0 | 3 | 0 | 0 | 25270-069-005386 | ENSLEY INVESTMENTS LLC
47472 | Permanently Closed | 2009-03-01 | 1997-10-05 | 2016-11-01 | Petroleum | Unleaded gasoline | Unleaded gasoline |  | Steel | Steel | Coated & cathodic protection (sti-P3) |  | Fiberglass reinforced plastic |  |  | Catchment Basin | Automatic shutoff device At 95% full | Automatic shutoff device At 95% full |  |  | Statistical Inventory Reconciliation (SIR) |  |  |  | Interstitial Monitoring within Secondary Containment |  |  |  |  | UST Currently In Use: 0; UST Temp Close: 0; AST Currently In Use: 0; AST Temp Closed: 0 | 0 | 0 | 5 | 25028-069-000255 | DONNIE DEAN
47473 | Permanently Closed | 2009-03-01 | 1997-10-05 | 2016-11-01 | Petroleum | Unleaded gasoline | Unleaded gasoline |  | Steel | Steel | Coated & cathodic protection (sti-P3) |  | Fiberglass reinforced plastic |  |  | Catchment Basin | Flow Rest 90% Full | Flow Rest 90% Full |  |  | Statistical Inventory Reconciliation (SIR) |  |  |  | Interstitial Monitoring within Secondary Containment |  |  |  |  | UST Currently In Use: 0; UST Temp Close: 0; AST Currently In Use: 0; AST Temp Closed: 0 | 0 | 0 | 5 | 25028-069-000255 | DONNIE DEAN
47474 | Currently in Use |  | 1998-01-21 |  | Petroleum | Unleaded gasoline | Unleaded gasoline | Retail | Single Wall | Fiberglass reinforced plastic |  |  | Flexible |  | 1901-01-01 | Catchment Basin | Flow Rest 90% Full | Flow Rest 90% Full |  |  | Automatic Tank Gauge | Single walled submersible pump containment sump | Automatic flow restrictor (MLLD) | Automatic flow restrictor (MLLD) |  |  | Annual line testing | Annual line testing |  | UST Currently In Use: 3; UST Temp Close: 1; AST Currently In Use: 0; AST Temp Closed: 0 | 3 | 1 | 0 | 22275-089-017978 | MATA-PITA, INC.
47475 | Currently in Use |  | 1998-01-21 |  | Petroleum | Premium gasoline | Premium gasoline | Retail | Fiberglass reinforced plastic | Fiberglass reinforced plastic |  |  | Double Wall |  | 1901-01-01 | Catchment Basin | Flow Rest 90% Full | Flow Rest 90% Full |  |  | Automatic Tank Gauge | Single walled submersible pump containment sump | Automatic flow restrictor (MLLD) | Automatic flow restrictor (MLLD) |  |  | Annual line testing | Annual line testing |  | UST Currently In Use: 3; UST Temp Close: 1; AST Currently In Use: 0; AST Temp Closed: 0 | 3 | 1 | 0 | 22275-089-017978 | MATA-PITA, INC.
47476 | Currently in Use |  | 1998-01-21 |  | Petroleum | On road diesel | On road diesel | Retail | Fiberglass reinforced plastic | Fiberglass reinforced plastic |  |  | Double Wall |  | 1901-01-01 | Catchment Basin | Flow Rest 90% Full | Flow Rest 90% Full |  |  | Automatic Tank Gauge | Single walled submersible pump containment sump | Automatic flow restrictor (MLLD) | Automatic flow restrictor (MLLD) |  |  | Annual line testing | Annual line testing |  | UST Currently In Use: 3; UST Temp Close: 1; AST Currently In Use: 0; AST Temp Closed: 0 | 3 | 1 | 0 | 22275-089-017978 | MATA-PITA, INC.
47477 | Temporary Closed | 2014-11-01 | 1998-01-21 |  | Petroleum | Kerosene | Kerosene | Retail | Fiberglass reinforced plastic | Fiberglass reinforced plastic |  |  | Flexible |  | 1901-01-01 | Catchment Basin | Flow Rest 90% Full | Flow Rest 90% Full |  |  | Automatic Tank Gauge | Direct Bury submersible pump | [7 empty] | UST Currently In Use: 3; UST Temp Close: 1; AST Currently In Use: 0; AST Temp Closed: 0 | 3 | 1 | 0 | 22275-089-017978 | MATA-PITA, INC.
47478 | Currently in Use |  | 1998-01-29 |  | Petroleum | Unleaded gasoline | Unleaded gasoline | Retail | Fiberglass reinforced plastic | Fiberglass reinforced plastic |  |  | Double Wall |  | 1901-01-01 | Catchment Basin | Automatic shutoff device At 95% full | Automatic shutoff device At 95% full |  |  | Continuous Automatic Tank Gauge |  | Automatic shutoff device (AELLD) | Automatic shutoff device (AELLD) | [5 empty] | UST Currently In Use: 2; UST Temp Close: 0; AST Currently In Use: 0; AST Temp Closed: 0 | 2 | 0 | 0 | 20072-073-017979 | A & M OIL CO LLC
47479 | Currently in Use |  | 1998-01-29 |  | Petroleum | Premium gasoline | Premium gasoline | Retail | Fiberglass reinforced plastic | Fiberglass reinforced plastic |  |  | Double Wall |  | 1901-01-01 | Catchment Basin | Automatic shutoff device At 95% full | Automatic shutoff device At 95% full |  |  | Continuous Automatic Tank Gauge |  | Automatic shutoff device (AELLD) | Automatic shutoff device (AELLD) | [5 empty] | UST Currently In Use: 2; UST Temp Close: 0; AST Currently In Use: 0; AST Temp Closed: 0 | 2 | 0 | 0 | 20072-073-017979 | A & M OIL CO LLC
47482 | Currently in Use |  | 1997-06-25 |  | Petroleum | On road diesel | On road diesel | Emergency Power Generator | Fiberglass reinforced plastic | Fiberglass reinforced plastic |  |  | Flexible |  |  | Catchment Basin | Flow Rest 90% Full | Flow Rest 90% Full | Interstitial Monitoring within Secondary Containment |  | Automatic Tank Gauge | [8 empty] | UST Currently In Use: 2; UST Temp Close: 1; AST Currently In Use: 0; AST Temp Closed: 0 | 2 | 1 | 2 | 12643-101-002046 | JACKSON HOSPITAL
47483 | Currently in Use |  | 1997-11-30 |  | Petroleum | Unleaded gasoline | Unleaded gasoline | Retail | Double Wall | Double Wall |  |  | Double Wall |  |  | Catchment Basin | Flow Rest 90% Full | Flow Rest 90% Full |  |  |  | Single walled submersible pump containment sump | Automatic flow restrictor (MLLD) | Automatic flow restrictor (MLLD) |  | SENSOR TO ATG | CITLD | CITLD |  | UST Currently In Use: 7; UST Temp Close: 0; AST Currently In Use: 0; AST Temp Closed: 0 | 7 | 0 | 0 | 19984-103-017980 | PILOT TRAVEL CENTERS, LLC
47484 | Currently in Use |  | 1997-11-30 |  | Petroleum | Premium gasoline | Premium gasoline | Retail | Double Wall | Double Wall |  |  | Fiberglass reinforced plastic |  |  | Catchment Basin | Flow Rest 90% Full | Flow Rest 90% Full |  |  |  | Single walled submersible pump containment sump | Automatic flow restrictor (MLLD) | Automatic flow restrictor (MLLD) |  | SENSOR TO ATG | CITLD | CITLD |  | UST Currently In Use: 7; UST Temp Close: 0; AST Currently In Use: 0; AST Temp Closed: 0 | 7 | 0 | 0 | 19984-103-017980 | PILOT TRAVEL CENTERS, LLC
47485 | Currently in Use |  | 1997-11-30 |  | Petroleum | On road diesel | On road diesel | Retail | Double Wall | Double Wall |  |  | Double Wall |  |  | Catchment Basin | Flow Rest 90% Full | Flow Rest 90% Full |  |  |  | Single walled submersible pump containment sump | SLAVE | Containment Sump |  | SENSOR TO ATG | CITLD | CITLD |  | UST Currently In Use: 7; UST Temp Close: 0; AST Currently In Use: 0; AST Temp Closed: 0 | 7 | 0 | 0 | 19984-103-017980 | PILOT TRAVEL CENTERS, LLC
47486 | Currently in Use |  | 1997-11-30 |  | Petroleum | On road diesel | On road diesel | Retail | Double Wall | Double Wall |  |  | Fiberglass reinforced plastic |  |  | Catchment Basin | Flow Rest 90% Full | Flow Rest 90% Full |  |  |  | Single walled submersible pump containment sump | Automatic flow restrictor (MLLD) | Automatic flow restrictor (MLLD) |  | SENSOR TO ATG | CITLD | CITLD |  | UST Currently In Use: 7; UST Temp Close: 0; AST Currently In Use: 0; AST Temp Closed: 0 | 7 | 0 | 0 | 19984-103-017980 | PILOT TRAVEL CENTERS, LLC
47487 | Currently in Use |  | 1997-11-30 |  | Petroleum | On road diesel | On road diesel | Retail | Fiberglass reinforced plastic | Double Wall |  |  | Fiberglass reinforced plastic |  |  | Catchment Basin | Flow Rest 90% Full | Flow Rest 90% Full |  |  |  | Single walled submersible pump containment sump | MASTER | Automatic flow restrictor (MLLD) |  | SENSOR TO ATG | CITLD | CITLD |  | UST Currently In Use: 7; UST Temp Close: 0; AST Currently In Use: 0; AST Temp Closed: 0 | 7 | 0 | 0 | 19984-103-017980 | PILOT TRAVEL CENTERS, LLC
47488 | Currently in Use |  | 1997-11-30 |  | Petroleum | On road diesel | On road diesel | Retail | Double Wall | Double Wall |  |  | Double Wall |  |  | Catchment Basin | Flow Rest 90% Full | Flow Rest 90% Full |  |  |  | Single walled submersible pump containment sump | SLAVE | Containment Sump |  | SENSOR TO ATG | CITLD | CITLD |  | UST Currently In Use: 7; UST Temp Close: 0; AST Currently In Use: 0; AST Temp Closed: 0 | 7 | 0 | 0 | 19984-103-017980 | PILOT TRAVEL CENTERS, LLC
47489 | Currently in Use |  | 1997-11-30 |  | Petroleum | Kerosene | Kerosene | Retail | Fiberglass reinforced plastic | Double Wall |  |  | Fiberglass reinforced plastic |  |  | Catchment Basin | Flow Rest 90% Full | Flow Rest 90% Full |  |  |  | Single walled submersible pump containment sump | Automatic flow restrictor (MLLD) | Automatic flow restrictor (MLLD) |  | SENSOR TO ATG | CITLD | CITLD |  | UST Currently In Use: 7; UST Temp Close: 0; AST Currently In Use: 0; AST Temp Closed: 0 | 7 | 0 | 0 | 19984-103-017980 | PILOT TRAVEL CENTERS, LLC
47490 | Currently in Use |  | 1997-10-27 |  | Petroleum | Unleaded gasoline | Unleaded gasoline | Industrial | Fiberglass reinforced plastic | Fiberglass reinforced plastic |  |  | DBW | APT | 1901-01-01 | Catchment Basin | Automatic shutoff device At 95% full | Automatic shutoff device At 95% full | Interstitial Monitoring within Secondary Containment |  | Continuous Automatic Tank Gauge |  | Automatic shutoff device (AELLD) | Automatic shutoff device (AELLD) |  |  | Continuous alarm system | Continuous alarm system |  | UST Currently In Use: 2; UST Temp Close: 0; AST Currently In Use: 0; AST Temp Closed: 0 | 2 | 0 | 9 | 10146-117-010286 | ALABAMA POWER COMPANY
47491 | Currently in Use |  | 1997-10-27 |  | Petroleum | On road diesel | On road diesel | Industrial | Fiberglass reinforced plastic | Fiberglass reinforced plastic |  |  | DBW | APT | 1901-01-01 | Catchment Basin | Automatic shutoff device At 95% full | Automatic shutoff device At 95% full | Interstitial Monitoring within Secondary Containment |  | Continuous Automatic Tank Gauge |  | Automatic shutoff device (AELLD) | Automatic shutoff device (AELLD) |  |  | Continuous alarm system | Continuous alarm system |  | UST Currently In Use: 2; UST Temp Close: 0; AST Currently In Use: 0; AST Temp Closed: 0 | 2 | 0 | 9 | 10146-117-010286 | ALABAMA POWER COMPANY
47492 | Permanently Closed | 2012-05-19 | 1997-09-01 | 2012-12-18 | Petroleum | Unleaded gasoline | Unleaded gasoline | Retail | Fiberglass coated steel | Fiberglass coated steel |  |  | Flexible |  | 1901-01-01 | Catchment Basin | Flow Rest 90% Full | Flow Rest 90% Full |  |  | Automatic Tank Gauge |  |  |  | Interstitial Monitoring within Secondary Containment |  |  |  |  | UST Currently In Use: 0; UST Temp Close: 0; AST Currently In Use: 0; AST Temp Closed: 0 | 0 | 0 | 1 | 11379-077-017981 | SIBLEY OIL COMPANY
47495 | Temporary Closed | 2015-11-19 | 1997-05-24 |  | Petroleum | Premium gasoline | Premium gasoline | Retail | Fiberglass coated steel | Fiberglass coated steel |  |  | Flexible |  | 1901-01-01 | Catchment Basin | Flow Rest 90% Full | Flow Rest 90% Full |  |  | Automatic Tank Gauge |  | Automatic flow restrictor (MLLD) | Automatic flow restrictor (MLLD) | Interstitial Monitoring within Secondary Containment | SENSOR TO ATG | Continuous alarm system | Continuous alarm system |  | UST Currently In Use: 0; UST Temp Close: 4; AST Currently In Use: 0; AST Temp Closed: 0 | 0 | 4 | 0 | 25142-089-003456 | PRAVIN PATEL
47496 | Temporary Closed | 2015-11-19 | 1997-05-24 |  | Petroleum | Unleaded gasoline | Unleaded gasoline | Retail | Fiberglass coated steel | Fiberglass coated steel |  |  | Flexible |  | 1901-01-01 | Catchment Basin | Flow Rest 90% Full | Flow Rest 90% Full |  |  | Automatic Tank Gauge |  | Automatic flow restrictor (MLLD) | Automatic flow restrictor (MLLD) | Interstitial Monitoring within Secondary Containment | SENSOR TO ATG | Continuous alarm system | Continuous alarm system |  | UST Currently In Use: 0; UST Temp Close: 4; AST Currently In Use: 0; AST Temp Closed: 0 | 0 | 4 | 0 | 25142-089-003456 | PRAVIN PATEL
47497 | Currently in Use |  | 1997-07-17 |  | Petroleum | Unleaded gasoline | Unleaded gasoline | Retail | Single Wall | Fiberglass reinforced plastic |  |  | Flexible |  |  | Catchment Basin | Flow Rest 90% Full | Flow Rest 90% Full |  |  | Continuous Automatic Tank Gauge |  | Automatic flow restrictor (MLLD) | Automatic flow restrictor (MLLD) |  |  | Annual line testing | Annual line testing |  | UST Currently In Use: 3; UST Temp Close: 1; AST Currently In Use: 0; AST Temp Closed: 0 | 3 | 1 | 3 | 25265-103-001620 | LGWS/CROSS AMERICA PARTNERS
47498 | Currently in Use |  | 1997-07-17 |  | Petroleum | Premium gasoline | Premium gasoline | Retail | Fiberglass reinforced plastic | Fiberglass reinforced plastic |  |  | Double Wall |  |  | Catchment Basin | Flow Rest 90% Full | Flow Rest 90% Full |  |  | Continuous Automatic Tank Gauge |  | Automatic flow restrictor (MLLD) | Automatic flow restrictor (MLLD) |  |  | Annual line testing | Annual line testing |  | UST Currently In Use: 3; UST Temp Close: 1; AST Currently In Use: 0; AST Temp Closed: 0 | 3 | 1 | 3 | 25265-103-001620 | LGWS/CROSS AMERICA PARTNERS
47499 | Currently in Use |  | 1997-07-17 |  | Petroleum | On road diesel | On road diesel | Retail | Single Wall | Fiberglass reinforced plastic |  |  | Flexible |  |  | Catchment Basin | Flow Rest 90% Full | Flow Rest 90% Full |  |  | Continuous Automatic Tank Gauge |  | Automatic flow restrictor (MLLD) | Automatic flow restrictor (MLLD) |  |  | Annual line testing | Annual line testing |  | UST Currently In Use: 3; UST Temp Close: 1; AST Currently In Use: 0; AST Temp Closed: 0 | 3 | 1 | 3 | 25265-103-001620 | LGWS/CROSS AMERICA PARTNERS
47500 | Temporary Closed | 2022-02-01 | 1997-07-17 |  | Petroleum | Other, OFF-ROAD | Other | Retail | Fiberglass reinforced plastic | Fiberglass reinforced plastic |  |  | Double Wall |  |  | Catchment Basin | Flow Rest 90% Full | Flow Rest 90% Full |  |  | Continuous Automatic Tank Gauge |  | Automatic flow restrictor (MLLD) | Automatic flow restrictor (MLLD) |  |  | Annual line testing | Annual line testing |  | UST Currently In Use: 3; UST Temp Close: 1; AST Currently In Use: 0; AST Temp Closed: 0 | 3 | 1 | 3 | 25265-103-001620 | LGWS/CROSS AMERICA PARTNERS
47501 | Currently in Use |  | 1997-11-03 |  | Petroleum | On road diesel | On road diesel | Industrial | Double Wall | Double Wall |  |  | Double Wall |  | 1901-01-01 | Catchment Basin | Automatic shutoff device At 95% full | Automatic shutoff device At 95% full | Interstitial Monitoring within Secondary Containment | SENSOR TO ATG | Continuous Automatic Tank Gauge |  | Containment Sump | Automatic shutoff device (AELLD) | Interstitial Monitoring within Secondary Containment | SENSOR TO ATG | Continuous alarm system | Continuous alarm system |  | UST Currently In Use: 1; UST Temp Close: 0; AST Currently In Use: 0; AST Temp Closed: 0 | 1 | 0 | 2 | 10146-097-011534 | ALABAMA POWER COMPANY
47502 | Currently in Use |  | 1996-12-01 |  | Petroleum | Unleaded gasoline | Unleaded gasoline | Retail | Single Wall | Single Wall | Coated & cathodic protection (sti-P3) |  | Flexible |  |  | Catchment Basin | Flow Rest 90% Full | Flow Rest 90% Full |  |  | Automatic Tank Gauge |  | Automatic flow restrictor (MLLD) | Automatic flow restrictor (MLLD) |  |  | Annual line testing | Annual line testing |  | UST Currently In Use: 2; UST Temp Close: 0; AST Currently In Use: 0; AST Temp Closed: 0 | 2 | 0 | 0 | 24603-095-017983 | HAMID A AWAN
47503 | Currently in Use |  | 1996-12-01 |  | Petroleum | Premium gasoline | Premium gasoline | Retail | Single Wall | Single Wall | Coated & cathodic protection (sti-P3) |  | Flexible |  |  | Catchment Basin | Flow Rest 90% Full | Flow Rest 90% Full |  |  | Automatic Tank Gauge |  | Automatic flow restrictor (MLLD) | Automatic flow restrictor (MLLD) |  |  | Annual line testing | Annual line testing |  | UST Currently In Use: 2; UST Temp Close: 0; AST Currently In Use: 0; AST Temp Closed: 0 | 2 | 0 | 0 | 24603-095-017983 | HAMID A AWAN
47504 | Permanently Closed | 2007-05-23 | 1997-02-01 | 2007-05-23 | Petroleum | Unleaded gasoline | Unleaded gasoline | Retail | Fiberglass coated steel | Fiberglass coated steel |  |  | FLEXIBLE |  | 1901-01-01 | Catchment Basin | Flow Rest 90% Full | Flow Rest 90% Full |  |  | Automatic Tank Gauge |  |  |  | Interstitial Monitoring within Secondary Containment |  | Continuous alarm system | Continuous alarm system |  | UST Currently In Use: 0; UST Temp Close: 0; AST Currently In Use: 0; AST Temp Closed: 0 | 0 | 0 | 4 | 21630-089-017984 | HARSHAL, INC
47505 | Permanently Closed | 2007-05-23 | 1997-02-01 | 2007-05-23 | Petroleum | Premium gasoline | Premium gasoline | Retail | Fiberglass coated steel | Fiberglass coated steel |  |  | Flexible |  | 1901-01-01 | Catchment Basin | Flow Rest 90% Full | Flow Rest 90% Full |  |  | Automatic Tank Gauge |  |  |  | Interstitial Monitoring within Secondary Containment |  | Continuous alarm system | Continuous alarm system |  | UST Currently In Use: 0; UST Temp Close: 0; AST Currently In Use: 0; AST Temp Closed: 0 | 0 | 0 | 4 | 21630-089-017984 | HARSHAL, INC
47506 | Permanently Closed | 2007-05-23 | 1997-02-01 | 2007-05-23 | Petroleum | On road diesel | On road diesel | Retail | Fiberglass coated steel | Fiberglass coated steel |  |  | Flexible |  | 1901-01-01 | Catchment Basin | Flow Rest 90% Full | Flow Rest 90% Full |  |  | Automatic Tank Gauge |  |  |  | Interstitial Monitoring within Secondary Containment |  | Continuous alarm system | Continuous alarm system |  | UST Currently In Use: 0; UST Temp Close: 0; AST Currently In Use: 0; AST Temp Closed: 0 | 0 | 0 | 4 | 21630-089-017984 | HARSHAL, INC
47507 | Permanently Closed | 2007-05-23 | 1997-02-01 | 2007-05-23 | Petroleum | Kerosene | Kerosene | Retail | Fiberglass coated steel | Fiberglass coated steel |  |  | Flexible |  | 1901-01-01 | Catchment Basin | Flow Rest 90% Full | Flow Rest 90% Full |  |  | Automatic Tank Gauge | [8 empty] | UST Currently In Use: 0; UST Temp Close: 0; AST Currently In Use: 0; AST Temp Closed: 0 | 0 | 0 | 4 | 21630-089-017984 | HARSHAL, INC
47508 | Currently in Use |  | 1997-02-01 |  | Petroleum | Unleaded gasoline | Unleaded gasoline | Retail | Fiberglass coated steel | Fiberglass coated steel |  |  | Double Wall | OPW | 1901-01-01 | Catchment Basin | Flow Rest 90% Full | Flow Rest 90% Full |  |  | Continuous Automatic Tank Gauge |  | Automatic flow restrictor (MLLD) | Automatic flow restrictor (MLLD) | Interstitial Monitoring within Secondary Containment |  | Annual line testing | Annual line testing |  | UST Currently In Use: 3; UST Temp Close: 0; AST Currently In Use: 0; AST Temp Closed: 0 | 3 | 0 | 0 | 25941-089-017985 | SALEH MOHAMED SALEH
47509 | Currently in Use |  | 1997-02-01 |  | Petroleum | Premium gasoline | Premium gasoline | Retail | Fiberglass coated steel | Fiberglass coated steel |  |  | Flexible | OPW | 1901-01-01 | Catchment Basin | Flow Rest 90% Full | Flow Rest 90% Full |  |  | Continuous Automatic Tank Gauge |  | Automatic flow restrictor (MLLD) | Automatic flow restrictor (MLLD) |  |  | Annual line testing | Annual line testing |  | UST Currently In Use: 3; UST Temp Close: 0; AST Currently In Use: 0; AST Temp Closed: 0 | 3 | 0 | 0 | 25941-089-017985 | SALEH MOHAMED SALEH
47510 | Currently in Use | 2021-04-20 | 1997-02-01 |  | Petroleum | On road diesel | On road diesel | Retail | Fiberglass coated steel | Fiberglass coated steel |  |  | Flexible | OPW | 1901-01-01 | Catchment Basin | Automatic shutoff device At 95% full | Automatic shutoff device At 95% full |  |  | Continuous Automatic Tank Gauge | [8 empty] | UST Currently In Use: 3; UST Temp Close: 0; AST Currently In Use: 0; AST Temp Closed: 0 | 3 | 0 | 0 | 25941-089-017985 | SALEH MOHAMED SALEH
47511 | Permanently Closed | 2016-01-01 | 1994-11-03 | 2016-04-05 | Petroleum | Unleaded gasoline | Unleaded gasoline | Retail | Steel | Steel | Coated & cathodic protection (sti-P3) |  | Fiberglass reinforced plastic |  |  | Catchment Basin | Flow Rest 90% Full | Flow Rest 90% Full |  |  | Statistical Inventory Reconciliation (SIR) | [8 empty] | UST Currently In Use: 0; UST Temp Close: 0; AST Currently In Use: 0; AST Temp Closed: 0 | 0 | 0 | 3 | 22553-049-000195 | PLEASANT HILL BAPTIST CHURCH
47515 | Currently in Use |  | 1997-12-11 |  | Petroleum | Premium gasoline | Premium gasoline | Retail | Single Wall | Fiberglass coated steel |  |  | Fiberglass reinforced plastic |  | 1901-01-01 | Catchment Basin | Automatic shutoff device At 95% full | Automatic shutoff device At 95% full |  |  | Continuous Automatic Tank Gauge |  | Containment Sump | Automatic flow restrictor (MLLD) |  |  | Annual line testing | Annual line testing |  | UST Currently In Use: 2; UST Temp Close: 0; AST Currently In Use: 0; AST Temp Closed: 0 | 2 | 0 | 3 | 25265-071-013900 | LGWS/CROSS AMERICA PARTNERS
47516 | Currently in Use |  | 1993-01-01 |  | Petroleum | Off road diesel | Off road diesel | Emergency Power Generator | Steel | Steel | Coated & cathodic protection (sti-P3) |  | Other |  |  | Catchment Basin | Flow Rest 90% Full | Flow Rest 90% Full |  |  | Manual Tank Gauging (only tanks 1000 gal. or less and 48” or 64” in diameter) | [8 empty] | UST Currently In Use: 1; UST Temp Close: 0; AST Currently In Use: 0; AST Temp Closed: 0 | 1 | 0 | 1 | 15309-013-005434 | WATERWORKS AND SEWER BOARD
47517 | Currently in Use |  | 1997-05-15 |  | Petroleum | On road diesel | On road diesel | Retail | Fiberglass coated steel | Fiberglass coated steel |  |  | Double Wall |  | 1901-01-01 | Catchment Basin | Automatic shutoff device At 95% full | Audible high level alarm At 90% full |  |  | Continuous Automatic Tank Gauge |  | Automatic flow restrictor (MLLD) | Automatic flow restrictor (MLLD) |  |  | Annual line testing | Annual line testing |  | UST Currently In Use: 3; UST Temp Close: 0; AST Currently In Use: 0; AST Temp Closed: 0 | 3 | 0 | 0 | 20421-061-017986 | DON MARTIN
47518 | Currently in Use |  | 1997-05-15 |  | Petroleum | Premium gasoline | Premium gasoline | Retail | Fiberglass coated steel | Fiberglass coated steel |  |  | Double Wall |  | 1901-01-01 | Catchment Basin | Flow Rest 90% Full | Audible high level alarm At 90% full |  |  | Continuous Automatic Tank Gauge |  | Automatic flow restrictor (MLLD) | Automatic flow restrictor (MLLD) |  |  | Annual line testing | Annual line testing |  | UST Currently In Use: 3; UST Temp Close: 0; AST Currently In Use: 0; AST Temp Closed: 0 | 3 | 0 | 0 | 20421-061-017986 | DON MARTIN
47519 | Currently in Use |  | 1997-05-15 |  | Petroleum | Unleaded gasoline | Unleaded gasoline | Retail | Fiberglass coated steel | Fiberglass coated steel |  |  | Double Wall |  | 1901-01-01 | Catchment Basin | Audible high level alarm At 90% full | Audible high level alarm At 90% full |  |  | Continuous Automatic Tank Gauge |  | Automatic flow restrictor (MLLD) | Automatic flow restrictor (MLLD) |  |  | Annual line testing | Annual line testing |  | UST Currently In Use: 3; UST Temp Close: 0; AST Currently In Use: 0; AST Temp Closed: 0 | 3 | 0 | 0 | 20421-061-017986 | DON MARTIN
47520 | Permanently Closed | 1999-02-02 | 1978-01-12 | 1999-02-02 | Petroleum | On road diesel | On road diesel | Emergency Power Generator | Steel | Steel |  | Painted or None | Steel |  | 1901-01-01 | [14 empty] | UST Currently In Use: 0; UST Temp Close: 0; AST Currently In Use: 0; AST Temp Closed: 0 | 0 | 0 | 2 | 15689-097-017987 | BOARD OF WATER AND SEWER COMM
47521 | Permanently Closed |  | 1990-02-10 | 2022-08-30 | Petroleum | On road diesel | On road diesel | Emergency Power Generator | Fiberglass reinforced plastic | Fiberglass reinforced plastic |  |  | Fiberglass reinforced plastic |  | 1901-01-01 | Catchment Basin | Flow Rest 90% Full | Flow Rest 90% Full | [11 empty] | UST Currently In Use: 0; UST Temp Close: 0; AST Currently In Use: 0; AST Temp Closed: 0 | 0 | 0 | 2 | 15689-097-017987 | BOARD OF WATER AND SEWER COMM
47522 | Permanently Closed |  | 1986-01-15 | 2023-10-17 | Petroleum | On road diesel | On road diesel | Local Government | Fiberglass reinforced plastic | Fiberglass reinforced plastic |  |  | Fiberglass reinforced plastic |  | 1901-01-01 | Catchment Basin | Automatic shutoff device At 95% full | Automatic shutoff device At 95% full |  | PIT LINER | [9 empty] | UST Currently In Use: 0; UST Temp Close: 0; AST Currently In Use: 0; AST Temp Closed: 0 | 0 | 0 | 1 | 15689-097-017988 | BOARD OF WATER AND SEWER COMM
47523 | Temporary Closed | 2007-04-01 | 1997-07-08 |  | Petroleum | Unleaded gasoline | Unleaded gasoline | Retail | Steel | Steel | Coated & cathodic protection (sti-P3) |  | Fiberglass reinforced plastic |  |  | Catchment Basin | Flow Rest 90% Full | Flow Rest 90% Full |  |  |  |  | Automatic flow restrictor (MLLD) | Automatic flow restrictor (MLLD) | Interstitial Monitoring within Secondary Containment |  | Annual line testing | Annual line testing |  | UST Currently In Use: 0; UST Temp Close: 1; AST Currently In Use: 0; AST Temp Closed: 0 | 0 | 1 | 0 | 10037-069-017989 | A. W. HERNDON OIL COMPANY, INC.
47524 | Currently in Use |  | 1997-11-17 |  | Petroleum | Unleaded gasoline | Unleaded gasoline | Retail | Fiberglass reinforced plastic | Fiberglass reinforced plastic |  |  | Flexible |  | 1901-01-01 | Catchment Basin | Flow Rest 90% Full | Flow Rest 90% Full |  |  | Continuous Automatic Tank Gauge |  | Automatic flow restrictor (MLLD) | Automatic flow restrictor (MLLD) |  |  | Annual line testing | Annual line testing |  | UST Currently In Use: 4; UST Temp Close: 0; AST Currently In Use: 0; AST Temp Closed: 0 | 4 | 0 | 0 | 21106-113-017990 | GRIGGS INC.
47525 | Currently in Use |  | 1997-11-17 |  | Petroleum | Premium gasoline | Premium gasoline | Retail | Fiberglass reinforced plastic | Fiberglass reinforced plastic |  |  | Flexible |  | 1901-01-01 | Catchment Basin | Flow Rest 90% Full | Flow Rest 90% Full |  |  | Continuous Automatic Tank Gauge |  | Automatic flow restrictor (MLLD) | Automatic flow restrictor (MLLD) |  |  | Annual line testing | Annual line testing |  | UST Currently In Use: 4; UST Temp Close: 0; AST Currently In Use: 0; AST Temp Closed: 0 | 4 | 0 | 0 | 21106-113-017990 | GRIGGS INC.
47526 | Currently in Use |  | 1997-11-17 |  | Petroleum | On road diesel | On road diesel | Retail | Fiberglass reinforced plastic | Fiberglass reinforced plastic |  |  | Flexible |  | 1901-01-01 | Catchment Basin | Flow Rest 90% Full | Flow Rest 90% Full |  |  | Continuous Automatic Tank Gauge |  | Automatic flow restrictor (MLLD) | Automatic flow restrictor (MLLD) |  |  | Annual line testing | Annual line testing |  | UST Currently In Use: 4; UST Temp Close: 0; AST Currently In Use: 0; AST Temp Closed: 0 | 4 | 0 | 0 | 21106-113-017990 | GRIGGS INC.
47527 | Temporary Closed | 2013-03-01 | 1997-02-14 |  | Petroleum | Unleaded gasoline | Unleaded gasoline | Retail | Fiberglass reinforced plastic | Fiberglass reinforced plastic |  |  | ENVIRON |  | 1901-01-01 | Catchment Basin | Flow Rest 90% Full | Flow Rest 90% Full |  |  | Automatic Tank Gauge |  | Containment Sump | Automatic flow restrictor (MLLD) | Interstitial Monitoring within Secondary Containment |  |  |  |  | UST Currently In Use: 0; UST Temp Close: 3; AST Currently In Use: 0; AST Temp Closed: 0 | 0 | 3 | 0 | 24192-101-017991 | PIKE ROAD VILLAGE LLC
47528 | Temporary Closed | 2013-03-01 | 1997-02-14 |  | Petroleum | Unleaded gasoline | Unleaded gasoline | Retail | Fiberglass reinforced plastic | Fiberglass reinforced plastic |  |  | ENVIRON |  | 1901-01-01 | Catchment Basin | Flow Rest 90% Full | Flow Rest 90% Full |  |  | Automatic Tank Gauge |  | Containment Sump | Automatic flow restrictor (MLLD) | Interstitial Monitoring within Secondary Containment |  |  |  |  | UST Currently In Use: 0; UST Temp Close: 3; AST Currently In Use: 0; AST Temp Closed: 0 | 0 | 3 | 0 | 24192-101-017991 | PIKE ROAD VILLAGE LLC
47529 | Temporary Closed | 2013-03-01 | 1997-02-14 |  | Petroleum | On road diesel | On road diesel | Retail | Fiberglass reinforced plastic | Fiberglass reinforced plastic |  |  | ENVIRON |  | 1901-01-01 | Catchment Basin | Flow Rest 90% Full | Flow Rest 90% Full |  |  | Automatic Tank Gauge | [8 empty] | UST Currently In Use: 0; UST Temp Close: 3; AST Currently In Use: 0; AST Temp Closed: 0 | 0 | 3 | 0 | 24192-101-017991 | PIKE ROAD VILLAGE LLC
47533 | Currently in Use |  | 1993-02-03 |  | Petroleum | Unleaded gasoline | Unleaded gasoline | Retail | DBL WALL | Fiberglass coated steel | Other |  | Double Wall |  | 1901-01-01 | Catchment Basin | Automatic shutoff device At 95% full | Automatic shutoff device At 95% full | Interstitial Monitoring within Secondary Containment |  | Continuous Automatic Tank Gauge |  | Automatic shutoff device (AELLD) | Automatic shutoff device (AELLD) | Interstitial Monitoring within Secondary Containment |  |  |  |  | UST Currently In Use: 3; UST Temp Close: 0; AST Currently In Use: 0; AST Temp Closed: 0 | 3 | 0 | 4 | 23878-085-009831 | 185 FT DEPOSIT LLC
47534 | Currently in Use |  | 1993-02-03 |  | Petroleum | Unleaded gasoline | Unleaded gasoline | Retail | DBL WALL | Fiberglass coated steel | DBL WALL |  | OMNI FLEX |  | 1901-01-01 | Catchment Basin | Automatic shutoff device At 95% full | Automatic shutoff device At 95% full | Interstitial Monitoring within Secondary Containment |  | Continuous Automatic Tank Gauge |  | Containment Sump | Automatic shutoff device (AELLD) | Interstitial Monitoring within Secondary Containment |  |  |  |  | UST Currently In Use: 3; UST Temp Close: 0; AST Currently In Use: 0; AST Temp Closed: 0 | 3 | 0 | 4 | 23878-085-009831 | 185 FT DEPOSIT LLC
47535 | Currently in Use |  | 1993-02-03 |  | Petroleum | On road diesel | On road diesel | Retail | Fiberglass coated steel | Fiberglass coated steel | DBL WALL |  | Double Wall |  | 1901-01-01 | Catchment Basin | Flow Rest 90% Full | Flow Rest 90% Full | Interstitial Monitoring within Secondary Containment |  | Continuous Automatic Tank Gauge |  | Automatic shutoff device (AELLD) | Automatic shutoff device (AELLD) | Interstitial Monitoring within Secondary Containment |  |  |  |  | UST Currently In Use: 3; UST Temp Close: 0; AST Currently In Use: 0; AST Temp Closed: 0 | 3 | 0 | 4 | 23878-085-009831 | 185 FT DEPOSIT LLC
47536 | Currently in Use |  | 1997-05-01 |  | Petroleum | Unleaded gasoline | Unleaded gasoline | Retail | Steel | Steel | Coated & cathodic protection (sti-P3) |  | Fiberglass reinforced plastic |  |  | Catchment Basin | Automatic shutoff device At 95% full | Automatic shutoff device At 95% full |  |  | Continuous Automatic Tank Gauge |  | Automatic flow restrictor (MLLD) | Automatic flow restrictor (MLLD) | Interstitial Monitoring within Secondary Containment | SENSOR TO ATG | Continuous alarm system | Continuous alarm system |  | UST Currently In Use: 3; UST Temp Close: 0; AST Currently In Use: 0; AST Temp Closed: 0 | 3 | 0 | 0 | 25265-021-017992 | LGWS/CROSS AMERICA PARTNERS
47537 | Currently in Use |  | 1997-05-01 |  | Petroleum | Premium gasoline | Premium gasoline | Retail | Steel | Steel | Coated & cathodic protection (sti-P3) |  | Fiberglass reinforced plastic |  |  | Catchment Basin | Automatic shutoff device At 95% full | Automatic shutoff device At 95% full |  |  | Continuous Automatic Tank Gauge |  | Automatic flow restrictor (MLLD) | Automatic flow restrictor (MLLD) | Interstitial Monitoring within Secondary Containment | SENSOR TO ATG | Continuous alarm system | Continuous alarm system |  | UST Currently In Use: 3; UST Temp Close: 0; AST Currently In Use: 0; AST Temp Closed: 0 | 3 | 0 | 0 | 25265-021-017992 | LGWS/CROSS AMERICA PARTNERS
47538 | Currently in Use |  | 1998-02-19 |  | Petroleum | Unleaded gasoline | Unleaded gasoline | Retail | Steel | Steel | Coated & cathodic protection (sti-P3) |  | Fiberglass reinforced plastic |  |  | Catchment Basin | Flow Rest 90% Full | Flow Rest 90% Full |  |  | Continuous Automatic Tank Gauge | [8 empty] | UST Currently In Use: 2; UST Temp Close: 0; AST Currently In Use: 0; AST Temp Closed: 0 | 2 | 0 | 4 | 10727-117-009148 | BETTY H RINEHART
47539 | Currently in Use |  | 1998-03-01 |  | Petroleum | On road diesel | On road diesel | Local government | Fiberglass reinforced plastic | Fiberglass reinforced plastic |  |  | Fiberglass reinforced plastic |  | 1901-01-01 | Catchment Basin | Flow Rest 90% Full | Flow Rest 90% Full | Interstitial Monitoring within Secondary Containment |  | Continuous Automatic Tank Gauge | [8 empty] | UST Currently In Use: 1; UST Temp Close: 0; AST Currently In Use: 0; AST Temp Closed: 0 | 1 | 0 | 0 | 17085-105-017994 | PERRY COUNTY BOARD OF EDUCATION
47540 | Currently in Use |  | 1997-08-01 |  | Petroleum | On road diesel | On road diesel | Retail | Steel | Steel | Coated & cathodic protection (sti-P3) |  | Flexible |  |  | Catchment Basin | Flow Rest 90% Full | Flow Rest 90% Full |  |  | Statistical Inventory Reconciliation (SIR) |  | Automatic flow restrictor (MLLD) | Automatic flow restrictor (MLLD) |  |  | Statistical inventory reconciliation (SIR) | Annual line testing |  | UST Currently In Use: 3; UST Temp Close: 0; AST Currently In Use: 0; AST Temp Closed: 0 | 3 | 0 | 0 | 26037-083-017995 | KETAN M PATEL
47541 | Currently in Use |  | 1997-08-01 |  | Petroleum | Unleaded gasoline | Unleaded gasoline | Retail | Steel | Steel | Coated & cathodic protection (sti-P3) |  | ENVIROFLEX |  |  | Catchment Basin | Flow Rest 90% Full | Flow Rest 90% Full |  |  | Automatic Tank Gauge |  | Automatic flow restrictor (MLLD) | Automatic flow restrictor (MLLD) |  |  | Annual line testing | Annual line testing |  | UST Currently In Use: 3; UST Temp Close: 0; AST Currently In Use: 0; AST Temp Closed: 0 | 3 | 0 | 0 | 26037-083-017995 | KETAN M PATEL
47542 | Currently in Use |  | 1997-08-01 |  | Petroleum | Premium gasoline | Premium gasoline | Retail | Steel | Steel | Coated & cathodic protection (sti-P3) |  | Flexible |  |  | Catchment Basin | Flow Rest 90% Full | Flow Rest 90% Full |  |  | Statistical Inventory Reconciliation (SIR) |  | Automatic flow restrictor (MLLD) | Automatic flow restrictor (MLLD) |  |  | Annual line testing | Annual line testing |  | UST Currently In Use: 3; UST Temp Close: 0; AST Currently In Use: 0; AST Temp Closed: 0 | 3 | 0 | 0 | 26037-083-017995 | KETAN M PATEL
47544 | Currently in Use |  | 1998-03-15 |  | Petroleum | On road diesel | On road diesel | Industrial | Steel | Steel | Coated & cathodic protection (sti-P3) |  | Fiberglass reinforced plastic |  |  | Catchment Basin | Automatic shutoff device At 95% full | Automatic shutoff device At 95% full | Interstitial Monitoring within Secondary Containment | MANUAL/VISUAL CHECK | [9 empty] | UST Currently In Use: 1; UST Temp Close: 0; AST Currently In Use: 0; AST Temp Closed: 0 | 1 | 0 | 1 | 15644-051-003652 | BASS LUMBER CO
47545 | Currently in Use |  | 1998-01-19 |  | Petroleum | On road diesel | On road diesel | Bulk facility | Steel | Steel | Coated & cathodic protection (sti-P3) |  | Fiberglass reinforced plastic |  |  | Catchment Basin | Automatic shutoff device At 95% full | Automatic shutoff device At 95% full |  |  | Statistical Inventory Reconciliation (SIR) | [8 empty] | UST Currently In Use: 1; UST Temp Close: 1; AST Currently In Use: 1; AST Temp Closed: 0 | 1 | 1 | 1 | 11156-031-001426 | COFFEE COUNTY BOARD OF EDUCATION
47546 | Currently in Use |  | 1998-02-15 |  | Petroleum | Unleaded gasoline | Unleaded gasoline | Retail | Fiberglass reinforced plastic | Fiberglass reinforced plastic |  |  | Double Wall |  | 1901-01-01 | Catchment Basin | Flow Rest 90% Full | Flow Rest 90% Full |  |  | Continuous Automatic Tank Gauge |  | Containment Sump | Automatic flow restrictor (MLLD) |  |  | Annual line testing | Annual line testing |  | UST Currently In Use: 4; UST Temp Close: 0; AST Currently In Use: 0; AST Temp Closed: 0 | 4 | 0 | 2 | 20432-115-017260 | RODERICK L CARROLL
47547 | Currently in Use |  | 1998-02-15 |  | Petroleum | Premium gasoline | Premium gasoline | Retail | Single Wall | Fiberglass reinforced plastic |  |  | Double Wall |  | 1901-01-01 | Catchment Basin | Flow Rest 90% Full | Flow Rest 90% Full |  |  | Continuous Automatic Tank Gauge |  | Containment Sump | Automatic flow restrictor (MLLD) |  |  | Annual line testing | Annual line testing |  | UST Currently In Use: 4; UST Temp Close: 0; AST Currently In Use: 0; AST Temp Closed: 0 | 4 | 0 | 2 | 20432-115-017260 | RODERICK L CARROLL
47548 | Currently in Use |  | 1998-02-15 |  | Petroleum | On road diesel | On road diesel | Retail | Fiberglass reinforced plastic | Fiberglass reinforced plastic |  |  | Fiberglass reinforced plastic |  | 1901-01-01 | Catchment Basin | Flow Rest 90% Full | Flow Rest 90% Full |  |  | Continuous Automatic Tank Gauge | [8 empty] | UST Currently In Use: 4; UST Temp Close: 0; AST Currently In Use: 0; AST Temp Closed: 0 | 4 | 0 | 2 | 20432-115-017260 | RODERICK L CARROLL
47549 | Temporary Closed | 2016-07-01 | 1997-12-05 |  | Petroleum | Unleaded gasoline | Unleaded gasoline | Retail | Double Wall | Double Wall |  |  | Double Wall | ENVIRON | 1901-01-01 | Catchment Basin | Flow Rest 90% Full | Flow Rest 90% Full | Interstitial Monitoring within Secondary Containment |  | Continuous Automatic Tank Gauge |  | Automatic flow restrictor (MLLD) | Automatic flow restrictor (MLLD) |  |  | Annual line testing | Annual line testing |  | UST Currently In Use: 0; UST Temp Close: 4; AST Currently In Use: 0; AST Temp Closed: 0 | 0 | 4 | 0 | 22948-089-017996 | PAPPA, INC C/O ADAM PATEL DADAJI INC
47550 | Temporary Closed | 2016-07-01 | 1997-12-05 |  | Petroleum | Premium gasoline | Premium gasoline | Retail | Double Wall | Double Wall |  |  | Double Wall | ENVIRON | 1901-01-01 | Catchment Basin | Flow Rest 90% Full | Flow Rest 90% Full | Interstitial Monitoring within Secondary Containment |  | Continuous Automatic Tank Gauge |  | Automatic flow restrictor (MLLD) | Automatic flow restrictor (MLLD) |  |  | Annual line testing | Annual line testing |  | UST Currently In Use: 0; UST Temp Close: 4; AST Currently In Use: 0; AST Temp Closed: 0 | 0 | 4 | 0 | 22948-089-017996 | PAPPA, INC C/O ADAM PATEL DADAJI INC
47551 | Temporary Closed | 2016-07-01 | 1997-12-05 |  | Petroleum | On road diesel | On road diesel | Retail | Double Wall | Double Wall |  |  | GEOFLEX D | ENVIRON | 1901-01-01 | Catchment Basin | Flow Rest 90% Full | Flow Rest 90% Full | Interstitial Monitoring within Secondary Containment |  | Continuous Automatic Tank Gauge |  | Automatic flow restrictor (MLLD) | Automatic flow restrictor (MLLD) |  |  | Annual line testing | Annual line testing |  | UST Currently In Use: 0; UST Temp Close: 4; AST Currently In Use: 0; AST Temp Closed: 0 | 0 | 4 | 0 | 22948-089-017996 | PAPPA, INC C/O ADAM PATEL DADAJI INC
47552 | Temporary Closed | 2016-07-01 | 1997-12-05 |  | Petroleum | Other, OFFROAD | Other | Retail | Double Wall | Double Wall |  |  | Double Wall | ENVIRON | 1901-01-01 | Catchment Basin | Flow Rest 90% Full | Flow Rest 90% Full | Interstitial Monitoring within Secondary Containment |  | Continuous Automatic Tank Gauge |  | Automatic flow restrictor (MLLD) | Automatic flow restrictor (MLLD) |  |  | Annual line testing | Annual line testing |  | UST Currently In Use: 0; UST Temp Close: 4; AST Currently In Use: 0; AST Temp Closed: 0 | 0 | 4 | 0 | 22948-089-017996 | PAPPA, INC C/O ADAM PATEL DADAJI INC
47553 | Currently in Use |  | 1998-02-15 |  | Petroleum | Other, OFFROAD | Other | Retail | Single Wall | Single Wall | Coated & cathodic protection (sti-P3) |  | Fiberglass reinforced plastic |  |  | Catchment Basin | Flow Rest 90% Full | Flow Rest 90% Full |  |  | Continuous Automatic Tank Gauge | [8 empty] | UST Currently In Use: 4; UST Temp Close: 0; AST Currently In Use: 0; AST Temp Closed: 0 | 4 | 0 | 2 | 20432-115-017260 | RODERICK L CARROLL
47554 | Currently in Use |  | 1998-02-16 |  | Petroleum | Unleaded gasoline | Unleaded gasoline | Retail | Steel | Single Wall | Coated & cathodic protection (sti-P3) |  | Double Wall | OPW | 1998-02-16 | Catchment Basin | Flow Rest 90% Full | Flow Rest 90% Full |  |  | Continuous Automatic Tank Gauge |  | Automatic flow restrictor (MLLD) | Automatic flow restrictor (MLLD) |  |  | Annual line testing | Annual line testing |  | UST Currently In Use: 2; UST Temp Close: 0; AST Currently In Use: 0; AST Temp Closed: 0 | 2 | 0 | 3 | 24109-073-017437 | A&D REAL ESTATE INC.
47555 | Currently in Use |  | 1998-02-16 |  | Petroleum | Premium gasoline | Premium gasoline | Retail | Single Wall | Single Wall | Coated & cathodic protection (sti-P3) |  | Flexible | OPW | 1998-02-16 | Catchment Basin | Flow Rest 90% Full | Flow Rest 90% Full |  |  | Continuous Automatic Tank Gauge |  | Automatic flow restrictor (MLLD) | Automatic flow restrictor (MLLD) |  |  | Annual line testing | Annual line testing |  | UST Currently In Use: 2; UST Temp Close: 0; AST Currently In Use: 0; AST Temp Closed: 0 | 2 | 0 | 3 | 24109-073-017437 | A&D REAL ESTATE INC.
47556 | Temporary Closed | 2023-03-24 | 1998-03-03 |  | Petroleum | On road diesel | On road diesel | Local Government | Fiberglass coated steel | Fiberglass coated steel | Field installed cathodic protection |  | Steel |  |  | Catchment Basin | Flow Rest 90% Full | Flow Rest 90% Full |  |  | Other | [8 empty] | UST Currently In Use: 0; UST Temp Close: 2; AST Currently In Use: 0; AST Temp Closed: 0 | 0 | 2 | 2 | 11036-073-000382 | CITY OF HOMEWOOD POLICE DEPT
47557 | Currently in Use |  | 1995-11-01 |  | Petroleum | Unleaded gasoline | Unleaded gasoline | Retail | Single Wall | Single Wall | Coated & cathodic protection (sti-P3) |  | Fiberglass reinforced plastic |  |  | Catchment Basin | Flow Rest 90% Full | Flow Rest 90% Full |  |  | Continuous Automatic Tank Gauge | Single walled submersible pump containment sump | Automatic flow restrictor (MLLD) | Automatic flow restrictor (MLLD) |  |  | Annual line testing | Annual line testing |  | UST Currently In Use: 4; UST Temp Close: 0; AST Currently In Use: 0; AST Temp Closed: 0 | 4 | 0 | 0 | 24594-119-017998 | HIGHWAY 28 LLC
47558 | Currently in Use |  | 1995-11-01 |  | Petroleum | Premium gasoline | Premium gasoline | Retail | Single Wall | Single Wall | Coated & cathodic protection (sti-P3) |  | Fiberglass reinforced plastic |  |  | Catchment Basin | Flow Rest 90% Full | Flow Rest 90% Full |  |  | Continuous Automatic Tank Gauge |  | Automatic flow restrictor (MLLD) | Automatic flow restrictor (MLLD) |  |  | Annual line testing | Annual line testing |  | UST Currently In Use: 4; UST Temp Close: 0; AST Currently In Use: 0; AST Temp Closed: 0 | 4 | 0 | 0 | 24594-119-017998 | HIGHWAY 28 LLC
47559 | Currently in Use |  | 1995-11-01 |  | Petroleum | On road diesel | On road diesel | Retail | Steel | Single Wall | Coated & cathodic protection (sti-P3) |  | Fiberglass reinforced plastic |  |  | Catchment Basin | Flow Rest 90% Full | Automatic shutoff device At 95% full |  |  | Continuous Automatic Tank Gauge |  | Automatic flow restrictor (MLLD) | Automatic flow restrictor (MLLD) |  |  | Annual line testing | Annual line testing |  | UST Currently In Use: 4; UST Temp Close: 0; AST Currently In Use: 0; AST Temp Closed: 0 | 4 | 0 | 0 | 24594-119-017998 | HIGHWAY 28 LLC
47560 | Currently in Use |  | 1995-11-01 |  | Petroleum | On road diesel | On road diesel | Retail | Single Wall | Single Wall | Coated & cathodic protection (sti-P3) |  | Single Wall |  |  | Catchment Basin | Automatic shutoff device At 95% full | Automatic shutoff device At 95% full |  |  | Continuous Automatic Tank Gauge |  | NOT USING | Automatic flow restrictor (MLLD) |  |  | Annual line testing | Annual line testing |  | UST Currently In Use: 4; UST Temp Close: 0; AST Currently In Use: 0; AST Temp Closed: 0 | 4 | 0 | 0 | 24594-119-017998 | HIGHWAY 28 LLC
47561 | Currently in Use |  | 1998-01-08 |  | Petroleum | On road diesel | On road diesel | Emergency Power Generator | Double Wall | Double Wall |  |  | Double Wall |  | 1901-01-01 | Double walled catchment basin | Automatic shutoff device At 95% full | Audible high level alarm At 90% full | Interstitial Monitoring within Secondary Containment | SENSOR TO ATG | Automatic Tank Gauge |  | Containment Sump | Containment Sump | [5 empty] | UST Currently In Use: 1; UST Temp Close: 0; AST Currently In Use: 0; AST Temp Closed: 0 | 1 | 0 | 3 | 14462-073-012077 | BELLSOUTH TELECOMM. DBA AT&T ALA.
47562 | Currently in Use |  | 1977-01-01 |  | Petroleum | On road diesel | On road diesel | Emergency Power Generator | Single Wall | Single Wall | Field installed cathodic protection |  | Single Wall |  |  | Catchment Basin | Flow Rest 90% Full | Automatic shutoff device At 95% full |  |  | Continuous Automatic Tank Gauge | [8 empty] | UST Currently In Use: 1; UST Temp Close: 0; AST Currently In Use: 0; AST Temp Closed: 0 | 1 | 0 | 0 | 24677-055-017999 | PRIME HEALTHCARE SERVICES - GADSDEN
47563 | Currently in Use |  | 1998-03-25 |  | Petroleum | Unleaded gasoline | Unleaded gasoline | Retail | Fiberglass coated steel | Fiberglass coated steel |  |  | Steel |  |  | Catchment Basin | Flow Rest 90% Full | Flow Rest 90% Full |  |  | Automatic Tank Gauge |  | Containment Sump | Automatic flow restrictor (MLLD) |  |  | Annual line testing | Annual line testing |  | UST Currently In Use: 1; UST Temp Close: 0; AST Currently In Use: 0; AST Temp Closed: 0 | 1 | 0 | 2 | 23007-115-002086 | Woods Surfside Marina LLC
47564 | Currently in Use |  | 1998-03-27 |  | Petroleum | Unleaded gasoline | Unleaded gasoline | Retail | Single Wall | Single Wall | Coated & cathodic protection (sti-P3) |  | Single Wall |  |  | Catchment Basin | Automatic shutoff device At 95% full | Automatic shutoff device At 95% full |  |  | Automatic Tank Gauge | [8 empty] | UST Currently In Use: 2; UST Temp Close: 1; AST Currently In Use: 0; AST Temp Closed: 0 | 2 | 1 | 2 | 25518-055-013966 | MATHEW D BROWN
47565 | Currently in Use |  | 1998-03-27 |  | Petroleum | On road diesel | On road diesel | Retail | Single Wall | Single Wall | Coated & cathodic protection (sti-P3) |  | Fiberglass reinforced plastic |  |  | Catchment Basin | Automatic shutoff device At 95% full | Automatic shutoff device At 95% full |  |  | Automatic Tank Gauge | [8 empty] | UST Currently In Use: 2; UST Temp Close: 1; AST Currently In Use: 0; AST Temp Closed: 0 | 2 | 1 | 2 | 25518-055-013966 | MATHEW D BROWN
47567 | Currently in Use |  | 1998-02-02 |  | Petroleum | Premium gasoline | Premium gasoline | Retail | Fiberglass coated steel | Fiberglass coated steel |  |  | Fiberglass reinforced plastic |  | 1901-01-01 | Catchment Basin | Automatic shutoff device At 95% full | Automatic shutoff device At 95% full |  |  | Continuous Automatic Tank Gauge |  | Automatic shutoff device (AELLD) | Automatic shutoff device (AELLD) | [5 empty] | UST Currently In Use: 3; UST Temp Close: 0; AST Currently In Use: 0; AST Temp Closed: 0 | 3 | 0 | 0 | 23868-101-018131 | SLIDELL OIL COMPANY, LLC
47568 | Currently in Use |  | 1998-02-02 |  | Petroleum | On road diesel | On road diesel | Retail | Fiberglass coated steel | Fiberglass coated steel |  |  | Fiberglass reinforced plastic |  | 1901-01-01 | Catchment Basin | Automatic shutoff device At 95% full | Automatic shutoff device At 95% full |  |  | Continuous Automatic Tank Gauge |  | Containment Sump | Automatic shutoff device (AELLD) | [5 empty] | UST Currently In Use: 3; UST Temp Close: 0; AST Currently In Use: 0; AST Temp Closed: 0 | 3 | 0 | 0 | 23868-101-018131 | SLIDELL OIL COMPANY, LLC
47569 | Currently in Use |  | 1998-02-02 |  | Petroleum | Unleaded gasoline | Unleaded gasoline | Retail | Fiberglass coated steel | Fiberglass coated steel |  |  | Fiberglass reinforced plastic |  | 1901-01-01 | Catchment Basin | Automatic shutoff device At 95% full | Automatic shutoff device At 95% full |  |  | Continuous Automatic Tank Gauge |  | Automatic shutoff device (AELLD) | Automatic shutoff device (AELLD) | [5 empty] | UST Currently In Use: 3; UST Temp Close: 0; AST Currently In Use: 0; AST Temp Closed: 0 | 3 | 0 | 0 | 23868-101-018131 | SLIDELL OIL COMPANY, LLC
47572 | Permanently Closed | 2001-12-07 | 1985-01-01 | 2001-12-07 | Petroleum | On road diesel | On road diesel | Emergency power generator | Steel | Steel |  | Painted or None |  |  | 1901-01-01 | [14 empty] | UST Currently In Use: 0; UST Temp Close: 0; AST Currently In Use: 0; AST Temp Closed: 0 | 0 | 0 | 1 | 20656-101-018001 | CUMULUS BROADCASTING
47573 | Currently in Use |  | 1995-09-25 |  | Petroleum | Unleaded gasoline | Unleaded gasoline | Retail | Fiberglass coated steel | Fiberglass coated steel |  |  | Fiberglass reinforced plastic |  | 2014-01-01 | Catchment Basin | Flow Rest 90% Full | Flow Rest 90% Full |  |  | Automatic Tank Gauge | Single walled submersible pump containment sump | Automatic flow restrictor (MLLD) | Automatic flow restrictor (MLLD) |  |  | Annual line testing | Annual line testing |  | UST Currently In Use: 1; UST Temp Close: 0; AST Currently In Use: 0; AST Temp Closed: 0 | 1 | 0 | 0 | 20444-103-018002 | MAUND & SANDLIN LLC
47574 | Permanently Closed | 2006-02-16 | 1991-11-29 | 2006-02-16 | Petroleum | Unleaded gasoline | Unleaded gasoline | Retail | Steel | Steel | Coated & cathodic protection (sti-P3) |  | Fiberglass reinforced plastic |  |  | Catchment Basin | Flow Rest 90% Full | Flow Rest 90% Full |  |  | Automatic Tank Gauge | [5 empty] | Annual line testing | Annual line testing |  | UST Currently In Use: 2; UST Temp Close: 0; AST Currently In Use: 0; AST Temp Closed: 0 | 2 | 0 | 3 | 20445-071-018003 | REEDS GROCERY
47575 | Permanently Closed | 2012-09-27 | 1991-11-29 | 2012-09-27 | Petroleum | Mid-grade gasoline | Mid-grade gasoline | Retail | Single Wall | Single Wall | Coated & cathodic protection (sti-P3) |  | Single Wall |  |  | Catchment Basin | Flow Rest 90% Full | Flow Rest 90% Full |  |  | Continuous Automatic Tank Gauge | [5 empty] | Annual line testing | Annual line testing |  | UST Currently In Use: 2; UST Temp Close: 0; AST Currently In Use: 0; AST Temp Closed: 0 | 2 | 0 | 3 | 20445-071-018003 | REEDS GROCERY
47576 | Permanently Closed | 2012-09-27 | 1991-11-29 | 2012-09-27 | Petroleum | Premium gasoline | Premium gasoline | Retail | Steel | Single Wall | Coated & cathodic protection (sti-P3) |  | Single Wall |  |  | Catchment Basin | Flow Rest 90% Full | Flow Rest 90% Full |  |  | Continuous Automatic Tank Gauge | [5 empty] | Annual line testing | Annual line testing |  | UST Currently In Use: 2; UST Temp Close: 0; AST Currently In Use: 0; AST Temp Closed: 0 | 2 | 0 | 3 | 20445-071-018003 | REEDS GROCERY
47577 | Currently in Use |  | 1998-03-09 |  | Petroleum | On road diesel | On road diesel | Retail | Fiberglass coated steel | Fiberglass coated steel |  |  | Double Wall | ENVIRON | 1901-01-01 | Catchment Basin | Flow Rest 90% Full | Flow Rest 90% Full |  |  | Continuous Automatic Tank Gauge |  | Automatic flow restrictor (MLLD) | Automatic flow restrictor (MLLD) |  |  | Annual line testing | Annual line testing |  | UST Currently In Use: 4; UST Temp Close: 0; AST Currently In Use: 0; AST Temp Closed: 0 | 4 | 0 | 0 | 22938-049-017790 | TINA AND ALLAN DEERMAN
47578 | Currently in Use |  | 1998-03-09 |  | Petroleum | On road diesel | On road diesel | Retail | Fiberglass coated steel | Fiberglass coated steel |  |  | Flexible | ENVIRON | 1901-01-01 | Catchment Basin | Flow Rest 90% Full | Flow Rest 90% Full |  |  | Continuous Automatic Tank Gauge |  | Automatic flow restrictor (MLLD) | Automatic flow restrictor (MLLD) |  |  | Annual line testing | Annual line testing |  | UST Currently In Use: 4; UST Temp Close: 0; AST Currently In Use: 0; AST Temp Closed: 0 | 4 | 0 | 0 | 22938-049-017790 | TINA AND ALLAN DEERMAN
47579 | Currently in Use |  | 1998-03-18 |  | Petroleum | Unleaded gasoline | Unleaded gasoline | Retail | Fiberglass reinforced plastic | Fiberglass reinforced plastic |  |  | Flexible |  | 1901-01-01 | Catchment Basin | Flow Rest 90% Full | Flow Rest 90% Full |  |  | Continuous Automatic Tank Gauge |  | Containment Sump | Automatic shutoff device (AELLD) | [5 empty] | UST Currently In Use: 3; UST Temp Close: 1; AST Currently In Use: 0; AST Temp Closed: 0 | 3 | 1 | 0 | 15476-081-018004 | YOUNG OIL INC
47580 | Temporary Closed | 2022-10-30 | 1998-03-18 |  | Petroleum | Mid-grade gasoline | Mid-grade gasoline | Retail | Fiberglass reinforced plastic | Fiberglass reinforced plastic |  |  | Flexible |  | 1901-01-01 | Catchment Basin | Flow Rest 90% Full | Flow Rest 90% Full |  |  | Continuous Automatic Tank Gauge |  | Containment Sump | Automatic shutoff device (AELLD) | [5 empty] | UST Currently In Use: 3; UST Temp Close: 1; AST Currently In Use: 0; AST Temp Closed: 0 | 3 | 1 | 0 | 15476-081-018004 | YOUNG OIL INC
47581 | Currently in Use |  | 1998-03-18 |  | Petroleum | Premium gasoline | Premium gasoline | Retail | Fiberglass reinforced plastic | Fiberglass reinforced plastic |  |  | Flexible |  | 1901-01-01 | Catchment Basin | Flow Rest 90% Full | Flow Rest 90% Full |  |  | Continuous Automatic Tank Gauge |  | Automatic shutoff device (AELLD) | Automatic shutoff device (AELLD) | [5 empty] | UST Currently In Use: 3; UST Temp Close: 1; AST Currently In Use: 0; AST Temp Closed: 0 | 3 | 1 | 0 | 15476-081-018004 | YOUNG OIL INC
47582 | Currently in Use |  | 1998-03-18 |  | Petroleum | On road diesel | On road diesel | Retail | Fiberglass reinforced plastic | Fiberglass reinforced plastic |  |  | Flexible |  | 1901-01-01 | Catchment Basin | Flow Rest 90% Full | Flow Rest 90% Full |  |  | Continuous Automatic Tank Gauge |  | Automatic shutoff device (AELLD) | Automatic shutoff device (AELLD) | [5 empty] | UST Currently In Use: 3; UST Temp Close: 1; AST Currently In Use: 0; AST Temp Closed: 0 | 3 | 1 | 0 | 15476-081-018004 | YOUNG OIL INC
47583 | Currently in Use |  | 1998-03-03 |  | Petroleum | On road diesel | On road diesel | Local government | Fiberglass coated steel | Fiberglass coated steel |  |  | Fiberglass reinforced plastic |  | 1901-01-01 | Catchment Basin | Flow Rest 90% Full | Flow Rest 90% Full |  |  | Continuous Automatic Tank Gauge | [8 empty] | UST Currently In Use: 1; UST Temp Close: 0; AST Currently In Use: 0; AST Temp Closed: 0 | 1 | 0 | 1 | 10953-021-010103 | CHILTON COUNTY BOARD OF EDUCATION
47584 | Currently in Use |  | 1998-03-10 |  | Petroleum | On road diesel | On road diesel | Retail | Fiberglass coated steel | Fiberglass coated steel |  |  | Fiberglass reinforced plastic |  | 1901-01-01 | Catchment Basin | Flow Rest 90% Full | Flow Rest 90% Full |  |  | Continuous Automatic Tank Gauge | [8 empty] | UST Currently In Use: 1; UST Temp Close: 0; AST Currently In Use: 0; AST Temp Closed: 0 | 1 | 0 | 1 | 10953-021-010100 | CHILTON COUNTY BOARD OF EDUCATION
47585 | Currently in Use |  | 1998-03-01 |  | Petroleum | On road diesel | On road diesel | Local government | Fiberglass coated steel | Fiberglass coated steel |  |  | Fiberglass reinforced plastic |  | 1901-01-01 | Catchment Basin | Flow Rest 90% Full | Flow Rest 90% Full |  |  | Continuous Automatic Tank Gauge | [8 empty] | UST Currently In Use: 1; UST Temp Close: 0; AST Currently In Use: 0; AST Temp Closed: 0 | 1 | 0 | 1 | 10953-021-010101 | CHILTON COUNTY BOARD OF EDUCATION
47591 | Currently in Use |  | 1998-03-01 |  | Petroleum | On road diesel | On road diesel | Local Government | Fiberglass coated steel | Fiberglass coated steel |  |  | Fiberglass reinforced plastic |  | 1901-01-01 | Catchment Basin | Flow Rest 90% Full | Flow Rest 90% Full |  |  | Continuous Automatic Tank Gauge | [8 empty] | UST Currently In Use: 1; UST Temp Close: 0; AST Currently In Use: 0; AST Temp Closed: 0 | 1 | 0 | 1 | 10953-021-000674 | CHILTON COUNTY BOARD OF EDUCATION
47592 | Temporary Closed | 2021-05-04 | 1998-04-27 |  | Petroleum | Unleaded gasoline | Unleaded gasoline | Retail | Fiberglass reinforced plastic | Fiberglass reinforced plastic |  |  | Fiberglass reinforced plastic |  | 1901-01-01 | Catchment Basin | Automatic shutoff device At 95% full | Automatic shutoff device At 95% full |  |  | Continuous Automatic Tank Gauge |  | Automatic flow restrictor (MLLD) | Automatic flow restrictor (MLLD) |  |  | Annual line testing | Annual line testing |  | UST Currently In Use: 0; UST Temp Close: 2; AST Currently In Use: 0; AST Temp Closed: 0 | 0 | 2 | 4 | 22621-073-013490 | ANWAR SULTAN
47593 | Temporary Closed | 2021-05-04 | 1998-04-27 |  | Petroleum | Premium gasoline | Premium gasoline | Retail | Fiberglass reinforced plastic | Fiberglass reinforced plastic |  |  | Fiberglass reinforced plastic |  | 1901-01-01 | Catchment Basin | Automatic shutoff device At 95% full | Automatic shutoff device At 95% full |  |  | Continuous Automatic Tank Gauge |  | Automatic flow restrictor (MLLD) | Automatic flow restrictor (MLLD) |  |  | Annual line testing | Annual line testing |  | UST Currently In Use: 0; UST Temp Close: 2; AST Currently In Use: 0; AST Temp Closed: 0 | 0 | 2 | 4 | 22621-073-013490 | ANWAR SULTAN
47594 | Currently in Use |  | 1998-01-29 |  | Petroleum | Unleaded gasoline | Unleaded gasoline | Industrial | Steel | Double Wall | Coated & cathodic protection (sti-P3) |  | Fiberglass reinforced plastic |  |  | Catchment Basin | Automatic shutoff device At 95% full | Automatic shutoff device At 95% full | Interstitial Monitoring within Secondary Containment | SENSOR TO ATG | Automatic Tank Gauge |  | Automatic flow restrictor (MLLD) | Automatic flow restrictor (MLLD) | Interstitial Monitoring within Secondary Containment | SENSOR TO ATG | Annual line testing | Annual line testing |  | UST Currently In Use: 2; UST Temp Close: 0; AST Currently In Use: 0; AST Temp Closed: 0 | 2 | 0 | 3 | 14312-049-000010 | SAND MOUNTAIN ELECTRIC CO-OP
47595 | Temporary Closed | 2015-07-20 | 1998-03-10 |  | Petroleum | Unleaded gasoline | Unleaded gasoline | Retail | Fiberglass reinforced plastic | Fiberglass reinforced plastic |  |  | Fiberglass reinforced plastic |  | 1901-01-01 | Catchment Basin | Flow Rest 90% Full | Flow Rest 90% Full |  |  | Automatic Tank Gauge |  | Automatic flow restrictor (MLLD) | Automatic flow restrictor (MLLD) |  |  | Annual line testing | Annual line testing |  | UST Currently In Use: 0; UST Temp Close: 3; AST Currently In Use: 0; AST Temp Closed: 0 | 0 | 3 | 0 | 23596-075-018005 | JAMES T HULEN
47596 | Temporary Closed | 2015-07-20 | 1998-03-10 |  | Petroleum | Premium gasoline | Premium gasoline | Retail | Fiberglass reinforced plastic | Fiberglass reinforced plastic |  |  | Fiberglass reinforced plastic |  | 1901-01-01 | Catchment Basin | Flow Rest 90% Full | Flow Rest 90% Full |  |  | Automatic Tank Gauge |  | Automatic flow restrictor (MLLD) | Automatic flow restrictor (MLLD) |  |  | Annual line testing | Annual line testing |  | UST Currently In Use: 0; UST Temp Close: 3; AST Currently In Use: 0; AST Temp Closed: 0 | 0 | 3 | 0 | 23596-075-018005 | JAMES T HULEN
47597 | Temporary Closed | 2015-07-20 | 1998-03-10 |  | Petroleum | On road diesel | On road diesel | Retail | Fiberglass reinforced plastic | Fiberglass reinforced plastic |  |  | Fiberglass reinforced plastic |  | 1901-01-01 | Catchment Basin | Flow Rest 90% Full | Flow Rest 90% Full |  |  | Automatic Tank Gauge |  | Automatic flow restrictor (MLLD) | Automatic flow restrictor (MLLD) |  |  | Annual line testing | Annual line testing |  | UST Currently In Use: 0; UST Temp Close: 3; AST Currently In Use: 0; AST Temp Closed: 0 | 0 | 3 | 0 | 23596-075-018005 | JAMES T HULEN
47598 | Currently in Use |  | 1997-11-20 |  | Petroleum | Unleaded gasoline | Unleaded gasoline | Retail | Double Wall | Double Wall |  |  | Double Wall | APT | 1901-01-01 | Catchment Basin | Automatic shutoff device At 95% full | Automatic shutoff device At 95% full |  |  | Continuous Automatic Tank Gauge |  | Automatic shutoff device (AELLD) | Automatic shutoff device (AELLD) | [5 empty] | UST Currently In Use: 2; UST Temp Close: 0; AST Currently In Use: 0; AST Temp Closed: 0 | 2 | 0 | 0 | 13526-073-018007 | MOORE OIL COMPANY, INC.
47599 | Currently in Use |  | 1997-11-20 |  | Petroleum | Premium gasoline | Premium gasoline | Retail | Double Wall | Double Wall |  |  | Flexible | APT | 1901-01-01 | Catchment Basin | Automatic shutoff device At 95% full | Automatic shutoff device At 95% full |  |  | Continuous Automatic Tank Gauge |  | Automatic shutoff device (AELLD) | Automatic shutoff device (AELLD) | [5 empty] | UST Currently In Use: 2; UST Temp Close: 0; AST Currently In Use: 0; AST Temp Closed: 0 | 2 | 0 | 0 | 13526-073-018007 | MOORE OIL COMPANY, INC.
47616 | Currently in Use |  | 1998-01-14 |  | Petroleum | On road diesel | On road diesel | Emergency Power Generator | Double Wall | Double Wall |  |  | Double Wall |  | 1901-01-01 | Catchment Basin | Automatic shutoff device At 95% full | Automatic shutoff device At 95% full | Interstitial Monitoring within Secondary Containment | SENSOR TO ATG | Automatic Tank Gauge | [8 empty] | UST Currently In Use: 1; UST Temp Close: 0; AST Currently In Use: 0; AST Temp Closed: 0 | 1 | 0 | 0 | 11042-089-018008 | CITY OF HUNTSVILLE
47617 | Permanently Closed | 2010-11-23 | 1996-02-29 | 2017-09-25 | Petroleum | Kerosene | Kerosene | Retail | Steel | Steel | Coated & cathodic protection (sti-P3) |  | Fiberglass reinforced plastic |  |  | Catchment Basin | Automatic shutoff device At 95% full | Automatic shutoff device At 95% full | Interstitial Monitoring within Secondary Containment |  | Statistical Inventory Reconciliation (SIR) | [8 empty] | UST Currently In Use: 0; UST Temp Close: 0; AST Currently In Use: 0; AST Temp Closed: 0 | 0 | 0 | 3 | 19581-089-014506 | ALABAMA SUPERMARKET
47618 | Permanently Closed | 2011-10-01 | 1996-01-15 | 2012-06-19 | Petroleum | On road diesel | On road diesel | Retail | Steel | Steel | Field installed cathodic protection |  | Fiberglass reinforced plastic |  | 1901-01-01 | Catchment Basin | Automatic shutoff device At 95% full | Automatic shutoff device At 95% full | [11 empty] | UST Currently In Use: 0; UST Temp Close: 0; AST Currently In Use: 0; AST Temp Closed: 0 | 0 | 0 | 5 | 16074-035-013965 | HORTON OIL COMPANY OF BREWTON
47619 | Currently in Use |  | 1998-02-10 |  | Petroleum | Unleaded gasoline | Unleaded gasoline | Industrial | Fiberglass coated steel | Fiberglass coated steel |  |  | Single Wall |  | 1901-01-01 | Catchment Basin | Automatic shutoff device At 95% full | Automatic shutoff device At 95% full |  |  | Automatic Tank Gauge | [8 empty] | UST Currently In Use: 2; UST Temp Close: 0; AST Currently In Use: 1; AST Temp Closed: 0 | 2 | 0 | 10 | 10219-073-010533 | AMERICAN CAST IRON PIPE CO
47620 | Currently in Use |  | 1998-02-10 |  | Petroleum | On road diesel | On road diesel | Industrial | Fiberglass coated steel | Fiberglass coated steel |  |  | Fiberglass reinforced plastic |  | 1901-01-01 | Catchment Basin | Flow Rest 90% Full | Flow Rest 90% Full |  |  | Automatic Tank Gauge |  | Automatic flow restrictor (MLLD) | Automatic flow restrictor (MLLD) |  |  | Annual line testing | Annual line testing |  | UST Currently In Use: 2; UST Temp Close: 0; AST Currently In Use: 1; AST Temp Closed: 0 | 2 | 0 | 10 | 10219-073-010533 | AMERICAN CAST IRON PIPE CO
47621 | Currently in Use |  | 1997-11-01 |  | Petroleum | Unleaded gasoline | Unleaded gasoline | Retail | Steel | Steel | Coated & cathodic protection (sti-P3) |  | Fiberglass reinforced plastic |  |  | Catchment Basin | Flow Rest 90% Full | Flow Rest 90% Full |  |  | Automatic Tank Gauge |  | Automatic flow restrictor (MLLD) | Automatic flow restrictor (MLLD) |  |  | Annual line testing | Annual line testing |  | UST Currently In Use: 3; UST Temp Close: 0; AST Currently In Use: 0; AST Temp Closed: 0 | 3 | 0 | 4 | 12409-005-007936 | Tim Shirley
47622 | Currently in Use |  | 1997-11-01 |  | Petroleum | Premium gasoline | Premium gasoline | Retail | Steel | Steel | Coated & cathodic protection (sti-P3) |  | Fiberglass reinforced plastic |  |  | Catchment Basin | Flow Rest 90% Full | Flow Rest 90% Full |  |  | Automatic Tank Gauge |  | Automatic flow restrictor (MLLD) | Automatic flow restrictor (MLLD) |  |  | Annual line testing | Annual line testing |  | UST Currently In Use: 3; UST Temp Close: 0; AST Currently In Use: 0; AST Temp Closed: 0 | 3 | 0 | 4 | 12409-005-007936 | Tim Shirley
47623 | Currently in Use |  | 1992-03-03 |  | Petroleum | Unleaded gasoline | Unleaded gasoline | Retail | Single Wall | Single Wall | Field installed cathodic protection |  | Double Wall |  |  | Catchment Basin | Automatic shutoff device At 95% full | Automatic shutoff device At 95% full |  |  | Continuous Automatic Tank Gauge |  | Automatic shutoff device (AELLD) | Automatic shutoff device (AELLD) | [5 empty] | UST Currently In Use: 1; UST Temp Close: 0; AST Currently In Use: 1; AST Temp Closed: 0 | 1 | 0 | 0 | 24189-083-018009 | SOHAM ENTERPRISES
47624 | Currently in Use |  | 1998-03-20 |  | Petroleum | On road diesel | On road diesel | Retail | Fiberglass coated steel | Fiberglass coated steel |  |  | Flexible |  | 1901-01-01 | Catchment Basin | Flow Rest 90% Full | Flow Rest 90% Full |  |  | Continuous Automatic Tank Gauge |  | Automatic flow restrictor (MLLD) | Automatic flow restrictor (MLLD) | Interstitial Monitoring within Secondary Containment |  | Continuous alarm system | Continuous alarm system |  | UST Currently In Use: 3; UST Temp Close: 0; AST Currently In Use: 0; AST Temp Closed: 0 | 3 | 0 | 3 | 16773-117-013982 | ROCK OIL COMPANY INC
47625 | Currently in Use |  | 1998-03-20 |  | Petroleum | Premium gasoline | Premium gasoline | Retail | Fiberglass coated steel | Fiberglass coated steel |  |  | Flexible |  | 1901-01-01 | Catchment Basin | Flow Rest 90% Full | Flow Rest 90% Full |  |  | Continuous Automatic Tank Gauge |  | Automatic flow restrictor (MLLD) | Automatic flow restrictor (MLLD) | Interstitial Monitoring within Secondary Containment |  | Continuous alarm system | Continuous alarm system |  | UST Currently In Use: 3; UST Temp Close: 0; AST Currently In Use: 0; AST Temp Closed: 0 | 3 | 0 | 3 | 16773-117-013982 | ROCK OIL COMPANY INC
47626 | Currently in Use |  | 1998-03-20 |  | Petroleum | Unleaded gasoline | Unleaded gasoline | Retail | Fiberglass coated steel | Fiberglass coated steel |  |  | Flexible |  | 1901-01-01 | Catchment Basin | Flow Rest 90% Full | Flow Rest 90% Full |  |  | Continuous Automatic Tank Gauge |  | Automatic flow restrictor (MLLD) | Automatic flow restrictor (MLLD) | Interstitial Monitoring within Secondary Containment |  | Continuous alarm system | Continuous alarm system |  | UST Currently In Use: 3; UST Temp Close: 0; AST Currently In Use: 0; AST Temp Closed: 0 | 3 | 0 | 3 | 16773-117-013982 | ROCK OIL COMPANY INC
47627 | Temporary Closed | 2012-02-02 | 1997-11-15 |  | Petroleum | Unleaded gasoline | Unleaded gasoline | Retail | Fiberglass coated steel | Fiberglass coated steel |  |  | FLEX |  | 1901-01-01 | Catchment Basin | Audible high level alarm At 90% full | Audible high level alarm At 90% full |  |  | Automatic Tank Gauge |  | Containment Sump | Automatic flow restrictor (MLLD) | Interstitial Monitoring within Secondary Containment |  |  |  |  | UST Currently In Use: 0; UST Temp Close: 1; AST Currently In Use: 0; AST Temp Closed: 0 | 0 | 1 | 3 | 24644-005-003708 | DH & PH ENTERPRISES LLC
47628 | Currently in Use |  | 1995-01-01 |  | Petroleum | Unleaded gasoline | Unleaded gasoline | Retail | Steel | Steel | Coated & cathodic protection (sti-P3) |  | Flexible |  |  | Catchment Basin | Audible high level alarm At 90% full | Audible high level alarm At 90% full |  |  | Automatic Tank Gauge |  | Automatic flow restrictor (MLLD) | Automatic flow restrictor (MLLD) | Interstitial Monitoring within Secondary Containment |  | Other | Other |  | UST Currently In Use: 4; UST Temp Close: 0; AST Currently In Use: 0; AST Temp Closed: 0 | 4 | 0 | 0 | 25676-069-018014 | AWOL LLC
47629 | Currently in Use |  | 1995-01-01 |  | Petroleum | Unleaded gasoline | Unleaded gasoline | Retail | Steel | Steel | Coated & cathodic protection (sti-P3) |  | Flexible |  |  | Catchment Basin | Audible high level alarm At 90% full | Audible high level alarm At 90% full |  |  | Automatic Tank Gauge |  | Containment Sump | Automatic flow restrictor (MLLD) | Interstitial Monitoring within Secondary Containment |  | Other | Other |  | UST Currently In Use: 4; UST Temp Close: 0; AST Currently In Use: 0; AST Temp Closed: 0 | 4 | 0 | 0 | 25676-069-018014 | AWOL LLC
47630 | Currently in Use |  | 1995-01-01 |  | Petroleum | On road diesel | On road diesel | Retail | Steel | Steel | Coated & cathodic protection (sti-P3) |  | Flexible |  |  | Catchment Basin | Audible high level alarm At 90% full | Audible high level alarm At 90% full |  |  | Automatic Tank Gauge |  | Containment Sump | Automatic flow restrictor (MLLD) | Interstitial Monitoring within Secondary Containment |  | DW GEOFLEX | Other |  | UST Currently In Use: 4; UST Temp Close: 0; AST Currently In Use: 0; AST Temp Closed: 0 | 4 | 0 | 0 | 25676-069-018014 | AWOL LLC
47631 | Currently in Use | 2023-01-10 | 1998-03-05 |  | Petroleum | Unleaded gasoline | Unleaded gasoline | Emergency Power Generator | Fiberglass reinforced plastic | Double Wall |  |  | COPPER |  | 1901-01-01 | Catchment Basin | Audible high level alarm At 90% full | Audible high level alarm At 90% full | Interstitial Monitoring within Secondary Containment | SENSOR TO ATG | Automatic Tank Gauge | Single walled submersible pump containment sump |  |  |  |  | Continuous alarm system | Continuous alarm system |  | UST Currently In Use: 1; UST Temp Close: 0; AST Currently In Use: 0; AST Temp Closed: 0 | 1 | 0 | 1 | 14462-043-012096 | BELLSOUTH TELECOMM. DBA AT&T ALA.
47632 | Temporary Closed | 2023-07-02 | 1998-04-03 |  | Petroleum | On road diesel | On road diesel | Emergency Power Generator | Fiberglass reinforced plastic | Fiberglass reinforced plastic |  |  | Fiberglass reinforced plastic |  | 1901-01-01 | Catchment Basin | Automatic shutoff device At 95% full | Automatic shutoff device At 95% full | [6 empty] | Interstitial Monitoring within Secondary Containment |  |  |  |  | UST Currently In Use: 0; UST Temp Close: 1; AST Currently In Use: 0; AST Temp Closed: 0 | 0 | 1 | 1 | 13129-083-001313 | LIMESTONE COUNTY COMMISION
47633 | Cannot Locate or abandoned |  | 1995-08-08 |  | Petroleum | On road diesel | On road diesel | Retail | Fiberglass reinforced plastic | Fiberglass reinforced plastic |  |  | Fiberglass reinforced plastic |  | 1901-01-01 | Catchment Basin | Flow Rest 90% Full | Automatic shutoff device At 95% full | [11 empty] | UST Currently In Use: 0; UST Temp Close: 0; AST Currently In Use: 0; AST Temp Closed: 0 | 0 | 0 | 0 | 20331-093-018017 | FALCON OIL CO INC
47634 | Cannot Locate or abandoned |  | 1995-08-08 |  | Petroleum | Premium gasoline | Premium gasoline | Retail | Steel | Steel | Coated & cathodic protection (sti-P3) |  | Fiberglass reinforced plastic |  | 1901-01-01 | Catchment Basin | Automatic shutoff device At 95% full | Automatic shutoff device At 95% full | [11 empty] | UST Currently In Use: 0; UST Temp Close: 0; AST Currently In Use: 0; AST Temp Closed: 0 | 0 | 0 | 0 | 20331-093-018017 | FALCON OIL CO INC
47635 | Currently in Use |  | 1996-05-15 |  | Petroleum | Premium gasoline | Premium gasoline | Retail | Single Wall | Single Wall | Coated & cathodic protection (sti-P3) |  | Double Wall |  |  | Catchment Basin | Flow Rest 90% Full | Automatic shutoff device At 95% full |  |  | Continuous Automatic Tank Gauge |  | Automatic flow restrictor (MLLD) | Automatic flow restrictor (MLLD) |  |  | Annual line testing | Annual line testing |  | UST Currently In Use: 5; UST Temp Close: 0; AST Currently In Use: 0; AST Temp Closed: 0 | 5 | 0 | 2 | 15201-089-005600 | VULCAN OIL COMPANY INC.
47636 | Permanently Closed | 2010-01-01 | 1998-02-25 | 2012-10-04 | Petroleum | Unleaded gasoline | Unleaded gasoline | Local government | Fiberglass reinforced plastic | Fiberglass reinforced plastic |  |  | Fiberglass reinforced plastic |  | 1901-01-01 | Catchment Basin | Automatic shutoff device At 95% full | Automatic shutoff device At 95% full |  |  | Statistical Inventory Reconciliation (SIR) | [8 empty] | UST Currently In Use: 0; UST Temp Close: 0; AST Currently In Use: 0; AST Temp Closed: 0 | 0 | 0 | 2 | 11088-093-009694 | CITY OF WINFIELD
47637 | Currently in Use |  | 1998-02-02 |  | Petroleum | Unleaded gasoline | Unleaded gasoline | Retail | Fiberglass coated steel | Fiberglass coated steel |  |  | Double Wall |  |  | Catchment Basin | Automatic shutoff device At 95% full | Automatic shutoff device At 95% full |  |  | Continuous Automatic Tank Gauge | Single walled submersible pump containment sump | Sump sensor relayed to automatically shut off submersible pump | Containment Sump | Interstitial Monitoring within Secondary Containment | SENSOR TO ATG | Continuous alarm system | Continuous alarm system |  | UST Currently In Use: 3; UST Temp Close: 0; AST Currently In Use: 0; AST Temp Closed: 0 | 3 | 0 | 0 | 21274-103-012971 | H OIL, INC.
47638 | Currently in Use |  | 1998-02-02 |  | Petroleum | Unleaded gasoline | Unleaded gasoline | Retail | Fiberglass coated steel | Fiberglass coated steel |  |  | Double Wall |  |  | Catchment Basin | Automatic shutoff device At 95% full | Automatic shutoff device At 95% full |  |  | Statistical Inventory Reconciliation (SIR) | Single walled submersible pump containment sump | Containment Sump | Containment Sump | Interstitial Monitoring within Secondary Containment | SENSOR TO ATG | Statistical inventory reconciliation (SIR) | Continuous alarm system |  | UST Currently In Use: 3; UST Temp Close: 0; AST Currently In Use: 0; AST Temp Closed: 0 | 3 | 0 | 0 | 21274-103-012971 | H OIL, INC.
47639 | Currently in Use |  | 1998-02-02 |  | Petroleum | On road diesel | On road diesel | Retail | Single Wall | Fiberglass coated steel |  |  | Flexible |  |  | Catchment Basin | Automatic shutoff device At 95% full | Automatic shutoff device At 95% full |  |  | Continuous Automatic Tank Gauge | Single walled submersible pump containment sump | Containment Sump | Containment Sump | Interstitial Monitoring within Secondary Containment | SENSOR TO ATG | Continuous alarm system | Continuous alarm system |  | UST Currently In Use: 3; UST Temp Close: 0; AST Currently In Use: 0; AST Temp Closed: 0 | 3 | 0 | 0 | 21274-103-012971 | H OIL, INC.
47640 | Temporary Closed | 2009-01-01 | 1997-06-26 |  | Petroleum | Unleaded gasoline | Unleaded gasoline | Retail | Fiberglass reinforced plastic | Fiberglass reinforced plastic |  |  | Single Wall |  | 1901-01-01 | Catchment Basin | Flow Rest 90% Full | Flow Rest 90% Full |  |  | Automatic Tank Gauge | [8 empty] | UST Currently In Use: 0; UST Temp Close: 3; AST Currently In Use: 0; AST Temp Closed: 0 | 0 | 3 | 0 | 25341-133-018019 | TIM R WADSWORTH
47641 | Temporary Closed | 2009-01-01 | 1997-06-26 |  | Petroleum | Premium gasoline | Premium gasoline | Retail | Fiberglass reinforced plastic | Fiberglass reinforced plastic |  |  | Fiberglass reinforced plastic |  | 1901-01-01 | Catchment Basin | Flow Rest 90% Full | Flow Rest 90% Full |  |  | Automatic Tank Gauge | [8 empty] | UST Currently In Use: 0; UST Temp Close: 3; AST Currently In Use: 0; AST Temp Closed: 0 | 0 | 3 | 0 | 25341-133-018019 | TIM R WADSWORTH
47642 | Temporary Closed | 2009-01-01 | 1997-06-26 |  | Petroleum | On road diesel | On road diesel | Retail | Fiberglass reinforced plastic | Fiberglass reinforced plastic |  |  | Single Wall |  | 1901-01-01 | Catchment Basin | Flow Rest 90% Full | Flow Rest 90% Full |  |  | Automatic Tank Gauge | [8 empty] | UST Currently In Use: 0; UST Temp Close: 3; AST Currently In Use: 0; AST Temp Closed: 0 | 0 | 3 | 0 | 25341-133-018019 | TIM R WADSWORTH
47643 | Temporary Closed | 2014-12-31 | 1992-06-10 |  | Petroleum | On road diesel | On road diesel | Retail | Single Wall | Single Wall | Coated & cathodic protection (sti-P3) |  | Single Wall |  |  | Catchment Basin | Automatic shutoff device At 95% full | Automatic shutoff device At 95% full |  |  | Statistical Inventory Reconciliation (SIR) | Direct Bury submersible pump | [7 empty] | UST Currently In Use: 0; UST Temp Close: 2; AST Currently In Use: 0; AST Temp Closed: 0 | 0 | 2 | 4 | 22259-043-008165 | MARK GRAVES BREMEN THRIFT SPIRIT
47644 | Temporary Closed | 2014-12-31 | 1992-06-10 |  | Petroleum | Unleaded gasoline | Unleaded gasoline | Retail | Single Wall | Single Wall | Coated & cathodic protection (sti-P3) |  | Fiberglass reinforced plastic |  |  | Catchment Basin | Automatic shutoff device At 95% full | Automatic shutoff device At 95% full |  |  | Statistical Inventory Reconciliation (SIR) | Direct Bury submersible pump | [7 empty] | UST Currently In Use: 0; UST Temp Close: 2; AST Currently In Use: 0; AST Temp Closed: 0 | 0 | 2 | 4 | 22259-043-008165 | MARK GRAVES BREMEN THRIFT SPIRIT
47645 | Currently in Use |  | 1996-12-09 |  | Petroleum | Unleaded gasoline | Unleaded gasoline | Retail | Fiberglass coated steel | Fiberglass coated steel |  |  | Double Wall |  |  | Catchment Basin | Automatic shutoff device At 95% full | Automatic shutoff device At 95% full |  |  | Continuous Automatic Tank Gauge | Single walled submersible pump containment sump | Containment Sump | Automatic flow restrictor (MLLD) |  | SENSOR TO ATG | Annual line testing | Annual line testing |  | UST Currently In Use: 4; UST Temp Close: 0; AST Currently In Use: 0; AST Temp Closed: 0 | 4 | 0 | 0 | 24144-033-018021 | BILL BLANKINSHIP
47646 | Currently in Use |  | 1996-12-09 |  | Petroleum | Premium gasoline | Premium gasoline | Retail | Fiberglass coated steel | Fiberglass coated steel |  |  | Flexible |  |  | Catchment Basin | Automatic shutoff device At 95% full | Automatic shutoff device At 95% full |  |  | Continuous Automatic Tank Gauge | Single walled submersible pump containment sump | Containment Sump | Automatic flow restrictor (MLLD) |  | SENSOR TO ATG | Annual line testing | Annual line testing |  | UST Currently In Use: 4; UST Temp Close: 0; AST Currently In Use: 0; AST Temp Closed: 0 | 4 | 0 | 0 | 24144-033-018021 | BILL BLANKINSHIP
47647 | Currently in Use |  | 1996-12-09 |  | Petroleum | On road diesel | On road diesel | Retail | Single Wall | Fiberglass coated steel |  |  | Double Wall |  |  | Catchment Basin | Automatic shutoff device At 95% full | Automatic shutoff device At 95% full |  |  | Continuous Automatic Tank Gauge |  | Containment Sump | Automatic flow restrictor (MLLD) |  | SENSOR TO ATG | Annual line testing | Annual line testing |  | UST Currently In Use: 4; UST Temp Close: 0; AST Currently In Use: 0; AST Temp Closed: 0 | 4 | 0 | 0 | 24144-033-018021 | BILL BLANKINSHIP
47648 | Currently in Use |  | 1996-12-09 |  | Petroleum | Kerosene | Kerosene | Retail | Single Wall | Fiberglass coated steel |  |  | Fiberglass reinforced plastic |  |  | Catchment Basin | Automatic shutoff device At 95% full | Automatic shutoff device At 95% full |  |  | Continuous Automatic Tank Gauge | [8 empty] | UST Currently In Use: 4; UST Temp Close: 0; AST Currently In Use: 0; AST Temp Closed: 0 | 4 | 0 | 0 | 24144-033-018021 | BILL BLANKINSHIP
47649 | Currently in Use |  | 1997-07-28 |  | Petroleum | Unleaded gasoline | Unleaded gasoline | Retail | Single Wall | Fiberglass coated steel |  |  | Fiberglass reinforced plastic |  | 1901-01-01 | Catchment Basin | Automatic shutoff device At 95% full | Automatic shutoff device At 95% full |  |  | Statistical Inventory Reconciliation (SIR) | [8 empty] | UST Currently In Use: 2; UST Temp Close: 0; AST Currently In Use: 0; AST Temp Closed: 0 | 2 | 0 | 5 | 25076-043-010841 | HGK, INC.
47650 | Currently in Use |  | 1997-07-28 |  | Petroleum | Unleaded gasoline | Unleaded gasoline | Retail | Fiberglass coated steel | Fiberglass coated steel |  |  | Single Wall |  | 1901-01-01 | Catchment Basin | Automatic shutoff device At 95% full | Automatic shutoff device At 95% full |  |  | Statistical Inventory Reconciliation (SIR) | [8 empty] | UST Currently In Use: 2; UST Temp Close: 0; AST Currently In Use: 0; AST Temp Closed: 0 | 2 | 0 | 5 | 25076-043-010841 | HGK, INC.
47651 | Currently in Use |  | 1998-03-26 |  | Petroleum | Unleaded gasoline | Unleaded gasoline | Bulk facility | Single Wall | Fiberglass reinforced plastic |  |  | Double Wall |  | 1901-01-01 | Catchment Basin | Flow Rest 90% Full | Flow Rest 90% Full |  |  | Continuous Automatic Tank Gauge |  | Automatic shutoff device (AELLD) | Automatic shutoff device (AELLD) | [5 empty] | UST Currently In Use: 3; UST Temp Close: 0; AST Currently In Use: 0; AST Temp Closed: 0 | 3 | 0 | 3 | 13951-073-017276 | QUALITY PETROLEUM OF ALABAMA INC
47652 | Currently in Use |  | 1998-03-26 |  | Petroleum | On road diesel | On road diesel | Bulk facility | Fiberglass reinforced plastic | Fiberglass reinforced plastic |  |  | Fiberglass reinforced plastic |  | 1901-01-01 | Catchment Basin | Flow Rest 90% Full | Flow Rest 90% Full |  |  | Continuous Automatic Tank Gauge |  | Automatic shutoff device (AELLD) | Automatic shutoff device (AELLD) | [5 empty] | UST Currently In Use: 3; UST Temp Close: 0; AST Currently In Use: 0; AST Temp Closed: 0 | 3 | 0 | 3 | 13951-073-017276 | QUALITY PETROLEUM OF ALABAMA INC
47653 | Currently in Use |  | 1998-03-26 |  | Petroleum | On road diesel | On road diesel | Bulk facility | Fiberglass reinforced plastic | Fiberglass reinforced plastic |  |  | Double Wall |  | 1901-01-01 | Catchment Basin | Flow Rest 90% Full | Flow Rest 90% Full |  |  | Continuous Automatic Tank Gauge |  | Automatic shutoff device (AELLD) | Automatic shutoff device (AELLD) | [5 empty] | UST Currently In Use: 3; UST Temp Close: 0; AST Currently In Use: 0; AST Temp Closed: 0 | 3 | 0 | 3 | 13951-073-017276 | QUALITY PETROLEUM OF ALABAMA INC
47654 | Currently in Use |  | 1998-03-15 |  | Petroleum | Unleaded gasoline | Unleaded gasoline | Retail | Double Wall | Double Wall | Coated & cathodic protection (sti-P3) |  | Double Wall | ENVIRON | 1901-01-01 | Catchment Basin | Automatic shutoff device At 95% full | Automatic shutoff device At 95% full |  |  | Continuous Automatic Tank Gauge |  | Automatic shutoff device (AELLD) | Automatic shutoff device (AELLD) | [5 empty] | UST Currently In Use: 2; UST Temp Close: 0; AST Currently In Use: 0; AST Temp Closed: 0 | 2 | 0 | 3 | 24844-019-004406 | JIGAR PATEL
47655 | Currently in Use |  | 1998-03-15 |  | Petroleum | Unleaded gasoline | Unleaded gasoline | Retail | 6P/2D | Double Wall | Coated & cathodic protection (sti-P3) |  | -- | ENVIRON | 1901-01-01 | Catchment Basin | Automatic shutoff device At 95% full | Automatic shutoff device At 95% full |  |  | Continuous Automatic Tank Gauge |  | Automatic shutoff device (AELLD) | Automatic shutoff device (AELLD) | [5 empty] | UST Currently In Use: 2; UST Temp Close: 0; AST Currently In Use: 0; AST Temp Closed: 0 | 2 | 0 | 3 | 24844-019-004406 | JIGAR PATEL
47657 | Currently in Use |  | 1997-11-08 |  | Petroleum | On road diesel | On road diesel | Industrial | Fiberglass reinforced plastic | Fiberglass reinforced plastic |  |  | Fiberglass reinforced plastic |  | 1901-01-01 | Catchment Basin | Automatic shutoff device At 95% full | Automatic shutoff device At 95% full |  |  | Automatic Tank Gauge | [8 empty] | UST Currently In Use: 2; UST Temp Close: 0; AST Currently In Use: 0; AST Temp Closed: 0 | 2 | 0 | 1 | 11051-051-017857 | CITY OF MILLBROOK
47658 | Currently in Use |  | 1997-11-08 |  | Petroleum | Unleaded gasoline | Unleaded gasoline | Local Government | Fiberglass reinforced plastic | Fiberglass reinforced plastic |  |  | Fiberglass reinforced plastic |  | 1901-01-01 | Catchment Basin | Automatic shutoff device At 95% full | Automatic shutoff device At 95% full |  |  | Automatic Tank Gauge | [8 empty] | UST Currently In Use: 2; UST Temp Close: 0; AST Currently In Use: 0; AST Temp Closed: 0 | 2 | 0 | 1 | 11051-051-017857 | CITY OF MILLBROOK
47659 | Currently in Use |  | 1998-05-11 |  | Petroleum | Unleaded gasoline | Unleaded gasoline | Retail | Fiberglass coated steel | Fiberglass coated steel |  |  | Fiberglass reinforced plastic |  | 1901-01-01 | Catchment Basin | Flow Rest 90% Full | Flow Rest 90% Full |  |  | Continuous Automatic Tank Gauge |  | Automatic flow restrictor (MLLD) | Automatic flow restrictor (MLLD) | Interstitial Monitoring within Secondary Containment |  | Annual line testing | Annual line testing |  | UST Currently In Use: 3; UST Temp Close: 0; AST Currently In Use: 0; AST Temp Closed: 0 | 3 | 0 | 0 | 25191-021-018025 | MUTUAL, LLC DBA SUNSHINE 4
47660 | Currently in Use |  | 1998-05-11 |  | Petroleum | Premium gasoline | Premium gasoline | Retail | Fiberglass coated steel | Fiberglass coated steel |  |  | Fiberglass reinforced plastic |  | 1901-01-01 | Catchment Basin | Flow Rest 90% Full | Flow Rest 90% Full |  |  | Continuous Automatic Tank Gauge |  | Automatic flow restrictor (MLLD) | Automatic flow restrictor (MLLD) | Interstitial Monitoring within Secondary Containment |  | Annual line testing | Annual line testing |  | UST Currently In Use: 3; UST Temp Close: 0; AST Currently In Use: 0; AST Temp Closed: 0 | 3 | 0 | 0 | 25191-021-018025 | MUTUAL, LLC DBA SUNSHINE 4
47661 | Currently in Use |  | 1998-04-01 |  | Petroleum | Unleaded gasoline | Unleaded gasoline | Retail | Fiberglass coated steel | Fiberglass coated steel |  |  | Fiberglass reinforced plastic |  | 1901-01-01 | Catchment Basin | Flow Rest 90% Full | Flow Rest 90% Full |  |  | Automatic Tank Gauge |  | Automatic flow restrictor (MLLD) | Automatic flow restrictor (MLLD) | Interstitial Monitoring within Secondary Containment |  | Annual line testing | Annual line testing |  | UST Currently In Use: 3; UST Temp Close: 0; AST Currently In Use: 0; AST Temp Closed: 0 | 3 | 0 | 0 | 23709-005-007864 | NILKANTH ENTERPRISES INC
47663 | Currently in Use |  | 1998-04-01 |  | Petroleum | On road diesel | On road diesel | Retail | Fiberglass coated steel | Fiberglass coated steel |  |  | Fiberglass reinforced plastic |  | 1901-01-01 | Catchment Basin | Flow Rest 90% Full | Flow Rest 90% Full |  |  | Automatic Tank Gauge |  | Automatic flow restrictor (MLLD) | Automatic flow restrictor (MLLD) | Interstitial Monitoring within Secondary Containment |  | Annual line testing | Annual line testing |  | UST Currently In Use: 3; UST Temp Close: 0; AST Currently In Use: 0; AST Temp Closed: 0 | 3 | 0 | 0 | 23709-005-007864 | NILKANTH ENTERPRISES INC
47664 | Currently in Use |  | 1998-04-01 |  | Petroleum | On road diesel | On road diesel | Retail | Fiberglass coated steel | Fiberglass coated steel |  |  | Fiberglass reinforced plastic |  | 1901-01-01 | Catchment Basin | Flow Rest 90% Full | Flow Rest 90% Full |  |  | Automatic Tank Gauge |  | Automatic flow restrictor (MLLD) | Automatic flow restrictor (MLLD) | Interstitial Monitoring within Secondary Containment |  | Annual line testing | Annual line testing |  | UST Currently In Use: 3; UST Temp Close: 0; AST Currently In Use: 0; AST Temp Closed: 0 | 3 | 0 | 0 | 23709-005-007864 | NILKANTH ENTERPRISES INC
47665 | Currently in Use |  | 1998-02-10 |  | Petroleum | Unleaded gasoline | Unleaded gasoline | Retail | Double Wall | Double Wall |  |  | Flexible |  | 1901-01-01 | Catchment Basin | Flow Rest 90% Full | Flow Rest 90% Full | Interstitial Monitoring within Secondary Containment | SENSOR TO ATG |  | Single walled submersible pump containment sump | Containment Sump | Automatic flow restrictor (MLLD) | Interstitial Monitoring within Secondary Containment | SENSOR TO ATG | Continuous alarm system | Continuous alarm system |  | UST Currently In Use: 2; UST Temp Close: 0; AST Currently In Use: 0; AST Temp Closed: 0 | 2 | 0 | 5 | 25265-043-005477 | LGWS/CROSS AMERICA PARTNERS
47666 | Currently in Use |  | 1998-02-10 |  | Petroleum | Mid-grade gasoline | Mid-grade gasoline | Retail | Fiberglass coated steel | Double Wall |  |  | Double Wall |  | 1901-01-01 | Catchment Basin | Flow Rest 90% Full | Flow Rest 90% Full | Interstitial Monitoring within Secondary Containment | SENSOR TO ATG |  | Single walled submersible pump containment sump | Automatic flow restrictor (MLLD) | Automatic flow restrictor (MLLD) | Interstitial Monitoring within Secondary Containment | SENSOR TO ATG | Continuous alarm system | Continuous alarm system |  | UST Currently In Use: 2; UST Temp Close: 0; AST Currently In Use: 0; AST Temp Closed: 0 | 2 | 0 | 5 | 25265-043-005477 | LGWS/CROSS AMERICA PARTNERS
47667 | Temporary Closed | 2006-07-01 | 1998-04-20 |  | Petroleum | Unleaded gasoline | Unleaded gasoline | Retail | Fiberglass coated steel | Fiberglass coated steel |  |  | Fiberglass reinforced plastic |  | 1901-01-01 | Catchment Basin | Automatic shutoff device At 95% full | Automatic shutoff device At 95% full | [11 empty] | UST Currently In Use: 0; UST Temp Close: 1; AST Currently In Use: 0; AST Temp Closed: 0 | 0 | 1 | 3 | 22913-021-001268 | AST & W ASSOCIATES, LLC
47668 | Temporary Closed | 2006-08-31 | 1998-03-24 |  | Petroleum | Unleaded gasoline | Unleaded gasoline | Retail | Steel | Steel | Coated & cathodic protection (sti-P3) |  | Fiberglass reinforced plastic |  | 1901-01-01 | Catchment Basin | Automatic shutoff device At 95% full | Automatic shutoff device At 95% full | [11 empty] | UST Currently In Use: 0; UST Temp Close: 1; AST Currently In Use: 0; AST Temp Closed: 0 | 0 | 1 | 1 | 20468-073-003984 | HOWTON'S CAMP
47669 | Currently in Use |  | 1998-04-01 |  | Petroleum | Unleaded gasoline | Unleaded gasoline | Retail | Fiberglass reinforced plastic | Fiberglass reinforced plastic |  |  | Fiberglass reinforced plastic |  | 1901-01-01 | Catchment Basin | Audible high level alarm At 90% full | Audible high level alarm At 90% full | Interstitial Monitoring within Secondary Containment |  | Continuous Automatic Tank Gauge | Single walled submersible pump containment sump | Automatic shutoff device (AELLD) | Automatic shutoff device (AELLD) |  |  | Continuous alarm system | Annual line testing |  | UST Currently In Use: 3; UST Temp Close: 0; AST Currently In Use: 0; AST Temp Closed: 0 | 3 | 0 | 4 | 14001-117-009636 | RACETRAC PETROLEUM, INC.
47670 | Currently in Use |  | 1998-04-01 |  | Petroleum | On road diesel | On road diesel | Retail | Fiberglass reinforced plastic | Fiberglass reinforced plastic |  |  | Fiberglass reinforced plastic |  | 1901-01-01 | Catchment Basin | Flow Rest 90% Full | Audible high level alarm At 90% full | Interstitial Monitoring within Secondary Containment |  | Continuous Automatic Tank Gauge | Single walled submersible pump containment sump | Automatic shutoff device (AELLD) | Automatic shutoff device (AELLD) |  |  | Annual line testing | Annual line testing |  | UST Currently In Use: 3; UST Temp Close: 0; AST Currently In Use: 0; AST Temp Closed: 0 | 3 | 0 | 4 | 14001-117-009636 | RACETRAC PETROLEUM, INC.
47671 | Currently in Use |  | 1998-04-01 |  | Petroleum | Premium gasoline | Premium gasoline | Retail | Fiberglass reinforced plastic | Fiberglass reinforced plastic |  |  | Fiberglass reinforced plastic |  | 1901-01-01 | Catchment Basin | Audible high level alarm At 90% full | Audible high level alarm At 90% full | Interstitial Monitoring within Secondary Containment |  | Continuous Automatic Tank Gauge | Single walled submersible pump containment sump | Automatic shutoff device (AELLD) | Automatic shutoff device (AELLD) |  |  | Continuous alarm system | Annual line testing |  | UST Currently In Use: 3; UST Temp Close: 0; AST Currently In Use: 0; AST Temp Closed: 0 | 3 | 0 | 4 | 14001-117-009636 | RACETRAC PETROLEUM, INC.
47672 | Currently in Use |  | 1998-03-15 |  | Petroleum | Unleaded gasoline | Unleaded gasoline | Retail | Fiberglass reinforced plastic | Double Wall |  |  | Double Wall | OPW | 1901-01-01 | Catchment Basin | Flow Rest 90% Full | Flow Rest 90% Full |  |  | Continuous Automatic Tank Gauge |  | Automatic flow restrictor (MLLD) | Automatic flow restrictor (MLLD) |  |  | Annual line testing | Annual line testing |  | UST Currently In Use: 2; UST Temp Close: 0; AST Currently In Use: 0; AST Temp Closed: 0 | 2 | 0 | 0 | 24838-073-018028 | BAGANI VENTURES, LLC
47673 | Currently in Use |  | 1998-03-15 |  | Petroleum | Premium gasoline | Premium gasoline | Retail | Fiberglass reinforced plastic | Double Wall |  |  | Flexible | OPW | 1901-01-01 | Catchment Basin | Flow Rest 90% Full | Flow Rest 90% Full | Interstitial Monitoring within Secondary Containment |  | Continuous Automatic Tank Gauge |  | Automatic flow restrictor (MLLD) | Automatic flow restrictor (MLLD) |  |  | Annual line testing | Annual line testing |  | UST Currently In Use: 2; UST Temp Close: 0; AST Currently In Use: 0; AST Temp Closed: 0 | 2 | 0 | 0 | 24838-073-018028 | BAGANI VENTURES, LLC
47674 | Permanently Closed | 2007-03-22 | 1971-02-03 | 2007-03-22 | Petroleum | Premium gasoline | Premium gasoline | Retail | Steel | Steel | Field installed cathodic protection | Painted or None | Steel |  | 1901-01-01 | Catchment Basin | Automatic shutoff device At 95% full | Automatic shutoff device At 95% full | [11 empty] | UST Currently In Use: 0; UST Temp Close: 0; AST Currently In Use: 0; AST Temp Closed: 0 | 0 | 0 | 2 | 22706-035-018031 | YUPADEE COOLEY
47675 | Permanently Closed | 2007-03-22 | 1971-02-03 | 2007-03-22 | Petroleum | Unleaded gasoline | Unleaded gasoline | Retail | Steel | Steel | Field installed cathodic protection | Painted or None | Steel |  | 1901-01-01 | Catchment Basin | Automatic shutoff device At 95% full | Automatic shutoff device At 95% full | [11 empty] | UST Currently In Use: 0; UST Temp Close: 0; AST Currently In Use: 0; AST Temp Closed: 0 | 0 | 0 | 2 | 22706-035-018031 | YUPADEE COOLEY
47676 | Currently in Use |  | 1997-10-20 |  | Petroleum | Unleaded gasoline | Unleaded gasoline | Retail | Steel | Steel | Coated & cathodic protection (sti-P3) |  | Fiberglass reinforced plastic |  |  | Catchment Basin | Flow Rest 90% Full | Flow Rest 90% Full |  |  | Automatic Tank Gauge |  | Automatic flow restrictor (MLLD) | Automatic flow restrictor (MLLD) |  |  | Annual line testing | Annual line testing |  | UST Currently In Use: 4; UST Temp Close: 0; AST Currently In Use: 1; AST Temp Closed: 0 | 4 | 0 | 5 | 22830-031-011600 | R.S. LORD, LLC
47677 | Currently in Use |  | 1997-10-20 |  | Petroleum | Mid-grade gasoline | Mid-grade gasoline | Retail | Steel | Steel | Coated & cathodic protection (sti-P3) |  | Fiberglass reinforced plastic |  |  | Catchment Basin | Flow Rest 90% Full | Flow Rest 90% Full |  |  | Automatic Tank Gauge |  | Automatic flow restrictor (MLLD) | Automatic flow restrictor (MLLD) |  |  | Annual line testing | Annual line testing |  | UST Currently In Use: 4; UST Temp Close: 0; AST Currently In Use: 1; AST Temp Closed: 0 | 4 | 0 | 5 | 22830-031-011600 | R.S. LORD, LLC
47678 | Currently in Use |  | 1997-10-20 |  | Petroleum | Premium gasoline | Premium gasoline | Retail | Steel | Steel | Coated & cathodic protection (sti-P3) |  | Fiberglass reinforced plastic |  |  | Catchment Basin | Flow Rest 90% Full | Flow Rest 90% Full |  |  | Automatic Tank Gauge |  | Containment Sump | Automatic flow restrictor (MLLD) |  |  | Annual line testing | Annual line testing |  | UST Currently In Use: 4; UST Temp Close: 0; AST Currently In Use: 1; AST Temp Closed: 0 | 4 | 0 | 5 | 22830-031-011600 | R.S. LORD, LLC
47679 | Currently in Use |  | 1997-10-20 |  | Petroleum | On road diesel | On road diesel | Retail | Steel | Steel | Coated & cathodic protection (sti-P3) |  | Fiberglass reinforced plastic |  |  | Catchment Basin | Flow Rest 90% Full | Flow Rest 90% Full |  |  | Automatic Tank Gauge |  | Automatic flow restrictor (MLLD) | Automatic flow restrictor (MLLD) |  |  | Annual line testing | Annual line testing |  | UST Currently In Use: 4; UST Temp Close: 0; AST Currently In Use: 1; AST Temp Closed: 0 | 4 | 0 | 5 | 22830-031-011600 | R.S. LORD, LLC
47681 | Permanently Closed | 2015-08-01 | 1998-03-30 | 2015-08-18 | Petroleum | Unleaded gasoline | Unleaded gasoline | Industrial | Fiberglass coated steel | Fiberglass coated steel |  |  | Fiberglass reinforced plastic |  | 1901-01-01 | Catchment Basin | Flow Rest 90% Full | Flow Rest 90% Full |  |  | Manual Tank Gauging (only tanks 1000 gal. or less and 48” or 64” in diameter) | [8 empty] | UST Currently In Use: 0; UST Temp Close: 0; AST Currently In Use: 0; AST Temp Closed: 0 | 0 | 0 | 4 | 14306-073-002079 | SAMFORD UNIVERSITY
47682 | Currently in Use |  | 1998-01-01 |  | Petroleum | Aviation fuel (JP-4; etc.) | Aviation fuel (JP-4; etc.) | Industrial | Double Wall | Double Wall |  |  | Double Wall |  | 1901-01-01 | Other | Audible high level alarm At 90% full | Audible high level alarm At 90% full |  |  |  |  | Containment Sump | Containment Sump |  | SENSOR TO ATG | Continuous alarm system | Continuous alarm system |  | UST Currently In Use: 1; UST Temp Close: 0; AST Currently In Use: 0; AST Temp Closed: 0 | 1 | 0 | 2 | 15198-073-000011 | VULCAN MATERIALS CO
47683 | Permanently Closed | 2007-10-16 | 1901-01-01 | 2008-07-12 | Petroleum | Unleaded gasoline | Unleaded gasoline | Retail | Steel | Steel | Field installed cathodic protection |  | Steel |  | 1901-01-01 | Catchment Basin | Automatic shutoff device At 95% full | Automatic shutoff device At 95% full | [8 empty] | Annual line testing | Annual line testing |  | UST Currently In Use: 0; UST Temp Close: 0; AST Currently In Use: 0; AST Temp Closed: 0 | 0 | 0 | 4 | 20465-057-018023 | DONALD SMITH
47684 | Permanently Closed | 2007-10-16 | 1901-01-01 | 2008-07-12 | Petroleum | Unleaded gasoline | Unleaded gasoline | Retail | Steel | Steel | Field installed cathodic protection |  | Steel |  | 1901-01-01 | Catchment Basin | Automatic shutoff device At 95% full | Automatic shutoff device At 95% full | [8 empty] | Annual line testing | Annual line testing |  | UST Currently In Use: 0; UST Temp Close: 0; AST Currently In Use: 0; AST Temp Closed: 0 | 0 | 0 | 4 | 20465-057-018023 | DONALD SMITH
47685 | Permanently Closed | 2007-10-16 | 1901-01-01 | 2008-07-12 | Petroleum | Unleaded gasoline | Unleaded gasoline | Retail | Steel | Steel | Field installed cathodic protection |  | Steel |  | 1901-01-01 | Catchment Basin | Automatic shutoff device At 95% full | Automatic shutoff device At 95% full | [8 empty] | Annual line testing | Annual line testing |  | UST Currently In Use: 0; UST Temp Close: 0; AST Currently In Use: 0; AST Temp Closed: 0 | 0 | 0 | 4 | 20465-057-018023 | DONALD SMITH
47686 | Permanently Closed | 2007-10-16 | 1901-01-01 | 2008-07-12 | Petroleum | Unleaded gasoline | Unleaded gasoline | Retail | Steel | Steel | Field installed cathodic protection |  | Steel |  | 1901-01-01 | Catchment Basin | Automatic shutoff device At 95% full | Automatic shutoff device At 95% full | [8 empty] | Annual line testing | Annual line testing |  | UST Currently In Use: 0; UST Temp Close: 0; AST Currently In Use: 0; AST Temp Closed: 0 | 0 | 0 | 4 | 20465-057-018023 | DONALD SMITH
47687 | Currently in Use |  | 1997-10-22 |  | Petroleum | Unleaded gasoline | Unleaded gasoline | Retail | Fiberglass coated steel | Fiberglass coated steel |  |  | Fiberglass reinforced plastic |  | 1901-01-01 | Catchment Basin | Automatic shutoff device At 95% full | Automatic shutoff device At 95% full |  |  | Continuous Automatic Tank Gauge |  | Containment Sump | Automatic flow restrictor (MLLD) |  |  | Annual line testing | Annual line testing |  | UST Currently In Use: 3; UST Temp Close: 0; AST Currently In Use: 0; AST Temp Closed: 0 | 3 | 0 | 0 | 23871-091-018034 | MALONE'S TEXACO
47688 | Currently in Use |  | 1997-10-22 |  | Petroleum | On road diesel | On road diesel | Retail | Fiberglass coated steel | Fiberglass coated steel |  |  | Fiberglass reinforced plastic |  | 1901-01-01 | Catchment Basin | Automatic shutoff device At 95% full | Automatic shutoff device At 95% full |  |  | Continuous Automatic Tank Gauge |  | Automatic flow restrictor (MLLD) | Automatic flow restrictor (MLLD) |  |  | Annual line testing | Annual line testing |  | UST Currently In Use: 3; UST Temp Close: 0; AST Currently In Use: 0; AST Temp Closed: 0 | 3 | 0 | 0 | 23871-091-018034 | MALONE'S TEXACO
47689 | Currently in Use |  | 1997-10-22 |  | Petroleum | Premium gasoline | Premium gasoline | Retail | Fiberglass coated steel | Fiberglass coated steel |  |  | Fiberglass reinforced plastic |  | 1901-01-01 | Catchment Basin | Automatic shutoff device At 95% full | Automatic shutoff device At 95% full |  |  | Continuous Automatic Tank Gauge |  | Containment Sump | Automatic flow restrictor (MLLD) |  |  | Annual line testing | Annual line testing |  | UST Currently In Use: 3; UST Temp Close: 0; AST Currently In Use: 0; AST Temp Closed: 0 | 3 | 0 | 0 | 23871-091-018034 | MALONE'S TEXACO
47692 | Currently in Use |  | 1998-04-15 |  | Petroleum | Unleaded gasoline | Unleaded gasoline | Retail | Fiberglass reinforced plastic | Double Wall |  |  | Double Wall | APT | 1901-01-01 | Catchment Basin | Automatic shutoff device At 95% full | Automatic shutoff device At 95% full |  |  | Continuous Automatic Tank Gauge |  | Automatic shutoff device (AELLD) | Automatic shutoff device (AELLD) | [5 empty] | UST Currently In Use: 2; UST Temp Close: 0; AST Currently In Use: 0; AST Temp Closed: 0 | 2 | 0 | 5 | 25155-073-013697 | NATHAN ENTERPRISES, INC
47693 | Currently in Use |  | 1998-04-15 |  | Petroleum | Premium gasoline | Premium gasoline | Retail | Fiberglass reinforced plastic | Double Wall |  |  | Flexible | APT | 1901-01-01 | Catchment Basin | Flow Rest 90% Full | Automatic shutoff device At 95% full |  |  | Continuous Automatic Tank Gauge |  | Automatic shutoff device (AELLD) | Automatic shutoff device (AELLD) | [5 empty] | UST Currently In Use: 2; UST Temp Close: 0; AST Currently In Use: 0; AST Temp Closed: 0 | 2 | 0 | 5 | 25155-073-013697 | NATHAN ENTERPRISES, INC
47694 | Temporary Closed | 2021-10-30 | 1994-06-20 |  | Petroleum | Unleaded gasoline | Unleaded gasoline | Retail | Single Wall | Single Wall | Coated & cathodic protection (sti-P3) |  | Double Wall |  |  | Catchment Basin | Flow Rest 90% Full | Flow Rest 90% Full |  |  | Statistical Inventory Reconciliation (SIR) | Single walled submersible pump containment sump | Containment Sump | Automatic flow restrictor (MLLD) |  |  | Statistical inventory reconciliation (SIR) | Statistical inventory reconciliation (SIR) |  | UST Currently In Use: 0; UST Temp Close: 2; AST Currently In Use: 0; AST Temp Closed: 0 | 0 | 2 | 0 | 24200-077-018035 | MCCOY & COMPANY, INC.
47695 | Temporary Closed | 2021-10-30 | 1994-06-20 |  | Petroleum | On road diesel | On road diesel | Retail | Single Wall | Single Wall | Coated & cathodic protection (sti-P3) |  | Double Wall |  |  | Catchment Basin | Flow Rest 90% Full | Flow Rest 90% Full |  |  | Statistical Inventory Reconciliation (SIR) | Single walled submersible pump containment sump | Containment Sump | Automatic flow restrictor (MLLD) |  |  | Statistical inventory reconciliation (SIR) | Statistical inventory reconciliation (SIR) |  | UST Currently In Use: 0; UST Temp Close: 2; AST Currently In Use: 0; AST Temp Closed: 0 | 0 | 2 | 0 | 24200-077-018035 | MCCOY & COMPANY, INC.
47697 | Currently in Use |  | 1997-12-15 |  | Petroleum | Unleaded gasoline | Unleaded gasoline | Retail | Steel | Steel | Coated & cathodic protection (sti-P3) |  | Fiberglass reinforced plastic |  |  | Catchment Basin | Automatic shutoff device At 95% full | Automatic shutoff device At 95% full |  |  | Statistical Inventory Reconciliation (SIR) |  | Automatic flow restrictor (MLLD) | Automatic flow restrictor (MLLD) |  |  | Statistical inventory reconciliation (SIR) | Statistical inventory reconciliation (SIR) |  | UST Currently In Use: 1; UST Temp Close: 0; AST Currently In Use: 0; AST Temp Closed: 0 | 1 | 0 | 3 | 14493-107-013416 | SOUTHERN OIL COMPANY, INC.
47698 | Currently in Use |  | 1997-10-15 |  | Petroleum | Unleaded gasoline | Unleaded gasoline | Retail | Steel | Double Wall | Coated & cathodic protection (sti-P3) |  | Fiberglass reinforced plastic |  |  | Catchment Basin | Automatic shutoff device At 95% full | Automatic shutoff device At 95% full | Interstitial Monitoring within Secondary Containment | SENSOR TO ATG | Continuous Automatic Tank Gauge |  | Automatic flow restrictor (MLLD) | Automatic flow restrictor (MLLD) |  | SENSOR TO ATG | Continuous alarm system | Annual line testing |  | UST Currently In Use: 2; UST Temp Close: 0; AST Currently In Use: 0; AST Temp Closed: 0 | 2 | 0 | 0 | 13929-097-018036 | PRINCE OIL COMPANY, INC.
47699 | Currently in Use |  | 1997-10-15 |  | Petroleum | Premium gasoline | Premium gasoline | Retail | Steel | Double Wall | Coated & cathodic protection (sti-P3) |  | Double Wall |  |  | Catchment Basin | Automatic shutoff device At 95% full | Automatic shutoff device At 95% full | Interstitial Monitoring within Secondary Containment | SENSOR TO ATG | Continuous Automatic Tank Gauge |  | Automatic flow restrictor (MLLD) | Automatic flow restrictor (MLLD) |  | SENSOR TO ATG | Annual line testing | Annual line testing |  | UST Currently In Use: 2; UST Temp Close: 0; AST Currently In Use: 0; AST Temp Closed: 0 | 2 | 0 | 0 | 13929-097-018036 | PRINCE OIL COMPANY, INC.
47700 | Currently in Use |  | 1997-05-12 |  | Petroleum | Unleaded gasoline | Unleaded gasoline | Retail | Double Wall | Double Wall |  |  | ENVIROFLEX |  | 1901-01-01 | Catchment Basin | Flow Rest 90% Full | Flow Rest 90% Full |  |  | Continuous Automatic Tank Gauge |  | Automatic shutoff device (AELLD) | Automatic shutoff device (AELLD) | [5 empty] | UST Currently In Use: 3; UST Temp Close: 0; AST Currently In Use: 0; AST Temp Closed: 0 | 3 | 0 | 0 | 21527-101-018037 | RONALD J MOORE LLC
47701 | Currently in Use |  | 1997-05-12 |  | Petroleum | Unleaded gasoline | Unleaded gasoline | Retail | Fiberglass coated steel | Double Wall |  |  | Flexible |  | 1901-01-01 | Catchment Basin | Flow Rest 90% Full | Flow Rest 90% Full |  |  | Continuous Automatic Tank Gauge |  | Automatic shutoff device (AELLD) | Automatic shutoff device (AELLD) | [5 empty] | UST Currently In Use: 3; UST Temp Close: 0; AST Currently In Use: 0; AST Temp Closed: 0 | 3 | 0 | 0 | 21527-101-018037 | RONALD J MOORE LLC
47702 | Currently in Use |  | 1997-05-12 |  | Petroleum | On road diesel | On road diesel | Retail | Fiberglass coated steel | Fiberglass coated steel |  |  | ENVIROFLEX |  | 1901-01-01 | Catchment Basin | Flow Rest 90% Full | Flow Rest 90% Full |  |  | Continuous Automatic Tank Gauge |  | Containment Sump | Automatic shutoff device (AELLD) | [5 empty] | UST Currently In Use: 3; UST Temp Close: 0; AST Currently In Use: 0; AST Temp Closed: 0 | 3 | 0 | 0 | 21527-101-018037 | RONALD J MOORE LLC
47703 | Temporary Closed | 2001-09-07 | 1994-10-01 |  | Petroleum | Unleaded gasoline | Unleaded gasoline | Retail | Steel | Steel | Coated & cathodic protection (sti-P3) |  | Fiberglass reinforced plastic |  | 1901-01-01 | Catchment Basin | Flow Rest 90% Full | Flow Rest 90% Full | [11 empty] | UST Currently In Use: 0; UST Temp Close: 2; AST Currently In Use: 0; AST Temp Closed: 0 | 0 | 2 | 0 | 21741-069-018038 | TERESA LEDFORD
47704 | Temporary Closed | 2001-09-07 | 1994-10-01 |  | Petroleum | Unleaded gasoline | Unleaded gasoline | Retail | Steel | Steel | Coated & cathodic protection (sti-P3) |  | Fiberglass reinforced plastic |  | 1901-01-01 | Catchment Basin | Flow Rest 90% Full | Flow Rest 90% Full | [11 empty] | UST Currently In Use: 0; UST Temp Close: 2; AST Currently In Use: 0; AST Temp Closed: 0 | 0 | 2 | 0 | 21741-069-018038 | TERESA LEDFORD
47705 | Temporary Closed | 2013-09-01 | 1998-03-23 |  | Petroleum | Unleaded gasoline | Unleaded gasoline | Retail | Steel | Steel | Coated & cathodic protection (sti-P3) |  | Fiberglass reinforced plastic |  |  | Catchment Basin | Automatic shutoff device At 95% full | Automatic shutoff device At 95% full |  |  | Statistical Inventory Reconciliation (SIR) | [8 empty] | UST Currently In Use: 0; UST Temp Close: 1; AST Currently In Use: 0; AST Temp Closed: 0 | 0 | 1 | 4 | 14050-109-000568 | REDDOCH SERVICE STATION
47706 | Retired | 1984-01-01 | 1973-01-10 |  | Petroleum | Used oil | Used oil |  |  |  |  | Painted or None |  |  | 1901-01-01 | [14 empty] | UST Currently In Use: 0; UST Temp Close: 0; AST Currently In Use: 0; AST Temp Closed: 0 | 0 | 0 | 0 | 20482-097-018040 | WOOLWORTH CORPORATION
47708 | Permanently Closed | 2010-09-15 | 1997-08-13 | 2010-09-15 | Petroleum | On road diesel | On road diesel | Bulk facility | Steel | Steel | Field installed cathodic protection |  | DBL WALL |  |  | Catchment Basin | Flow Rest 90% Full | Audible high level alarm At 90% full | Interstitial Monitoring within Secondary Containment |  | Automatic Tank Gauge |  |  |  | Interstitial Monitoring within Secondary Containment |  | Continuous alarm system | Continuous alarm system |  | UST Currently In Use: 0; UST Temp Close: 0; AST Currently In Use: 0; AST Temp Closed: 0 | 0 | 0 | 3 | 11174-069-006765 | THE EARTHGRAINS CO
47709 | Currently in Use |  | 1997-12-01 |  | Petroleum | Unleaded gasoline | Unleaded gasoline | Retail | Fiberglass coated steel | Fiberglass coated steel |  |  | ENVIROFLEX |  | 1901-01-01 | Catchment Basin | Flow Rest 90% Full | Flow Rest 90% Full |  |  | Continuous Automatic Tank Gauge |  | Containment Sump | Automatic flow restrictor (MLLD) |  |  | Annual line testing | Annual line testing |  | UST Currently In Use: 2; UST Temp Close: 0; AST Currently In Use: 0; AST Temp Closed: 0 | 2 | 0 | 0 | 25939-101-018042 | RUSHPRIT LLC
47710 | Currently in Use |  | 1997-12-01 |  | Petroleum | Unleaded gasoline | Unleaded gasoline | Retail | Fiberglass coated steel | Fiberglass coated steel |  |  | ENVIROFLEX |  | 1901-01-01 | Catchment Basin | Flow Rest 90% Full | Flow Rest 90% Full |  |  | Continuous Automatic Tank Gauge |  | Containment Sump | Automatic flow restrictor (MLLD) |  |  | Annual line testing | Annual line testing |  | UST Currently In Use: 2; UST Temp Close: 0; AST Currently In Use: 0; AST Temp Closed: 0 | 2 | 0 | 0 | 25939-101-018042 | RUSHPRIT LLC
47712 | Permanently Closed | 2000-04-27 | 1989-11-01 | 2000-04-27 | Petroleum | On road diesel | On road diesel |  | Steel | Steel | Coated & cathodic protection (sti-P3) |  | Fiberglass reinforced plastic |  | 1901-01-01 | [11 empty] | Vapor monitoring | Vapor monitoring |  | UST Currently In Use: 0; UST Temp Close: 0; AST Currently In Use: 4; AST Temp Closed: 0 | 0 | 0 | 7 | 13476-097-008779 | MOBILE AIRPORT AUTHORITY
47713 | Permanently Closed | 2000-04-27 | 1989-11-01 | 2000-04-27 | Petroleum | Unleaded gasoline | Unleaded gasoline | Bulk facility | Steel | Steel | Coated & cathodic protection (sti-P3) |  | Fiberglass reinforced plastic |  | 1901-01-01 | [11 empty] | Vapor monitoring | Vapor monitoring |  | UST Currently In Use: 0; UST Temp Close: 0; AST Currently In Use: 4; AST Temp Closed: 0 | 0 | 0 | 7 | 13476-097-008779 | MOBILE AIRPORT AUTHORITY
47714 | Permanently Closed | 2011-02-08 | 1997-04-01 | 2011-02-08 | Petroleum | On road diesel | On road diesel | Retail | Steel | Steel | Coated & cathodic protection (sti-P3) |  | Fiberglass reinforced plastic |  | 1901-01-01 | Catchment Basin | Flow Rest 90% Full | Flow Rest 90% Full |  |  | Continuous Automatic Tank Gauge | [8 empty] | UST Currently In Use: 0; UST Temp Close: 0; AST Currently In Use: 0; AST Temp Closed: 0 | 0 | 0 | 4 | 12233-127-013928 | HAGER OIL, INC.
47715 | Permanently Closed | 2010-05-23 | 1997-04-01 | 2011-02-08 | Petroleum | Unleaded gasoline | Unleaded gasoline | Retail | Steel | Steel | Coated & cathodic protection (sti-P3) |  | Fiberglass reinforced plastic |  | 1901-01-01 | Catchment Basin | Flow Rest 90% Full | Flow Rest 90% Full |  |  | Statistical Inventory Reconciliation (SIR) | [5 empty] | Statistical inventory reconciliation (SIR) | Statistical inventory reconciliation (SIR) |  | UST Currently In Use: 0; UST Temp Close: 0; AST Currently In Use: 0; AST Temp Closed: 0 | 0 | 0 | 4 | 12233-127-013928 | HAGER OIL, INC.
47716 | Permanently Closed | 2010-05-23 | 1997-04-01 | 2011-02-08 | Petroleum | Unleaded gasoline | Unleaded gasoline | Retail | Steel | Steel | Coated & cathodic protection (sti-P3) |  | Fiberglass reinforced plastic |  | 1901-01-01 | Catchment Basin | Flow Rest 90% Full | Flow Rest 90% Full |  |  | Statistical Inventory Reconciliation (SIR) | [5 empty] | Statistical inventory reconciliation (SIR) | Statistical inventory reconciliation (SIR) |  | UST Currently In Use: 0; UST Temp Close: 0; AST Currently In Use: 0; AST Temp Closed: 0 | 0 | 0 | 4 | 12233-127-013928 | HAGER OIL, INC.
47717 | Currently in Use |  | 1997-12-01 |  | Petroleum | Other, NON ETH 87 | Other | Retail | Single Wall | Single Wall | Coated & cathodic protection (sti-P3) |  | Fiberglass reinforced plastic |  |  | Catchment Basin | Flow Rest 90% Full | Flow Rest 90% Full |  |  | Continuous Automatic Tank Gauge |  | Containment Sump | Automatic flow restrictor (MLLD) |  |  | Annual line testing | Annual line testing |  | UST Currently In Use: 2; UST Temp Close: 0; AST Currently In Use: 0; AST Temp Closed: 0 | 2 | 0 | 0 | 24708-055-018027 | MAYUR DESAI
47718 | Currently in Use |  | 1997-12-01 |  | Petroleum | Unleaded gasoline | Unleaded gasoline | Retail | Single Wall | Single Wall | Coated & cathodic protection (sti-P3) |  | Double Wall |  |  | Catchment Basin | Flow Rest 90% Full | Flow Rest 90% Full |  |  | Continuous Automatic Tank Gauge |  | Containment Sump | Automatic flow restrictor (MLLD) |  |  | Annual line testing | Annual line testing |  | UST Currently In Use: 2; UST Temp Close: 0; AST Currently In Use: 0; AST Temp Closed: 0 | 2 | 0 | 0 | 24708-055-018027 | MAYUR DESAI
47719 | Currently in Use |  | 1995-03-15 |  | Petroleum | Unleaded gasoline | Unleaded gasoline | Retail | Fiberglass reinforced plastic | Fiberglass reinforced plastic |  |  | Fiberglass reinforced plastic |  | 1901-01-01 | Catchment Basin | Flow Rest 90% Full | Flow Rest 90% Full |  |  | Automatic Tank Gauge |  | Automatic flow restrictor (MLLD) | Automatic flow restrictor (MLLD) |  |  | Annual line testing | Annual line testing |  | UST Currently In Use: 2; UST Temp Close: 0; AST Currently In Use: 0; AST Temp Closed: 0 | 2 | 0 | 3 | 22799-125-001464 | BAMA CAR WASH
47721 | Currently in Use |  | 1995-03-15 |  | Petroleum | Unleaded gasoline | Unleaded gasoline | Retail | Fiberglass reinforced plastic | Fiberglass reinforced plastic |  |  | Fiberglass reinforced plastic |  | 1901-01-01 | Catchment Basin | Flow Rest 90% Full | Flow Rest 90% Full |  |  | Automatic Tank Gauge |  | Automatic flow restrictor (MLLD) | Automatic flow restrictor (MLLD) |  |  | Annual line testing | Annual line testing |  | UST Currently In Use: 2; UST Temp Close: 0; AST Currently In Use: 0; AST Temp Closed: 0 | 2 | 0 | 3 | 22799-125-001464 | BAMA CAR WASH
47722 | Currently in Use |  | 1984-02-01 |  | Petroleum | Unleaded gasoline | Unleaded gasoline | Retail | Fiberglass reinforced plastic | Fiberglass reinforced plastic |  |  | Fiberglass reinforced plastic |  | 1901-01-01 | Catchment Basin | Automatic shutoff device At 95% full | Automatic shutoff device At 95% full |  |  | Statistical Inventory Reconciliation (SIR) | [8 empty] | UST Currently In Use: 2; UST Temp Close: 0; AST Currently In Use: 0; AST Temp Closed: 0 | 2 | 0 | 2 | 24855-027-018045 | J.F. SIMS
47723 | Permanently Closed | 1998-10-26 | 1901-01-01 | 1998-10-26 | Petroleum | Unleaded gasoline | Unleaded gasoline | Retail | Fiberglass reinforced plastic | Fiberglass reinforced plastic |  |  | Fiberglass reinforced plastic |  | 1901-01-01 | Catchment Basin | Automatic shutoff device At 95% full | Automatic shutoff device At 95% full |  |  | Statistical Inventory Reconciliation (SIR) | [8 empty] | UST Currently In Use: 2; UST Temp Close: 0; AST Currently In Use: 0; AST Temp Closed: 0 | 2 | 0 | 2 | 24855-027-018045 | J.F. SIMS
47724 | Permanently Closed | 1998-10-26 | 1901-01-01 | 1998-10-26 | Petroleum | Unleaded gasoline | Unleaded gasoline | Retail | Steel | Steel |  | Painted or None | Steel |  | 1901-01-01 | [14 empty] | UST Currently In Use: 2; UST Temp Close: 0; AST Currently In Use: 0; AST Temp Closed: 0 | 2 | 0 | 2 | 24855-027-018045 | J.F. SIMS
47727 | Currently in Use |  | 1998-04-28 |  | Petroleum | Unleaded gasoline | Unleaded gasoline | Retail | Fiberglass reinforced plastic | Fiberglass reinforced plastic |  |  | Fiberglass reinforced plastic |  | 1901-01-01 | Catchment Basin | Audible high level alarm At 90% full | Audible high level alarm At 90% full |  |  | Continuous Automatic Tank Gauge |  | Automatic shutoff device (AELLD) | Automatic shutoff device (AELLD) | Interstitial Monitoring within Secondary Containment |  | Continuous alarm system | Continuous alarm system |  | UST Currently In Use: 3; UST Temp Close: 0; AST Currently In Use: 0; AST Temp Closed: 0 | 3 | 0 | 0 | 20760-123-018046 | LAKE MARTIN, INC
47728 | Currently in Use |  | 1998-04-28 |  | Petroleum | Premium gasoline | Premium gasoline | Retail | Fiberglass reinforced plastic | Fiberglass reinforced plastic |  |  | Fiberglass reinforced plastic |  | 1901-01-01 | Catchment Basin | Audible high level alarm At 90% full | Audible high level alarm At 90% full |  |  | Continuous Automatic Tank Gauge |  | Automatic shutoff device (AELLD) | Automatic shutoff device (AELLD) | Interstitial Monitoring within Secondary Containment |  | Continuous alarm system | Continuous alarm system |  | UST Currently In Use: 3; UST Temp Close: 0; AST Currently In Use: 0; AST Temp Closed: 0 | 3 | 0 | 0 | 20760-123-018046 | LAKE MARTIN, INC
47729 | Currently in Use |  | 1998-04-28 |  | Petroleum | On road diesel | On road diesel | Retail | Fiberglass reinforced plastic | Fiberglass reinforced plastic |  |  | Fiberglass reinforced plastic |  | 1901-01-01 | Catchment Basin | Audible high level alarm At 90% full | Audible high level alarm At 90% full |  |  | Continuous Automatic Tank Gauge |  | Automatic shutoff device (AELLD) | Automatic shutoff device (AELLD) | Interstitial Monitoring within Secondary Containment |  | Continuous alarm system | Continuous alarm system |  | UST Currently In Use: 3; UST Temp Close: 0; AST Currently In Use: 0; AST Temp Closed: 0 | 3 | 0 | 0 | 20760-123-018046 | LAKE MARTIN, INC
47730 | Currently in Use |  | 1997-10-01 |  | Petroleum | Unleaded gasoline | Unleaded gasoline | Retail | Single Wall | Fiberglass reinforced plastic |  |  | Double Wall |  | 1901-01-01 | Catchment Basin | Flow Rest 90% Full | Flow Rest 90% Full |  |  | Automatic Tank Gauge | Single walled submersible pump containment sump | Automatic flow restrictor (MLLD) | Automatic flow restrictor (MLLD) |  |  | Annual line testing | Annual line testing |  | UST Currently In Use: 2; UST Temp Close: 0; AST Currently In Use: 0; AST Temp Closed: 0 | 2 | 0 | 0 | 20487-043-018047 | BRUCE WHITLOCK
47731 | Currently in Use |  | 1997-10-01 |  | Petroleum | Premium gasoline | Premium gasoline | Retail | Fiberglass reinforced plastic | Fiberglass reinforced plastic |  |  | Fiberglass reinforced plastic |  | 1901-01-01 | Catchment Basin | Flow Rest 90% Full | Flow Rest 90% Full |  |  | Automatic Tank Gauge | Single walled submersible pump containment sump | Containment Sump | Automatic flow restrictor (MLLD) |  |  | Annual line testing | Annual line testing |  | UST Currently In Use: 2; UST Temp Close: 0; AST Currently In Use: 0; AST Temp Closed: 0 | 2 | 0 | 0 | 20487-043-018047 | BRUCE WHITLOCK
47732 | Temporary Closed | 2021-06-07 | 1998-05-08 |  | Petroleum | Unleaded gasoline | Unleaded gasoline | Retail | Steel | Steel | Coated & cathodic protection (sti-P3) |  | Fiberglass reinforced plastic |  |  | Catchment Basin | Flow Rest 90% Full | Flow Rest 90% Full |  |  | Statistical Inventory Reconciliation (SIR) | [8 empty] | UST Currently In Use: 0; UST Temp Close: 3; AST Currently In Use: 0; AST Temp Closed: 0 | 0 | 3 | 0 | 12743-109-018048 | JETER OIL CO
47733 | Temporary Closed | 2021-06-07 | 1998-05-08 |  | Petroleum | Unleaded gasoline | Unleaded gasoline | Retail | Steel | Steel | Coated & cathodic protection (sti-P3) |  | Fiberglass reinforced plastic |  |  | Catchment Basin | Flow Rest 90% Full | Flow Rest 90% Full |  |  | Statistical Inventory Reconciliation (SIR) | [8 empty] | UST Currently In Use: 0; UST Temp Close: 3; AST Currently In Use: 0; AST Temp Closed: 0 | 0 | 3 | 0 | 12743-109-018048 | JETER OIL CO
47734 | Temporary Closed | 2021-06-07 | 1998-05-08 |  | Petroleum | On road diesel | On road diesel | Retail | Steel | Steel | Coated & cathodic protection (sti-P3) |  | Fiberglass reinforced plastic |  |  | Catchment Basin | Flow Rest 90% Full | Flow Rest 90% Full |  |  | Statistical Inventory Reconciliation (SIR) | [8 empty] | UST Currently In Use: 0; UST Temp Close: 3; AST Currently In Use: 0; AST Temp Closed: 0 | 0 | 3 | 0 | 12743-109-018048 | JETER OIL CO
47735 | Temporary Closed | 2020-08-21 | 1997-06-05 |  | Petroleum | Kerosene | Kerosene | Retail | Steel | Steel | Field installed cathodic protection |  | Flexible |  |  | Catchment Basin | Automatic shutoff device At 95% full | Automatic shutoff device At 95% full |  |  | Statistical Inventory Reconciliation (SIR) |  | Automatic flow restrictor (MLLD) | Automatic flow restrictor (MLLD) | Interstitial Monitoring within Secondary Containment | MANUAL/VISUAL CHECK | Statistical inventory reconciliation (SIR) | Statistical inventory reconciliation (SIR) |  | UST Currently In Use: 4; UST Temp Close: 1; AST Currently In Use: 0; AST Temp Closed: 0 | 4 | 1 | 0 | 10828-099-010869 | CANNON OIL CORP
47736 | Currently in Use |  | 1998-05-20 |  | Petroleum | Unleaded gasoline | Unleaded gasoline | Retail | Double Wall | Double Wall |  |  | Double Wall | SA&TCI | 1901-01-01 | Catchment Basin | Automatic shutoff device At 95% full | Automatic shutoff device At 95% full |  |  | Automatic Tank Gauge | Single walled submersible pump containment sump | Automatic flow restrictor (MLLD) | Automatic flow restrictor (MLLD) | Interstitial Monitoring within Secondary Containment | SENSOR TO ATG | Statistical inventory reconciliation (SIR) | Continuous alarm system |  | UST Currently In Use: 3; UST Temp Close: 0; AST Currently In Use: 0; AST Temp Closed: 0 | 3 | 0 | 3 | 11576-089-004823 | DUTCH OIL COMPANY
47737 | Currently in Use |  | 1998-05-20 |  | Petroleum | Mid-grade gasoline | Mid-grade gasoline | Retail | Fiberglass reinforced plastic | Double Wall |  |  | Double Wall | SA&TCI | 1901-01-01 | Catchment Basin | Flow Rest 90% Full | Flow Rest 90% Full |  |  | Automatic Tank Gauge | Single walled submersible pump containment sump | Containment Sump | Automatic flow restrictor (MLLD) | Interstitial Monitoring within Secondary Containment | SENSOR TO ATG | Continuous alarm system | Continuous alarm system |  | UST Currently In Use: 3; UST Temp Close: 0; AST Currently In Use: 0; AST Temp Closed: 0 | 3 | 0 | 3 | 11576-089-004823 | DUTCH OIL COMPANY
47738 | Currently in Use |  | 1998-05-20 |  | Petroleum | On road diesel | On road diesel | Retail | Double Wall | Double Wall |  |  | Double Wall | SA&TCI | 1901-01-01 | Catchment Basin | Flow Rest 90% Full | Flow Rest 90% Full |  |  | Automatic Tank Gauge | Single walled submersible pump containment sump | Containment Sump | Automatic flow restrictor (MLLD) | Interstitial Monitoring within Secondary Containment | SENSOR TO ATG | Statistical inventory reconciliation (SIR) | Continuous alarm system |  | UST Currently In Use: 3; UST Temp Close: 0; AST Currently In Use: 0; AST Temp Closed: 0 | 3 | 0 | 3 | 11576-089-004823 | DUTCH OIL COMPANY
47739 | Cannot Locate or abandoned |  | 1978-01-01 |  | Petroleum | On road diesel | On road diesel | Emergency Power Generator | Steel | Steel | IN A VAULT |  | Flexible |  | 1901-01-01 | Catchment Basin | Audible high level alarm At 90% full | Audible high level alarm At 90% full |  |  | Manual Tank Gauging (only tanks 1000 gal. or less and 48” or 64” in diameter) | [8 empty] | UST Currently In Use: 0; UST Temp Close: 0; AST Currently In Use: 0; AST Temp Closed: 0 | 0 | 0 | 0 | 12713-073-018049 | JEFFERSON COUNTY COMMISSION
47740 | Currently in Use |  | 1998-03-16 |  | Petroleum | Unleaded gasoline | Unleaded gasoline | Retail | Fiberglass coated steel | Fiberglass coated steel |  |  | Fiberglass reinforced plastic |  | 1901-01-01 | Catchment Basin | Flow Rest 90% Full | Flow Rest 90% Full |  |  | Continuous Automatic Tank Gauge |  | Automatic flow restrictor (MLLD) | Automatic flow restrictor (MLLD) | Interstitial Monitoring within Secondary Containment |  | Continuous alarm system | Annual line testing |  | UST Currently In Use: 3; UST Temp Close: 0; AST Currently In Use: 0; AST Temp Closed: 0 | 3 | 0 | 0 | 11929-021-018050 | FRED HEADLEY
47741 | Currently in Use |  | 1998-03-16 |  | Petroleum | Premium gasoline | Premium gasoline | Retail | Fiberglass coated steel | Fiberglass coated steel |  |  | Fiberglass reinforced plastic |  | 1901-01-01 | Catchment Basin | Flow Rest 90% Full | Flow Rest 90% Full |  |  | Continuous Automatic Tank Gauge |  | Automatic flow restrictor (MLLD) | Automatic flow restrictor (MLLD) | Interstitial Monitoring within Secondary Containment |  | Annual line testing | Annual line testing |  | UST Currently In Use: 3; UST Temp Close: 0; AST Currently In Use: 0; AST Temp Closed: 0 | 3 | 0 | 0 | 11929-021-018050 | FRED HEADLEY
47742 | Currently in Use |  | 1998-05-01 |  | Petroleum | Mid-grade gasoline | Mid-grade gasoline | Retail | Double Wall | Double Wall |  |  | Single Wall |  | 1901-01-01 | Catchment Basin | Flow Rest 90% Full | Flow Rest 90% Full |  |  | Statistical Inventory Reconciliation (SIR) | Single walled submersible pump containment sump | Containment Sump | Automatic flow restrictor (MLLD) |  |  | Annual line testing | Annual line testing |  | UST Currently In Use: 2; UST Temp Close: 0; AST Currently In Use: 0; AST Temp Closed: 0 | 2 | 0 | 0 | 20491-077-018051 | MARINA CITY, INC.
47743 | Currently in Use |  | 1998-05-01 |  | Petroleum | On road diesel | On road diesel | Retail | ACT-100 | Double Wall |  |  | Fiberglass reinforced plastic |  | 1901-01-01 | Catchment Basin | Flow Rest 90% Full | Flow Rest 90% Full |  |  | Statistical Inventory Reconciliation (SIR) | Single walled submersible pump containment sump | Containment Sump | Automatic flow restrictor (MLLD) |  |  | Annual line testing | Annual line testing |  | UST Currently In Use: 2; UST Temp Close: 0; AST Currently In Use: 0; AST Temp Closed: 0 | 2 | 0 | 0 | 20491-077-018051 | MARINA CITY, INC.
47744 | Currently in Use |  | 1998-05-01 |  | Petroleum | Off road diesel | Off road diesel | Retail | Steel | Steel | Coated & cathodic protection (sti-P3) |  | Flexible | APT | 2018-04-01 | Catchment Basin | Audible high level alarm At 90% full | Audible high level alarm At 90% full |  |  | Automatic Tank Gauge |  | Containment Sump | Automatic flow restrictor (MLLD) | Interstitial Monitoring within Secondary Containment | MANUAL/VISUAL CHECK |  |  |  | UST Currently In Use: 6; UST Temp Close: 0; AST Currently In Use: 0; AST Temp Closed: 0 | 6 | 0 | 2 | 20759-061-003181 | SOUTHWEST GEORGIA OIL COMPANY
47745 | Currently in Use |  | 1995-01-01 |  | Petroleum | On road diesel | On road diesel | Retail | Steel | Steel | Coated & cathodic protection (sti-P3) |  | Flexible |  |  | Catchment Basin | Audible high level alarm At 90% full | Audible high level alarm At 90% full |  |  | Automatic Tank Gauge |  | DW GEOFLEX | Automatic flow restrictor (MLLD) | Interstitial Monitoring within Secondary Containment |  | Other | Other |  | UST Currently In Use: 4; UST Temp Close: 0; AST Currently In Use: 0; AST Temp Closed: 0 | 4 | 0 | 0 | 25676-069-018014 | AWOL LLC
47746 | Currently in Use |  | 1998-01-15 |  | Petroleum | Unleaded gasoline | Unleaded gasoline | Retail | Single Wall | Fiberglass coated steel |  |  | Flexible | ENVIRON | 1901-01-01 | Catchment Basin | Flow Rest 90% Full | Flow Rest 90% Full |  |  | Continuous Automatic Tank Gauge |  | Automatic flow restrictor (MLLD) | Automatic flow restrictor (MLLD) |  |  | Annual line testing | Annual line testing |  | UST Currently In Use: 3; UST Temp Close: 0; AST Currently In Use: 0; AST Temp Closed: 0 | 3 | 0 | 5 | 25709-071-006198 | THORNBERRY PROPERTIES, LLC
47747 | Currently in Use |  | 1998-01-15 |  | Petroleum | On road diesel | On road diesel | Retail | Fiberglass coated steel | Fiberglass coated steel |  |  | Flexible | OPW |  | Single walled catchment basin | Flow Rest 90% Full | Flow Rest 90% Full |  |  | Continuous Automatic Tank Gauge | Direct Bury submersible pump | Automatic flow restrictor (MLLD) | Automatic flow restrictor (MLLD) |  |  | Annual line testing | Annual line testing |  | UST Currently In Use: 3; UST Temp Close: 0; AST Currently In Use: 0; AST Temp Closed: 0 | 3 | 0 | 5 | 25709-071-006198 | THORNBERRY PROPERTIES, LLC
47748 | Currently in Use |  | 1998-01-15 |  | Petroleum | On road diesel | On road diesel | Retail | Fiberglass coated steel | Fiberglass coated steel |  |  | Double Wall | ENVIRON | 1901-01-01 | Catchment Basin | Flow Rest 90% Full | Flow Rest 90% Full |  |  | Continuous Automatic Tank Gauge |  | Automatic flow restrictor (MLLD) | Automatic flow restrictor (MLLD) |  |  | Annual line testing | Annual line testing |  | UST Currently In Use: 3; UST Temp Close: 0; AST Currently In Use: 0; AST Temp Closed: 0 | 3 | 0 | 5 | 25709-071-006198 | THORNBERRY PROPERTIES, LLC
47749 | Permanently Closed | 2004-09-28 | 1998-02-28 | 2004-12-10 | Petroleum | On road diesel | On road diesel | Industrial | Fiberglass reinforced plastic | Fiberglass reinforced plastic |  |  | Fiberglass reinforced plastic |  | 1901-01-01 | Catchment Basin | Flow Rest 90% Full | Flow Rest 90% Full |  |  | Automatic Tank Gauge | [5 empty] | Annual line testing | Annual line testing |  | UST Currently In Use: 0; UST Temp Close: 0; AST Currently In Use: 0; AST Temp Closed: 0 | 0 | 0 | 2 | 14379-081-002491 | ARGOS READY MIX LLC
47750 | Currently in Use |  | 1998-01-01 |  | Petroleum | Unleaded gasoline | Unleaded gasoline | Retail | Single Wall | Fiberglass coated steel |  |  | Fiberglass reinforced plastic |  | 1901-01-01 | Catchment Basin | Automatic shutoff device At 95% full | Automatic shutoff device At 95% full |  |  | Continuous Automatic Tank Gauge |  | Automatic shutoff device (AELLD) | Automatic shutoff device (AELLD) |  |  | Continuous alarm system | Continuous alarm system |  | UST Currently In Use: 5; UST Temp Close: 0; AST Currently In Use: 0; AST Temp Closed: 0 | 5 | 0 | 1 | 24591-121-018052 | TA LINCOLN AL LLC
47751 | Currently in Use |  | 1998-01-01 |  | Petroleum | Premium gasoline | Premium gasoline | Retail | Fiberglass coated steel | Fiberglass coated steel |  |  | Single Wall |  | 1901-01-01 | Catchment Basin | Automatic shutoff device At 95% full | Automatic shutoff device At 95% full |  |  | Continuous Automatic Tank Gauge |  | Automatic shutoff device (AELLD) | Automatic shutoff device (AELLD) |  |  | Continuous alarm system | Continuous alarm system |  | UST Currently In Use: 5; UST Temp Close: 0; AST Currently In Use: 0; AST Temp Closed: 0 | 5 | 0 | 1 | 24591-121-018052 | TA LINCOLN AL LLC
47752 | Permanently Closed | 2015-07-01 | 1998-01-01 | 2015-07-01 | Petroleum | On road diesel | On road diesel | Retail | Fiberglass coated steel | Fiberglass coated steel |  |  | Fiberglass reinforced plastic |  | 1901-01-01 | Catchment Basin | Automatic shutoff device At 95% full | Automatic shutoff device At 95% full |  |  | Continuous Automatic Tank Gauge |  | Containment Sump | Automatic shutoff device (AELLD) | [5 empty] | UST Currently In Use: 5; UST Temp Close: 0; AST Currently In Use: 0; AST Temp Closed: 0 | 5 | 0 | 1 | 24591-121-018052 | TA LINCOLN AL LLC
47753 | Permanently Closed | 2001-09-06 | 1998-05-07 | 2001-09-06 | Petroleum | On road diesel | On road diesel | Emergency Power Generator | Fiberglass reinforced plastic | Fiberglass reinforced plastic |  |  | Fiberglass reinforced plastic |  | 1901-01-01 | Catchment Basin | Automatic shutoff device At 95% full | Audible high level alarm At 90% full | Interstitial Monitoring within Secondary Containment |  | Automatic Tank Gauge | [8 empty] | UST Currently In Use: 0; UST Temp Close: 0; AST Currently In Use: 0; AST Temp Closed: 0 | 0 | 0 | 3 | 14462-101-012187 | BELLSOUTH TELECOMM. DBA AT&T ALA.
47754 | Currently in Use |  | 1993-10-01 |  | Petroleum | Unleaded gasoline | Unleaded gasoline | Retail | Steel | Steel | Coated & cathodic protection (sti-P3) |  | Fiberglass reinforced plastic |  | 1901-01-01 | Catchment Basin | Flow Rest 90% Full | Flow Rest 90% Full |  |  | Automatic Tank Gauge | [8 empty] | UST Currently In Use: 2; UST Temp Close: 0; AST Currently In Use: 0; AST Temp Closed: 0 | 2 | 0 | 0 | 23002-057-018056 | STEVE NEWMAN
47755 | Currently in Use |  | 1993-10-01 |  | Petroleum | On road diesel | On road diesel | Retail | Steel | Steel | Coated & cathodic protection (sti-P3) |  | Fiberglass reinforced plastic |  | 1901-01-01 | Catchment Basin | Flow Rest 90% Full | Flow Rest 90% Full |  |  | Automatic Tank Gauge |  | Containment Sump | Automatic flow restrictor (MLLD) | Interstitial Monitoring within Secondary Containment |  | Continuous alarm system | Continuous alarm system |  | UST Currently In Use: 2; UST Temp Close: 0; AST Currently In Use: 0; AST Temp Closed: 0 | 2 | 0 | 0 | 23002-057-018056 | STEVE NEWMAN
47756 | Temporary Closed | 2005-01-01 | 1994-04-01 |  | Petroleum | On road diesel | On road diesel | Retail | Steel | Steel | Coated & cathodic protection (sti-P3) |  | Fiberglass reinforced plastic |  | 1901-01-01 | Catchment Basin | Flow Rest 90% Full | Flow Rest 90% Full |  |  | Automatic Tank Gauge |  | Automatic flow restrictor (MLLD) | Automatic flow restrictor (MLLD) | [5 empty] | UST Currently In Use: 0; UST Temp Close: 2; AST Currently In Use: 0; AST Temp Closed: 0 | 0 | 2 | 0 | 24926-107-018057 | ARCHIE COWLEY
47757 | Temporary Closed | 2005-01-01 | 1994-04-01 |  | Petroleum | Unleaded gasoline | Unleaded gasoline | Retail | Steel | Steel | Coated & cathodic protection (sti-P3) |  | Fiberglass reinforced plastic |  | 1901-01-01 | Catchment Basin | Flow Rest 90% Full | Flow Rest 90% Full |  |  | Automatic Tank Gauge |  | Containment Sump | Automatic flow restrictor (MLLD) |  |  | Annual line testing | Annual line testing |  | UST Currently In Use: 0; UST Temp Close: 2; AST Currently In Use: 0; AST Temp Closed: 0 | 0 | 2 | 0 | 24926-107-018057 | ARCHIE COWLEY
47758 | Temporary Closed | 2019-10-01 | 1998-05-15 |  | Petroleum | Unleaded gasoline | Unleaded gasoline | Retail | Steel | Steel | Coated & cathodic protection (sti-P3) |  | Fiberglass reinforced plastic |  |  | Catchment Basin | Flow Rest 90% Full | Flow Rest 90% Full |  |  | Automatic Tank Gauge |  | Containment Sump | Automatic flow restrictor (MLLD) |  |  | Annual line testing | Annual line testing |  | UST Currently In Use: 0; UST Temp Close: 2; AST Currently In Use: 0; AST Temp Closed: 0 | 0 | 2 | 0 | 22401-107-018058 | MCBRIDE PICKENSVILLE LLC
47759 | Temporary Closed | 2019-10-01 | 1998-05-15 |  | Petroleum | Mid-grade gasoline | Mid-grade gasoline | Retail | Steel | Steel | Coated & cathodic protection (sti-P3) |  | Fiberglass reinforced plastic |  |  | Catchment Basin | Flow Rest 90% Full | Flow Rest 90% Full |  |  | Automatic Tank Gauge |  | Automatic flow restrictor (MLLD) | Automatic flow restrictor (MLLD) |  |  | Annual line testing | Annual line testing |  | UST Currently In Use: 0; UST Temp Close: 2; AST Currently In Use: 0; AST Temp Closed: 0 | 0 | 2 | 0 | 22401-107-018058 | MCBRIDE PICKENSVILLE LLC
47760 | Currently in Use |  | 1997-10-08 |  | Petroleum | Unleaded gasoline | Unleaded gasoline | Retail | Steel | Steel | Coated & cathodic protection (sti-P3) |  | Flexible | APT | 1901-01-01 | Catchment Basin | Flow Rest 90% Full | Flow Rest 90% Full |  |  | Continuous Automatic Tank Gauge |  | Containment Sump | Automatic flow restrictor (MLLD) |  |  | Annual line testing | Annual line testing |  | UST Currently In Use: 1; UST Temp Close: 0; AST Currently In Use: 0; AST Temp Closed: 0 | 1 | 0 | 0 | 20839-091-018059 | RODERICK DEAN LANGLEY
47761 | Currently in Use |  | 1997-11-10 |  | Petroleum | Unleaded gasoline | Unleaded gasoline | Retail | Fiberglass coated steel | Fiberglass coated steel |  |  | Fiberglass reinforced plastic |  | 1901-01-01 | Catchment Basin | Automatic shutoff device At 95% full | Automatic shutoff device At 95% full |  |  | Automatic Tank Gauge |  | Containment Sump | Automatic flow restrictor (MLLD) | Interstitial Monitoring within Secondary Containment |  | Continuous alarm system | Continuous alarm system |  | UST Currently In Use: 3; UST Temp Close: 0; AST Currently In Use: 0; AST Temp Closed: 0 | 3 | 0 | 0 | 25265-107-018060 | LGWS/CROSS AMERICA PARTNERS
47762 | Currently in Use |  | 1997-11-10 |  | Petroleum | On road diesel | On road diesel | Retail | Fiberglass coated steel | Fiberglass coated steel |  |  | Fiberglass reinforced plastic |  | 1901-01-01 | Catchment Basin | Automatic shutoff device At 95% full | Automatic shutoff device At 95% full |  |  | Automatic Tank Gauge |  | Automatic flow restrictor (MLLD) | Automatic flow restrictor (MLLD) | Interstitial Monitoring within Secondary Containment |  | Continuous alarm system | Continuous alarm system |  | UST Currently In Use: 3; UST Temp Close: 0; AST Currently In Use: 0; AST Temp Closed: 0 | 3 | 0 | 0 | 25265-107-018060 | LGWS/CROSS AMERICA PARTNERS
47763 | Currently in Use |  | 1997-11-10 |  | Petroleum | Unleaded gasoline | Unleaded gasoline | Retail | Fiberglass coated steel | Fiberglass coated steel |  |  | Fiberglass reinforced plastic |  | 1901-01-01 | Catchment Basin | Automatic shutoff device At 95% full | Automatic shutoff device At 95% full |  |  | Automatic Tank Gauge |  | Containment Sump | Automatic flow restrictor (MLLD) | Interstitial Monitoring within Secondary Containment |  | Continuous alarm system | Continuous alarm system |  | UST Currently In Use: 3; UST Temp Close: 0; AST Currently In Use: 0; AST Temp Closed: 0 | 3 | 0 | 0 | 25265-107-018060 | LGWS/CROSS AMERICA PARTNERS
47764 | Temporary Closed | 2005-05-31 | 1981-04-01 |  | Petroleum | Unleaded gasoline | Unleaded gasoline | Retail | Steel | Steel | Field installed cathodic protection |  | Steel |  | 1901-01-01 | Catchment Basin | Automatic shutoff device At 95% full | Automatic shutoff device At 95% full |  |  | Statistical Inventory Reconciliation (SIR) | [8 empty] | UST Currently In Use: 0; UST Temp Close: 2; AST Currently In Use: 0; AST Temp Closed: 0 | 0 | 2 | 0 | 21151-107-018061 | TERRY RAY BILLINGS
47765 | Temporary Closed | 2005-05-31 | 1981-04-01 |  | Petroleum | Premium gasoline | Premium gasoline | Retail | Steel | Steel | Field installed cathodic protection |  | Steel |  | 1901-01-01 | Catchment Basin | Automatic shutoff device At 95% full | Automatic shutoff device At 95% full |  |  | Statistical Inventory Reconciliation (SIR) | [8 empty] | UST Currently In Use: 0; UST Temp Close: 2; AST Currently In Use: 0; AST Temp Closed: 0 | 0 | 2 | 0 | 21151-107-018061 | TERRY RAY BILLINGS
47766 | Currently in Use |  | 1991-10-08 |  | Petroleum | Aviation fuel (JP-4; etc.) | Aviation fuel (JP-4; etc.) | Industrial | Single Wall | Fiberglass reinforced plastic |  |  | ABOVEGROUN |  | 1901-01-01 | Other | Audible high level alarm At 90% full | Audible high level alarm At 90% full |  |  | Automatic Tank Gauge | [8 empty] | UST Currently In Use: 1; UST Temp Close: 0; AST Currently In Use: 0; AST Temp Closed: 0 | 1 | 0 | 3 | 23196-073-002367 | BIRMINGHAM BRAVO, LLC
47767 | Permanently Closed | 1999-05-17 | 1973-01-01 | 1999-05-17 | Petroleum | On road diesel | On road diesel | Emergency power generator | Steel | Steel |  |  |  |  | 1901-01-01 | [14 empty] | UST Currently In Use: 0; UST Temp Close: 0; AST Currently In Use: 0; AST Temp Closed: 0 | 0 | 0 | 1 | 20496-025-018064 | CITY OF THOMASVILLE
47768 | Currently in Use |  | 1992-01-06 |  | Petroleum | Unleaded gasoline | Unleaded gasoline | Retail | Single Wall | Single Wall | Coated & cathodic protection (sti-P3) |  | Fiberglass reinforced plastic |  |  | Catchment Basin | Automatic shutoff device At 95% full | Automatic shutoff device At 95% full |  |  | Continuous Automatic Tank Gauge |  | Automatic flow restrictor (MLLD) | Automatic flow restrictor (MLLD) |  |  | Annual line testing | Annual line testing |  | UST Currently In Use: 2; UST Temp Close: 0; AST Currently In Use: 0; AST Temp Closed: 0 | 2 | 0 | 0 | 25289-125-018065 | A1 INVESTMENTS
47769 | Currently in Use |  | 1992-01-06 |  | Petroleum | Premium gasoline | Premium gasoline | Retail | Steel | Single Wall | Coated & cathodic protection (sti-P3) |  | Fiberglass reinforced plastic |  |  | Catchment Basin | Automatic shutoff device At 95% full | Automatic shutoff device At 95% full |  |  | Automatic Tank Gauge |  | Automatic flow restrictor (MLLD) | Automatic flow restrictor (MLLD) |  |  | Annual line testing | Annual line testing |  | UST Currently In Use: 2; UST Temp Close: 0; AST Currently In Use: 0; AST Temp Closed: 0 | 2 | 0 | 0 | 25289-125-018065 | A1 INVESTMENTS
47770 | Temporary Closed | 2007-02-01 | 1995-12-01 |  | Petroleum | Unleaded gasoline | Unleaded gasoline | Retail | Single Wall | Single Wall | Coated & cathodic protection (sti-P3) |  | Single Wall |  |  | Catchment Basin | Automatic shutoff device At 95% full | Automatic shutoff device At 95% full |  |  | Statistical Inventory Reconciliation (SIR) | [8 empty] | UST Currently In Use: 0; UST Temp Close: 1; AST Currently In Use: 0; AST Temp Closed: 0 | 0 | 1 | 3 | 25579-043-008791 | SCOTT ALVIN MOORE
47771 | Currently in Use |  | 1998-06-30 |  | Petroleum | Unleaded gasoline | Unleaded gasoline | Retail | Fiberglass coated steel | Fiberglass coated steel |  |  | Double Wall |  | 1901-01-01 | Catchment Basin | Flow Rest 90% Full | Flow Rest 90% Full |  |  | Continuous Automatic Tank Gauge |  | Containment Sump | Automatic shutoff device (AELLD) | [5 empty] | UST Currently In Use: 2; UST Temp Close: 0; AST Currently In Use: 0; AST Temp Closed: 0 | 2 | 0 | 3 | 12859-127-001897 | MIKE KIKER
47772 | Currently in Use |  | 1998-06-30 |  | Petroleum | On road diesel | On road diesel | Retail | Fiberglass coated steel | Fiberglass coated steel |  |  | Double Wall |  | 1901-01-01 | Catchment Basin | Flow Rest 90% Full | Flow Rest 90% Full |  |  | Continuous Automatic Tank Gauge |  | Automatic shutoff device (AELLD) | Automatic shutoff device (AELLD) | [5 empty] | UST Currently In Use: 2; UST Temp Close: 0; AST Currently In Use: 0; AST Temp Closed: 0 | 2 | 0 | 3 | 12859-127-001897 | MIKE KIKER
47773 | Temporary Closed | 2019-06-12 | 1989-01-01 |  | Petroleum | On road diesel | On road diesel | Bulk facility | Steel | Steel | Coated & cathodic protection (sti-P3) |  | Fiberglass reinforced plastic |  |  | Catchment Basin | Automatic shutoff device At 95% full | Automatic shutoff device At 95% full |  |  | Automatic Tank Gauge |  | Automatic flow restrictor (MLLD) | Automatic flow restrictor (MLLD) |  |  | Annual line testing | Annual line testing |  | UST Currently In Use: 0; UST Temp Close: 2; AST Currently In Use: 0; AST Temp Closed: 0 | 0 | 2 | 0 | 15024-125-018068 | TUSCALOOSA CITY BOARD OF EDUCATION
47774 | Currently in Use |  | 1998-05-12 |  | Petroleum | Unleaded gasoline | Unleaded gasoline | Industrial | Fiberglass reinforced plastic | Double Wall |  |  | Double Wall | APT | 1901-01-01 | Catchment Basin | Automatic shutoff device At 95% full | Automatic shutoff device At 95% full | Interstitial Monitoring within Secondary Containment |  | Continuous Automatic Tank Gauge |  | Automatic shutoff device (AELLD) | Automatic shutoff device (AELLD) | [5 empty] | UST Currently In Use: 2; UST Temp Close: 0; AST Currently In Use: 0; AST Temp Closed: 0 | 2 | 0 | 4 | 10146-073-010986 | ALABAMA POWER COMPANY
47775 | Currently in Use |  | 1998-05-12 |  | Petroleum | On road diesel | On road diesel | Industrial | Double Wall | Double Wall |  |  | Double Wall | APT | 1901-01-01 | Catchment Basin | Automatic shutoff device At 95% full | Automatic shutoff device At 95% full | Interstitial Monitoring within Secondary Containment |  | Continuous Automatic Tank Gauge |  | Automatic shutoff device (AELLD) | Automatic shutoff device (AELLD) | [5 empty] | UST Currently In Use: 2; UST Temp Close: 0; AST Currently In Use: 0; AST Temp Closed: 0 | 2 | 0 | 4 | 10146-073-010986 | ALABAMA POWER COMPANY
47776 | Temporary Closed | 2019-06-01 | 1989-01-01 |  | Petroleum | On road diesel | On road diesel | Local Government | Steel | Steel | Coated & cathodic protection (sti-P3) |  | Fiberglass reinforced plastic |  |  | Catchment Basin | Automatic shutoff device At 95% full | Automatic shutoff device At 95% full |  |  | Automatic Tank Gauge |  | Automatic flow restrictor (MLLD) | Automatic flow restrictor (MLLD) |  |  | Annual line testing | Annual line testing |  | UST Currently In Use: 0; UST Temp Close: 2; AST Currently In Use: 0; AST Temp Closed: 0 | 0 | 2 | 0 | 15024-125-018068 | TUSCALOOSA CITY BOARD OF EDUCATION
47777 | Currently in Use |  | 1997-10-01 |  | Petroleum | Unleaded gasoline | Unleaded gasoline | Retail | Steel | Steel | Coated & cathodic protection (sti-P3) |  | GEOFLEX |  |  | Catchment Basin | Automatic shutoff device At 95% full | Automatic shutoff device At 95% full |  |  | Continuous Automatic Tank Gauge |  | Containment Sump | Automatic shutoff device (AELLD) | Interstitial Monitoring within Secondary Containment |  |  |  |  | UST Currently In Use: 3; UST Temp Close: 0; AST Currently In Use: 0; AST Temp Closed: 0 | 3 | 0 | 0 | 13434-013-018069 | MIDDLETON OIL COMPANY, INC.
47778 | Currently in Use |  | 1997-10-01 |  | Petroleum | On road diesel | On road diesel | Retail | Steel | Steel | Coated & cathodic protection (sti-P3) |  | Flexible |  |  | Catchment Basin | Automatic shutoff device At 95% full | Automatic shutoff device At 95% full |  |  | Continuous Automatic Tank Gauge |  | Automatic shutoff device (AELLD) | Automatic shutoff device (AELLD) | Interstitial Monitoring within Secondary Containment |  |  |  |  | UST Currently In Use: 3; UST Temp Close: 0; AST Currently In Use: 0; AST Temp Closed: 0 | 3 | 0 | 0 | 13434-013-018069 | MIDDLETON OIL COMPANY, INC.
47779 | Currently in Use |  | 1997-10-01 |  | Petroleum | On road diesel | On road diesel | Retail | Steel | Steel | Coated & cathodic protection (sti-P3) |  | Flexible |  |  | Catchment Basin | Automatic shutoff device At 95% full | Automatic shutoff device At 95% full |  |  | Continuous Automatic Tank Gauge |  | Automatic shutoff device (AELLD) | Automatic shutoff device (AELLD) | Interstitial Monitoring within Secondary Containment |  |  |  |  | UST Currently In Use: 3; UST Temp Close: 0; AST Currently In Use: 0; AST Temp Closed: 0 | 3 | 0 | 0 | 13434-013-018069 | MIDDLETON OIL COMPANY, INC.
47780 | Currently in Use |  | 1997-09-01 |  | Petroleum | Unleaded gasoline | Unleaded gasoline | Retail | Fiberglass coated steel | Fiberglass coated steel |  |  | Fiberglass reinforced plastic |  | 1901-01-01 | Catchment Basin | Audible high level alarm At 90% full | Audible high level alarm At 90% full |  |  | Continuous Automatic Tank Gauge |  | Automatic flow restrictor (MLLD) | Automatic flow restrictor (MLLD) |  |  | Annual line testing | Annual line testing |  | UST Currently In Use: 3; UST Temp Close: 0; AST Currently In Use: 0; AST Temp Closed: 0 | 3 | 0 | 0 | 20500-097-018070 | ALA TEX
47781 | Currently in Use |  | 1997-09-01 |  | Petroleum | Premium gasoline | Premium gasoline | Retail | Fiberglass coated steel | Fiberglass coated steel |  |  | Fiberglass reinforced plastic |  | 1901-01-01 | Catchment Basin | Audible high level alarm At 90% full | Audible high level alarm At 90% full |  |  | Continuous Automatic Tank Gauge |  | Automatic flow restrictor (MLLD) | Automatic flow restrictor (MLLD) |  |  | Annual line testing | Annual line testing |  | UST Currently In Use: 3; UST Temp Close: 0; AST Currently In Use: 0; AST Temp Closed: 0 | 3 | 0 | 0 | 20500-097-018070 | ALA TEX
47782 | Currently in Use |  | 1997-09-01 |  | Petroleum | On road diesel | On road diesel | Retail | Fiberglass coated steel | Fiberglass coated steel |  |  | Fiberglass reinforced plastic |  | 1901-01-01 | Catchment Basin | Audible high level alarm At 90% full | Audible high level alarm At 90% full |  |  | Continuous Automatic Tank Gauge |  | Automatic flow restrictor (MLLD) | Automatic flow restrictor (MLLD) | Interstitial Monitoring within Secondary Containment |  | Annual line testing | Annual line testing |  | UST Currently In Use: 3; UST Temp Close: 0; AST Currently In Use: 0; AST Temp Closed: 0 | 3 | 0 | 0 | 20500-097-018070 | ALA TEX
47783 | Temporary Closed | 2008-09-28 | 1998-04-01 |  | Petroleum | On road diesel | On road diesel | Retail | Steel | Steel | Coated & cathodic protection (sti-P3) |  | Fiberglass reinforced plastic |  |  | Catchment Basin | Automatic shutoff device At 95% full | Automatic shutoff device At 95% full |  |  | Continuous Automatic Tank Gauge |  | Automatic shutoff device (AELLD) | Automatic shutoff device (AELLD) | [5 empty] | UST Currently In Use: 0; UST Temp Close: 6; AST Currently In Use: 0; AST Temp Closed: 0 | 0 | 6 | 3 | 23811-021-014044 | DUTCH HEADLEY
47784 | Temporary Closed | 2008-09-28 | 1998-04-01 |  | Petroleum | Premium gasoline | Premium gasoline | Retail | Steel | Steel | Coated & cathodic protection (sti-P3) |  | Fiberglass reinforced plastic |  |  | Catchment Basin | Flow Rest 90% Full | Flow Rest 90% Full |  |  | Continuous Automatic Tank Gauge |  | Automatic shutoff device (AELLD) | Automatic shutoff device (AELLD) | [5 empty] | UST Currently In Use: 0; UST Temp Close: 6; AST Currently In Use: 0; AST Temp Closed: 0 | 0 | 6 | 3 | 23811-021-014044 | DUTCH HEADLEY
47785 | Temporary Closed | 2008-09-28 | 1998-04-01 |  | Petroleum | On road diesel | On road diesel | Retail | Steel | Steel | Coated & cathodic protection (sti-P3) |  | Fiberglass reinforced plastic |  |  | Catchment Basin | Flow Rest 90% Full | Flow Rest 90% Full |  |  | Continuous Automatic Tank Gauge | [8 empty] | UST Currently In Use: 0; UST Temp Close: 6; AST Currently In Use: 0; AST Temp Closed: 0 | 0 | 6 | 3 | 23811-021-014044 | DUTCH HEADLEY
47786 | Currently in Use |  | 1998-04-21 |  | Petroleum | Unleaded gasoline | Unleaded gasoline | Retail | Fiberglass coated steel | Fiberglass coated steel |  |  | Fiberglass reinforced plastic |  | 1901-01-01 | Catchment Basin | Audible high level alarm At 90% full | Audible high level alarm At 90% full |  |  | Continuous Automatic Tank Gauge | Single walled submersible pump containment sump | Automatic shutoff device (AELLD) | Automatic shutoff device (AELLD) |  |  | Annual line testing | Annual line testing |  | UST Currently In Use: 2; UST Temp Close: 0; AST Currently In Use: 0; AST Temp Closed: 0 | 2 | 0 | 0 | 14001-097-018071 | RACETRAC PETROLEUM, INC.
47787 | Currently in Use |  | 1998-04-21 |  | Petroleum | Premium gasoline | Premium gasoline | Retail | Fiberglass coated steel | Fiberglass coated steel |  |  | Double Wall |  | 1901-01-01 | Catchment Basin | Flow Rest 90% Full | Audible high level alarm At 90% full |  |  | Continuous Automatic Tank Gauge | Single walled submersible pump containment sump | Automatic shutoff device (AELLD) | Automatic shutoff device (AELLD) |  |  | Other | Annual line testing |  | UST Currently In Use: 2; UST Temp Close: 0; AST Currently In Use: 0; AST Temp Closed: 0 | 2 | 0 | 0 | 14001-097-018071 | RACETRAC PETROLEUM, INC.
47788 | Currently in Use |  | 1997-01-01 |  | Petroleum | Unleaded gasoline | Unleaded gasoline | Retail | DBL WALL | Fiberglass coated steel |  |  | Flexible |  | 1901-01-01 | Catchment Basin | Flow Rest 90% Full | Flow Rest 90% Full |  |  | Continuous Automatic Tank Gauge |  | Automatic shutoff device (AELLD) | Automatic shutoff device (AELLD) | [5 empty] | UST Currently In Use: 2; UST Temp Close: 0; AST Currently In Use: 0; AST Temp Closed: 0 | 2 | 0 | 3 | 12084-091-004751 | GOC LTD
47789 | Currently in Use |  | 1997-01-01 |  | Petroleum | On road diesel | On road diesel | Retail | DBL WALL | Fiberglass coated steel |  |  | Flexible |  | 1901-01-01 | Catchment Basin | Flow Rest 90% Full | Flow Rest 90% Full |  |  | Continuous Automatic Tank Gauge |  | Automatic shutoff device (AELLD) | Automatic shutoff device (AELLD) | [5 empty] | UST Currently In Use: 2; UST Temp Close: 0; AST Currently In Use: 0; AST Temp Closed: 0 | 2 | 0 | 3 | 12084-091-004751 | GOC LTD
47790 | Currently in Use |  | 1997-03-24 |  | Petroleum | Unleaded gasoline | Unleaded gasoline | Retail | Fiberglass reinforced plastic | Fiberglass reinforced plastic |  |  | Flexible |  | 1901-01-01 | Catchment Basin | Flow Rest 90% Full | Flow Rest 90% Full |  |  | Statistical Inventory Reconciliation (SIR) |  | Automatic flow restrictor (MLLD) | Automatic flow restrictor (MLLD) | Interstitial Monitoring within Secondary Containment |  | Continuous alarm system | Continuous alarm system |  | UST Currently In Use: 4; UST Temp Close: 1; AST Currently In Use: 0; AST Temp Closed: 0 | 4 | 1 | 0 | 25278-089-018072 | REDSTONE FOODMART INC
47791 | Currently in Use |  | 1997-03-24 |  | Petroleum | Mid-grade gasoline | Mid-grade gasoline | Retail | Fiberglass reinforced plastic | Fiberglass reinforced plastic |  |  | Double Wall |  | 1901-01-01 | Catchment Basin | Flow Rest 90% Full | Flow Rest 90% Full |  |  | Continuous Automatic Tank Gauge |  | Automatic flow restrictor (MLLD) | Automatic flow restrictor (MLLD) | Interstitial Monitoring within Secondary Containment |  | Statistical inventory reconciliation (SIR) | Continuous alarm system |  | UST Currently In Use: 4; UST Temp Close: 1; AST Currently In Use: 0; AST Temp Closed: 0 | 4 | 1 | 0 | 25278-089-018072 | REDSTONE FOODMART INC
47792 | Currently in Use |  | 1997-03-24 |  | Petroleum | Premium gasoline | Premium gasoline | Retail | Fiberglass reinforced plastic | Fiberglass reinforced plastic |  |  | Flexible |  | 1901-01-01 | Catchment Basin | Flow Rest 90% Full | Flow Rest 90% Full |  |  | Continuous Automatic Tank Gauge |  | Automatic flow restrictor (MLLD) | Automatic flow restrictor (MLLD) | Interstitial Monitoring within Secondary Containment |  | Statistical inventory reconciliation (SIR) | Continuous alarm system |  | UST Currently In Use: 4; UST Temp Close: 1; AST Currently In Use: 0; AST Temp Closed: 0 | 4 | 1 | 0 | 25278-089-018072 | REDSTONE FOODMART INC
47793 | Currently in Use |  | 1997-03-24 |  | Petroleum | On road diesel | On road diesel | Retail | Fiberglass reinforced plastic | Fiberglass reinforced plastic |  |  | Double Wall |  | 1901-01-01 | Catchment Basin | Flow Rest 90% Full | Flow Rest 90% Full |  |  | Statistical Inventory Reconciliation (SIR) |  | Automatic flow restrictor (MLLD) | Automatic flow restrictor (MLLD) | Interstitial Monitoring within Secondary Containment |  | Statistical inventory reconciliation (SIR) | Continuous alarm system |  | UST Currently In Use: 4; UST Temp Close: 1; AST Currently In Use: 0; AST Temp Closed: 0 | 4 | 1 | 0 | 25278-089-018072 | REDSTONE FOODMART INC
47794 | Temporary Closed | 2007-01-15 | 1997-03-24 |  | Petroleum | Kerosene | Kerosene | Retail | Fiberglass reinforced plastic | Fiberglass reinforced plastic |  |  | Flexible |  | 1901-01-01 | Catchment Basin | Automatic shutoff device At 95% full | Automatic shutoff device At 95% full |  |  | Continuous Automatic Tank Gauge | [8 empty] | UST Currently In Use: 4; UST Temp Close: 1; AST Currently In Use: 0; AST Temp Closed: 0 | 4 | 1 | 0 | 25278-089-018072 | REDSTONE FOODMART INC
47795 | Permanently Closed | 2019-05-26 | 1998-06-12 | 2019-08-08 | Petroleum | Unleaded gasoline | Unleaded gasoline | Retail | Double Wall | Double Wall |  |  | Flexible |  | 1901-01-01 | Catchment Basin | Flow Rest 90% Full | Flow Rest 90% Full | Interstitial Monitoring within Secondary Containment | SENSOR TO ATG | Continuous Automatic Tank Gauge | Single walled submersible pump containment sump | Containment Sump | Automatic flow restrictor (MLLD) | Interstitial Monitoring within Secondary Containment | SENSOR TO ATG | Annual line testing | Annual line testing |  | UST Currently In Use: 0; UST Temp Close: 0; AST Currently In Use: 0; AST Temp Closed: 0 | 0 | 0 | 4 | 23413-089-018073 | CIRCLE K STORES, INC.
47796 | Permanently Closed | 2019-05-26 | 1998-06-12 | 2019-08-08 | Petroleum | Premium gasoline | Premium gasoline | Retail | Double Wall | Double Wall |  |  | Flexible |  | 1901-01-01 | Catchment Basin | Flow Rest 90% Full | Flow Rest 90% Full | Interstitial Monitoring within Secondary Containment | SENSOR TO ATG | Continuous Automatic Tank Gauge | Single walled submersible pump containment sump | Containment Sump | Automatic flow restrictor (MLLD) | Interstitial Monitoring within Secondary Containment | SENSOR TO ATG | Continuous alarm system | Annual line testing |  | UST Currently In Use: 0; UST Temp Close: 0; AST Currently In Use: 0; AST Temp Closed: 0 | 0 | 0 | 4 | 23413-089-018073 | CIRCLE K STORES, INC.
47797 | Permanently Closed | 2019-05-26 | 1998-06-12 | 2019-08-08 | Petroleum | On road diesel | On road diesel | Retail | Double Wall | Double Wall |  |  | Double Wall |  | 1901-01-01 | Catchment Basin | Flow Rest 90% Full | Flow Rest 90% Full | Interstitial Monitoring within Secondary Containment | SENSOR TO ATG | Continuous Automatic Tank Gauge | Single walled submersible pump containment sump | Automatic flow restrictor (MLLD) | Automatic flow restrictor (MLLD) | Interstitial Monitoring within Secondary Containment | SENSOR TO ATG | Continuous alarm system | Annual line testing |  | UST Currently In Use: 0; UST Temp Close: 0; AST Currently In Use: 0; AST Temp Closed: 0 | 0 | 0 | 4 | 23413-089-018073 | CIRCLE K STORES, INC.
47798 | Permanently Closed | 2019-05-26 | 1998-06-12 | 2019-08-08 | Petroleum | E85 | E85 | Retail | Double Wall | Double Wall |  |  | Flexible |  | 1901-01-01 | Catchment Basin | Flow Rest 90% Full | Flow Rest 90% Full | Interstitial Monitoring within Secondary Containment | SENSOR TO ATG | Continuous Automatic Tank Gauge | Single walled submersible pump containment sump | Containment Sump | Automatic flow restrictor (MLLD) | Interstitial Monitoring within Secondary Containment | SENSOR TO ATG | Continuous alarm system | Annual line testing |  | UST Currently In Use: 0; UST Temp Close: 0; AST Currently In Use: 0; AST Temp Closed: 0 | 0 | 0 | 4 | 23413-089-018073 | CIRCLE K STORES, INC.
47799 | Currently in Use |  | 1998-06-12 |  | Petroleum | Unleaded gasoline | Unleaded gasoline | Retail | Fiberglass reinforced plastic | Fiberglass reinforced plastic |  |  | Fiberglass reinforced plastic |  |  | Catchment Basin | Flow Rest 90% Full | Flow Rest 90% Full |  |  | Continuous Automatic Tank Gauge |  | Automatic shutoff device (AELLD) | Automatic shutoff device (AELLD) | [5 empty] | UST Currently In Use: 4; UST Temp Close: 0; AST Currently In Use: 0; AST Temp Closed: 0 | 4 | 0 | 0 | 25265-103-018074 | LGWS/CROSS AMERICA PARTNERS
47800 | Currently in Use |  | 1998-06-12 |  | Petroleum | Premium gasoline | Premium gasoline | Retail | Single Wall | Fiberglass reinforced plastic |  |  | Fiberglass reinforced plastic |  |  | Catchment Basin | Flow Rest 90% Full | Flow Rest 90% Full |  |  | Continuous Automatic Tank Gauge |  | Containment Sump | Automatic shutoff device (AELLD) | [5 empty] | UST Currently In Use: 4; UST Temp Close: 0; AST Currently In Use: 0; AST Temp Closed: 0 | 4 | 0 | 0 | 25265-103-018074 | LGWS/CROSS AMERICA PARTNERS
47801 | Currently in Use |  | 1998-06-12 |  | Petroleum | On road diesel | On road diesel | Retail | Fiberglass reinforced plastic | Fiberglass reinforced plastic |  |  | Double Wall |  |  | Catchment Basin | Flow Rest 90% Full | Automatic shutoff device At 95% full |  |  | Continuous Automatic Tank Gauge |  | Containment Sump | Automatic shutoff device (AELLD) | [5 empty] | UST Currently In Use: 4; UST Temp Close: 0; AST Currently In Use: 0; AST Temp Closed: 0 | 4 | 0 | 0 | 25265-103-018074 | LGWS/CROSS AMERICA PARTNERS
47803 | Currently in Use |  | 1996-01-01 |  | Petroleum | Unleaded gasoline | Unleaded gasoline | Retail | Single Wall | Fiberglass reinforced plastic |  |  | Fiberglass reinforced plastic |  | 1901-01-01 | Catchment Basin | Flow Rest 90% Full | Flow Rest 90% Full |  |  | Continuous Automatic Tank Gauge |  | Automatic flow restrictor (MLLD) | Automatic flow restrictor (MLLD) |  |  | Annual line testing | Annual line testing |  | UST Currently In Use: 3; UST Temp Close: 0; AST Currently In Use: 0; AST Temp Closed: 0 | 3 | 0 | 0 | 23695-115-018076 | ASCEND ENTERPRISES INC
47804 | Currently in Use |  | 1996-01-01 |  | Petroleum | Premium gasoline | Premium gasoline | Retail | Fiberglass reinforced plastic | Fiberglass reinforced plastic |  |  | Fiberglass reinforced plastic |  | 1901-01-01 | Catchment Basin | Flow Rest 90% Full | Flow Rest 90% Full |  |  | Continuous Automatic Tank Gauge |  | Automatic flow restrictor (MLLD) | Automatic flow restrictor (MLLD) |  |  | Annual line testing | Annual line testing |  | UST Currently In Use: 3; UST Temp Close: 0; AST Currently In Use: 0; AST Temp Closed: 0 | 3 | 0 | 0 | 23695-115-018076 | ASCEND ENTERPRISES INC
47805 | Currently in Use |  | 1996-01-01 |  | Petroleum | On road diesel | On road diesel | Retail | Single Wall | Fiberglass reinforced plastic |  |  | Fiberglass reinforced plastic |  | 1901-01-01 | Catchment Basin | Flow Rest 90% Full | Flow Rest 90% Full |  |  | Continuous Automatic Tank Gauge |  | Automatic flow restrictor (MLLD) | Automatic flow restrictor (MLLD) |  |  | Annual line testing | Annual line testing |  | UST Currently In Use: 3; UST Temp Close: 0; AST Currently In Use: 0; AST Temp Closed: 0 | 3 | 0 | 0 | 23695-115-018076 | ASCEND ENTERPRISES INC
47806 | Currently in Use |  | 1993-10-01 |  | Petroleum | On road diesel | On road diesel | Retail | Fiberglass reinforced plastic | Fiberglass reinforced plastic |  |  | Fiberglass reinforced plastic |  | 1901-01-01 | Catchment Basin | Flow Rest 90% Full | Flow Rest 90% Full |  |  | Continuous Automatic Tank Gauge |  | Automatic flow restrictor (MLLD) | Automatic flow restrictor (MLLD) |  |  | Annual line testing | Annual line testing |  | UST Currently In Use: 3; UST Temp Close: 0; AST Currently In Use: 0; AST Temp Closed: 0 | 3 | 0 | 0 | 21126-051-018077 | FREEDOM FUELS LLC
47807 | Currently in Use |  | 1993-10-01 |  | Petroleum | Premium gasoline | Premium gasoline | Retail | Fiberglass reinforced plastic | Fiberglass reinforced plastic |  |  | Fiberglass reinforced plastic |  | 1901-01-01 | Catchment Basin | Flow Rest 90% Full | Flow Rest 90% Full |  |  | Continuous Automatic Tank Gauge |  | Automatic flow restrictor (MLLD) | Automatic flow restrictor (MLLD) |  |  | Annual line testing | Annual line testing |  | UST Currently In Use: 3; UST Temp Close: 0; AST Currently In Use: 0; AST Temp Closed: 0 | 3 | 0 | 0 | 21126-051-018077 | FREEDOM FUELS LLC
47809 | Currently in Use |  | 1998-06-08 |  | Petroleum | On road diesel | On road diesel | Retail | Fiberglass coated steel | Fiberglass coated steel |  |  | Fiberglass reinforced plastic |  | 1901-01-01 | Catchment Basin | Automatic shutoff device At 95% full | Automatic shutoff device At 95% full |  |  | Automatic Tank Gauge | [8 empty] | UST Currently In Use: 3; UST Temp Close: 0; AST Currently In Use: 0; AST Temp Closed: 0 | 3 | 0 | 0 | 24893-083-017947 | PARESH KUMAR
47811 | Temporary Closed | 2009-07-31 | 1991-09-15 |  | Petroleum | On road diesel | On road diesel | Retail | Steel | Steel | Coated & cathodic protection (sti-P3) |  | Fiberglass reinforced plastic |  | 1901-01-01 | Catchment Basin | Flow Rest 90% Full | Flow Rest 90% Full |  |  | Statistical Inventory Reconciliation (SIR) | [8 empty] | UST Currently In Use: 0; UST Temp Close: 2; AST Currently In Use: 0; AST Temp Closed: 0 | 0 | 2 | 0 | 20506-025-018079 | EDNA COX
47813 | Temporary Closed | 2009-07-31 | 1991-09-15 |  | Petroleum | Unleaded gasoline | Unleaded gasoline | Retail | Steel | Steel | Coated & cathodic protection (sti-P3) |  | Fiberglass reinforced plastic |  | 1901-01-01 | Catchment Basin | Flow Rest 90% Full | Flow Rest 90% Full |  |  | Statistical Inventory Reconciliation (SIR) | [8 empty] | UST Currently In Use: 0; UST Temp Close: 2; AST Currently In Use: 0; AST Temp Closed: 0 | 0 | 2 | 0 | 20506-025-018079 | EDNA COX
47817 | Currently in Use |  | 1998-03-24 |  | Petroleum | Unleaded gasoline | Unleaded gasoline | Retail | Double Wall | Double Wall |  |  | Double Wall |  | 1901-01-01 | Catchment Basin | Automatic shutoff device At 95% full | Automatic shutoff device At 95% full | Interstitial Monitoring within Secondary Containment | PIT LINER | Continuous Automatic Tank Gauge |  | Automatic shutoff device (AELLD) | Automatic shutoff device (AELLD) | [5 empty] | UST Currently In Use: 2; UST Temp Close: 0; AST Currently In Use: 0; AST Temp Closed: 0 | 2 | 0 | 3 | 13343-073-009242 | MCCULLOUGH OIL COMPANY, INC.
47818 | Currently in Use |  | 1998-03-24 |  | Petroleum | Premium gasoline | Premium gasoline | Retail | Fiberglass reinforced plastic | Double Wall |  |  | Fiberglass reinforced plastic |  | 1901-01-01 | Catchment Basin | Automatic shutoff device At 95% full | Automatic shutoff device At 95% full | Interstitial Monitoring within Secondary Containment | SENSOR TO ATG | Continuous Automatic Tank Gauge |  | Automatic shutoff device (AELLD) | Automatic shutoff device (AELLD) |  | SENSOR TO ATG |  |  |  | UST Currently In Use: 2; UST Temp Close: 0; AST Currently In Use: 0; AST Temp Closed: 0 | 2 | 0 | 3 | 13343-073-009242 | MCCULLOUGH OIL COMPANY, INC.
47819 | Currently in Use |  | 1998-05-10 |  | Petroleum | On road diesel | On road diesel | Local Government | Fiberglass coated steel | Fiberglass coated steel |  |  | Fiberglass reinforced plastic |  | 1901-01-01 | Catchment Basin | Flow Rest 90% Full | Flow Rest 90% Full |  |  | Continuous Automatic Tank Gauge | [8 empty] | UST Currently In Use: 1; UST Temp Close: 0; AST Currently In Use: 0; AST Temp Closed: 0 | 1 | 0 | 0 | 10953-021-018081 | CHILTON COUNTY BOARD OF EDUCATION
47820 | Permanently Closed | 2003-06-01 | 1997-09-15 | 2007-02-15 | Petroleum | Mid-grade gasoline | Mid-grade gasoline | Retail | Steel | Steel | Coated & cathodic protection (sti-P3) |  | Flexible |  | 1901-01-01 | Catchment Basin | Automatic shutoff device At 95% full | Automatic shutoff device At 95% full |  |  | Statistical Inventory Reconciliation (SIR) |  |  |  | Interstitial Monitoring within Secondary Containment |  | Statistical inventory reconciliation (SIR) | Statistical inventory reconciliation (SIR) |  | UST Currently In Use: 0; UST Temp Close: 0; AST Currently In Use: 0; AST Temp Closed: 0 | 0 | 0 | 5 | 12409-061-013585 | Tim Shirley
47821 | Permanently Closed | 2020-04-01 | 1989-06-10 | 2021-09-09 | Petroleum | Unleaded gasoline | Unleaded gasoline | Retail | Steel | Steel | Coated & cathodic protection (sti-P3) |  | Fiberglass reinforced plastic |  |  | Catchment Basin | Automatic shutoff device At 95% full | Automatic shutoff device At 95% full |  |  | Automatic Tank Gauge |  | Automatic flow restrictor (MLLD) | Automatic flow restrictor (MLLD) |  |  | Annual line testing | Annual line testing |  | UST Currently In Use: 0; UST Temp Close: 0; AST Currently In Use: 0; AST Temp Closed: 0 | 0 | 0 | 3 | 25604-125-018066 | ANTAR INC
47822 | Permanently Closed | 2020-04-01 | 1989-06-10 | 2021-09-09 | Petroleum | Premium gasoline | Premium gasoline | Retail | Steel | Steel | Coated & cathodic protection (sti-P3) |  | Fiberglass reinforced plastic |  |  | Catchment Basin | Automatic shutoff device At 95% full | Automatic shutoff device At 95% full |  |  | Automatic Tank Gauge |  | Automatic flow restrictor (MLLD) | Automatic flow restrictor (MLLD) |  |  | Annual line testing | Annual line testing |  | UST Currently In Use: 0; UST Temp Close: 0; AST Currently In Use: 0; AST Temp Closed: 0 | 0 | 0 | 3 | 25604-125-018066 | ANTAR INC
47823 | Permanently Closed | 2020-04-01 | 1989-06-10 | 2021-09-09 | Petroleum | On road diesel | On road diesel | Retail | Steel | Steel | Coated & cathodic protection (sti-P3) |  | Fiberglass reinforced plastic |  |  | Catchment Basin | Automatic shutoff device At 95% full | Automatic shutoff device At 95% full |  |  | Automatic Tank Gauge |  | Automatic flow restrictor (MLLD) | Automatic flow restrictor (MLLD) |  |  | Annual line testing | Annual line testing |  | UST Currently In Use: 0; UST Temp Close: 0; AST Currently In Use: 0; AST Temp Closed: 0 | 0 | 0 | 3 | 25604-125-018066 | ANTAR INC
47824 | Temporary Closed | 2011-02-20 | 1995-05-01 |  | Petroleum | Unleaded gasoline | Unleaded gasoline | Retail | Steel | Steel | Coated & cathodic protection (sti-P3) |  | Flexible |  |  | Catchment Basin | Flow Rest 90% Full | Flow Rest 90% Full |  |  | Automatic Tank Gauge |  | Automatic flow restrictor (MLLD) | Automatic flow restrictor (MLLD) | Interstitial Monitoring within Secondary Containment |  | Continuous alarm system | Continuous alarm system |  | UST Currently In Use: 0; UST Temp Close: 3; AST Currently In Use: 0; AST Temp Closed: 0 | 0 | 3 | 0 | 21572-073-018082 | M&M PARTNERSHIP
47825 | Currently in Use |  | 1998-03-01 |  | Petroleum | Unleaded gasoline | Unleaded gasoline | Retail | Fiberglass coated steel | Fiberglass coated steel | Other |  | Double Wall | OPW | 1901-01-01 | Catchment Basin | Flow Rest 90% Full | Flow Rest 90% Full |  |  | Automatic Tank Gauge |  | Automatic flow restrictor (MLLD) | Automatic flow restrictor (MLLD) |  |  | Annual line testing | Annual line testing |  | UST Currently In Use: 2; UST Temp Close: 0; AST Currently In Use: 0; AST Temp Closed: 0 | 2 | 0 | 3 | 25252-055-002870 | JAYAMBEE INC
47826 | Currently in Use |  | 1998-03-01 |  | Petroleum | Premium gasoline | Premium gasoline | Retail | Fiberglass coated steel | Fiberglass coated steel | MODWELDING |  | Flexible | OPW | 1901-01-01 | Catchment Basin | Flow Rest 90% Full | Flow Rest 90% Full |  |  | Automatic Tank Gauge |  | Containment Sump | Automatic flow restrictor (MLLD) |  |  | Annual line testing | Annual line testing |  | UST Currently In Use: 2; UST Temp Close: 0; AST Currently In Use: 0; AST Temp Closed: 0 | 2 | 0 | 3 | 25252-055-002870 | JAYAMBEE INC
47827 | Temporary Closed | 2011-02-20 | 1995-05-01 |  | Petroleum | Mid-grade gasoline | Mid-grade gasoline | Retail | Steel | Steel | Coated & cathodic protection (sti-P3) |  | DBL WALL |  |  | Catchment Basin | Flow Rest 90% Full | Flow Rest 90% Full |  |  | Statistical Inventory Reconciliation (SIR) |  | Containment Sump | Automatic flow restrictor (MLLD) |  |  | Continuous alarm system | Continuous alarm system |  | UST Currently In Use: 0; UST Temp Close: 3; AST Currently In Use: 0; AST Temp Closed: 0 | 0 | 3 | 0 | 21572-073-018082 | M&M PARTNERSHIP
47828 | Temporary Closed | 2011-02-20 | 1995-05-01 |  | Petroleum | On road diesel | On road diesel | Retail | Steel | Steel | Coated & cathodic protection (sti-P3) |  | Flexible |  |  | Catchment Basin | Flow Rest 90% Full | Flow Rest 90% Full |  |  | Automatic Tank Gauge |  | Containment Sump | Automatic flow restrictor (MLLD) | Interstitial Monitoring within Secondary Containment |  | Continuous alarm system | Continuous alarm system |  | UST Currently In Use: 0; UST Temp Close: 3; AST Currently In Use: 0; AST Temp Closed: 0 | 0 | 3 | 0 | 21572-073-018082 | M&M PARTNERSHIP
47829 | Currently in Use |  | 1997-05-20 |  | Petroleum | Unleaded gasoline | Unleaded gasoline | Retail | Steel | Steel | Coated & cathodic protection (sti-P3) |  | Flexible | ENVIRON |  | Catchment Basin | Automatic shutoff device At 95% full | Automatic shutoff device At 95% full |  |  | Automatic Tank Gauge |  | Automatic flow restrictor (MLLD) | Automatic flow restrictor (MLLD) | Interstitial Monitoring within Secondary Containment | SENSOR TO ATG | Continuous alarm system | Continuous alarm system |  | UST Currently In Use: 2; UST Temp Close: 0; AST Currently In Use: 0; AST Temp Closed: 0 | 2 | 0 | 2 | 23248-125-007725 | SALIM ESANI
47830 | Currently in Use |  | 1997-05-20 |  | Petroleum | Premium gasoline | Premium gasoline | Retail | Steel | Steel | Coated & cathodic protection (sti-P3) |  | Flexible | ENVIRON |  | Catchment Basin | Automatic shutoff device At 95% full | Automatic shutoff device At 95% full |  |  | Automatic Tank Gauge |  | Automatic flow restrictor (MLLD) | Automatic flow restrictor (MLLD) | Interstitial Monitoring within Secondary Containment | SENSOR TO ATG | Continuous alarm system | Continuous alarm system |  | UST Currently In Use: 2; UST Temp Close: 0; AST Currently In Use: 0; AST Temp Closed: 0 | 2 | 0 | 2 | 23248-125-007725 | SALIM ESANI
47831 | Permanently Closed | 2015-10-12 | 1971-07-01 | 2015-10-12 | Petroleum | Unleaded gasoline | Unleaded gasoline | Retail | Steel | Steel | Field installed cathodic protection |  | Steel |  |  | Catchment Basin | Flow Rest 90% Full | Flow Rest 90% Full |  |  | Automatic Tank Gauge | [5 empty] | Annual line testing | Annual line testing |  | UST Currently In Use: 0; UST Temp Close: 0; AST Currently In Use: 0; AST Temp Closed: 0 | 0 | 0 | 3 | 22320-125-018083 | WYATT FOOD STORES LLC
47832 | Permanently Closed | 2015-10-12 | 1971-07-01 | 2015-10-12 | Petroleum | Mid-grade gasoline | Mid-grade gasoline | Retail | Steel | Steel | Interior lined (not allowed as a standalone method of corrosion protection) |  | Steel |  |  | Catchment Basin | Flow Rest 90% Full | Flow Rest 90% Full |  |  | Automatic Tank Gauge | [5 empty] | Annual line testing | Annual line testing |  | UST Currently In Use: 0; UST Temp Close: 0; AST Currently In Use: 0; AST Temp Closed: 0 | 0 | 0 | 3 | 22320-125-018083 | WYATT FOOD STORES LLC
47833 | Permanently Closed | 2015-10-12 | 1971-07-01 | 2015-10-12 | Petroleum | Premium gasoline | Premium gasoline | Retail | Steel | Steel | Field installed cathodic protection |  | Steel |  |  | Catchment Basin | Flow Rest 90% Full | Flow Rest 90% Full |  |  | Automatic Tank Gauge | [5 empty] | Annual line testing | Annual line testing |  | UST Currently In Use: 0; UST Temp Close: 0; AST Currently In Use: 0; AST Temp Closed: 0 | 0 | 0 | 3 | 22320-125-018083 | WYATT FOOD STORES LLC
47834 | Permanently Closed | 1999-11-01 | 1998-05-01 | 2001-11-01 | Petroleum | Kerosene | Kerosene | Retail | Steel | Steel | Coated & cathodic protection (sti-P3) |  | Fiberglass reinforced plastic |  | 1901-01-01 | Catchment Basin | Automatic shutoff device At 95% full | Automatic shutoff device At 95% full |  |  | Automatic Tank Gauge | [8 empty] | UST Currently In Use: 0; UST Temp Close: 0; AST Currently In Use: 0; AST Temp Closed: 0 | 0 | 0 | 3 | 20511-073-009258 | MAKHIJA INC
47835 | Currently in Use |  | 1997-12-01 |  | Petroleum | Premium gasoline | Premium gasoline | Retail | Fiberglass reinforced plastic | Fiberglass reinforced plastic |  |  | Double Wall | APT | 1901-01-01 | Catchment Basin | Automatic shutoff device At 95% full | Automatic shutoff device At 95% full |  |  | Continuous Automatic Tank Gauge |  | Automatic shutoff device (AELLD) | Automatic shutoff device (AELLD) |  | SENSOR TO ATG |  |  |  | UST Currently In Use: 4; UST Temp Close: 0; AST Currently In Use: 0; AST Temp Closed: 0 | 4 | 0 | 0 | 13526-009-018084 | MOORE OIL COMPANY, INC.
47836 | Currently in Use |  | 1997-12-01 |  | Petroleum | Unleaded gasoline | Unleaded gasoline | Retail | Single Wall | Fiberglass reinforced plastic |  |  | Flexible | APT | 1901-01-01 | Catchment Basin | Automatic shutoff device At 95% full | Automatic shutoff device At 95% full |  |  | Continuous Automatic Tank Gauge |  | Automatic shutoff device (AELLD) | Automatic shutoff device (AELLD) |  | SENSOR TO ATG |  |  |  | UST Currently In Use: 4; UST Temp Close: 0; AST Currently In Use: 0; AST Temp Closed: 0 | 4 | 0 | 0 | 13526-009-018084 | MOORE OIL COMPANY, INC.
47837 | Currently in Use |  | 1997-12-01 |  | Petroleum | On road diesel | On road diesel | Retail | Fiberglass reinforced plastic | Fiberglass reinforced plastic |  |  | Double Wall | APT | 1901-01-01 | Catchment Basin | Automatic shutoff device At 95% full | Automatic shutoff device At 95% full |  |  | Continuous Automatic Tank Gauge |  | Automatic shutoff device (AELLD) | Automatic shutoff device (AELLD) |  | SENSOR TO ATG |  |  |  | UST Currently In Use: 4; UST Temp Close: 0; AST Currently In Use: 0; AST Temp Closed: 0 | 4 | 0 | 0 | 13526-009-018084 | MOORE OIL COMPANY, INC.
47838 | Currently in Use |  | 1997-12-01 |  | Petroleum | Other, OFFROAD | Other | Retail | Fiberglass reinforced plastic | Fiberglass reinforced plastic |  |  | Flexible | APT | 1901-01-01 | Catchment Basin | Automatic shutoff device At 95% full | Automatic shutoff device At 95% full |  |  | Continuous Automatic Tank Gauge |  | Automatic shutoff device (AELLD) | Automatic shutoff device (AELLD) |  | SENSOR TO ATG |  |  |  | UST Currently In Use: 4; UST Temp Close: 0; AST Currently In Use: 0; AST Temp Closed: 0 | 4 | 0 | 0 | 13526-009-018084 | MOORE OIL COMPANY, INC.
47839 | Currently in Use |  | 1998-03-04 |  | Petroleum | Unleaded gasoline | Unleaded gasoline | Retail | Fiberglass coated steel | Fiberglass coated steel |  |  | Fiberglass reinforced plastic |  | 1901-01-01 | Catchment Basin | Flow Rest 90% Full | Flow Rest 90% Full |  |  | Continuous Automatic Tank Gauge |  | Automatic flow restrictor (MLLD) | Automatic flow restrictor (MLLD) |  |  | Annual line testing | Annual line testing |  | UST Currently In Use: 2; UST Temp Close: 0; AST Currently In Use: 0; AST Temp Closed: 0 | 2 | 0 | 0 | 23858-017-018086 | SHRI PALLAVI INC.
47841 | Currently in Use |  | 1998-03-04 |  | Petroleum | Premium gasoline | Premium gasoline | Retail | Fiberglass coated steel | Fiberglass coated steel |  |  | Fiberglass reinforced plastic |  | 1901-01-01 | Catchment Basin | Flow Rest 90% Full | Flow Rest 90% Full |  |  | Continuous Automatic Tank Gauge |  | Automatic flow restrictor (MLLD) | Automatic flow restrictor (MLLD) |  |  | Annual line testing | Annual line testing |  | UST Currently In Use: 2; UST Temp Close: 0; AST Currently In Use: 0; AST Temp Closed: 0 | 2 | 0 | 0 | 23858-017-018086 | SHRI PALLAVI INC.
47842 | Currently in Use |  | 1998-02-23 |  | Petroleum | Unleaded gasoline | Unleaded gasoline | Retail | Fiberglass coated steel | Double Wall |  |  | Flexible |  | 1901-01-01 | Catchment Basin | Flow Rest 90% Full | Flow Rest 90% Full | Interstitial Monitoring within Secondary Containment |  | Automatic Tank Gauge |  | Automatic shutoff device (AELLD) | Automatic shutoff device (AELLD) | [5 empty] | UST Currently In Use: 2; UST Temp Close: 0; AST Currently In Use: 0; AST Temp Closed: 0 | 2 | 0 | 0 | 20072-125-018088 | A & M OIL CO LLC
47843 | Currently in Use |  | 1998-02-23 |  | Petroleum | Premium gasoline | Premium gasoline | Retail | Double Wall | Double Wall |  |  | Flexible |  | 1901-01-01 | Catchment Basin | Flow Rest 90% Full | Flow Rest 90% Full | Interstitial Monitoring within Secondary Containment |  | Automatic Tank Gauge |  | Automatic shutoff device (AELLD) | Automatic shutoff device (AELLD) | [5 empty] | UST Currently In Use: 2; UST Temp Close: 0; AST Currently In Use: 0; AST Temp Closed: 0 | 2 | 0 | 0 | 20072-125-018088 | A & M OIL CO LLC
47844 | Currently in Use |  | 1998-05-28 |  | Petroleum | Unleaded gasoline | Unleaded gasoline | Retail | Fiberglass coated steel | Fiberglass coated steel |  |  | Flexible |  | 1901-01-01 | Catchment Basin | Flow Rest 90% Full | Flow Rest 90% Full | Interstitial Monitoring within Secondary Containment |  | Continuous Automatic Tank Gauge |  | Automatic flow restrictor (MLLD) | Automatic flow restrictor (MLLD) |  |  | Continuous alarm system | Annual line testing |  | UST Currently In Use: 3; UST Temp Close: 0; AST Currently In Use: 0; AST Temp Closed: 0 | 3 | 0 | 3 | 24255-087-009161 | GHANAPATI, INC.
47845 | Currently in Use |  | 1998-05-28 |  | Petroleum | Premium gasoline | Premium gasoline | Retail | Fiberglass coated steel | Fiberglass coated steel |  |  | FLEX |  | 1901-01-01 | Catchment Basin | Flow Rest 90% Full | Flow Rest 90% Full |  |  | Continuous Automatic Tank Gauge |  | Automatic flow restrictor (MLLD) | Automatic flow restrictor (MLLD) |  |  | Annual line testing | Annual line testing |  | UST Currently In Use: 3; UST Temp Close: 0; AST Currently In Use: 0; AST Temp Closed: 0 | 3 | 0 | 3 | 24255-087-009161 | GHANAPATI, INC.
47847 | Currently in Use |  | 1998-07-21 |  | Petroleum | Unleaded gasoline | Unleaded gasoline | Retail | Steel | Steel | Coated & cathodic protection (sti-P3) |  | Steel |  |  | Catchment Basin | Automatic shutoff device At 95% full | Automatic shutoff device At 95% full |  |  | Continuous Automatic Tank Gauge |  | Containment Sump | Automatic shutoff device (AELLD) |  |  | Statistical inventory reconciliation (SIR) | Statistical inventory reconciliation (SIR) |  | UST Currently In Use: 2; UST Temp Close: 0; AST Currently In Use: 0; AST Temp Closed: 0 | 2 | 0 | 0 | 15420-081-018090 | MAPCO EXPRESS, INC.
47848 | Currently in Use |  | 1998-07-21 |  | Petroleum | Premium gasoline | Premium gasoline | Retail | Steel | Steel | Coated & cathodic protection (sti-P3) |  | CONTAINED |  |  | Catchment Basin | Automatic shutoff device At 95% full | Automatic shutoff device At 95% full |  |  | Continuous Automatic Tank Gauge |  | Automatic shutoff device (AELLD) | Automatic shutoff device (AELLD) |  |  | Statistical inventory reconciliation (SIR) | Statistical inventory reconciliation (SIR) |  | UST Currently In Use: 2; UST Temp Close: 0; AST Currently In Use: 0; AST Temp Closed: 0 | 2 | 0 | 0 | 15420-081-018090 | MAPCO EXPRESS, INC.
47849 | Currently in Use |  | 1998-03-20 |  | Petroleum | Unleaded gasoline | Unleaded gasoline | Retail | Steel | Steel | Coated & cathodic protection (sti-P3) |  | Flexible |  |  | Catchment Basin | Automatic shutoff device At 95% full | Automatic shutoff device At 95% full |  |  | Automatic Tank Gauge |  | Automatic flow restrictor (MLLD) | Automatic flow restrictor (MLLD) |  |  | Annual line testing | Annual line testing |  | UST Currently In Use: 1; UST Temp Close: 0; AST Currently In Use: 0; AST Temp Closed: 0 | 1 | 0 | 0 | 14493-125-018091 | SOUTHERN OIL COMPANY, INC.
47850 | Permanently Closed | 2004-12-01 | 1998-04-20 | 2008-10-27 | Petroleum | On road diesel | On road diesel | Industrial | Steel | Steel | Coated & cathodic protection (sti-P3) |  | Fiberglass reinforced plastic |  |  | Catchment Basin | Flow Rest 90% Full | Flow Rest 90% Full |  |  | Automatic Tank Gauge | [8 empty] | UST Currently In Use: 0; UST Temp Close: 0; AST Currently In Use: 0; AST Temp Closed: 0 | 0 | 0 | 3 | 20523-037-018092 | ROBERT L HUGHES COMPANY INC.
47851 | Permanently Closed | 2004-01-26 | 1998-04-20 | 2008-10-27 | Petroleum | On road diesel | On road diesel | Industrial | Steel | Steel | Coated & cathodic protection (sti-P3) |  | Fiberglass reinforced plastic |  |  | Catchment Basin | Flow Rest 90% Full | Flow Rest 90% Full |  |  | Automatic Tank Gauge | [8 empty] | UST Currently In Use: 0; UST Temp Close: 0; AST Currently In Use: 0; AST Temp Closed: 0 | 0 | 0 | 3 | 20523-037-018092 | ROBERT L HUGHES COMPANY INC.
47852 | Permanently Closed | 2004-12-01 | 1998-04-20 | 2008-10-27 | Petroleum | On road diesel | On road diesel | Industrial | Steel | Steel | Coated & cathodic protection (sti-P3) |  | Fiberglass reinforced plastic |  |  | Catchment Basin | Flow Rest 90% Full | Flow Rest 90% Full |  |  | Automatic Tank Gauge | [8 empty] | UST Currently In Use: 0; UST Temp Close: 0; AST Currently In Use: 0; AST Temp Closed: 0 | 0 | 0 | 3 | 20523-037-018092 | ROBERT L HUGHES COMPANY INC.
47853 | Currently in Use |  | 1998-03-17 |  | Petroleum | Unleaded gasoline | Unleaded gasoline | Retail | Steel | Steel | Coated & cathodic protection (sti-P3) |  | Flexible |  |  | Catchment Basin | Automatic shutoff device At 95% full | Automatic shutoff device At 95% full |  |  | Continuous Automatic Tank Gauge | [8 empty] | UST Currently In Use: 2; UST Temp Close: 0; AST Currently In Use: 1; AST Temp Closed: 0 | 2 | 0 | 5 | 24835-121-005838 | ANIL DHANANI
47854 | Currently in Use |  | 1998-06-15 |  | Petroleum | Unleaded gasoline | Unleaded gasoline | Retail | Fiberglass reinforced plastic | Fiberglass reinforced plastic |  |  | Fiberglass reinforced plastic |  | 1901-01-01 | Catchment Basin | Audible high level alarm At 90% full | Audible high level alarm At 90% full |  |  | Automatic Tank Gauge |  | Containment Sump | Automatic flow restrictor (MLLD) | Interstitial Monitoring within Secondary Containment | SENSOR TO ATG | Continuous alarm system | Continuous alarm system |  | UST Currently In Use: 3; UST Temp Close: 0; AST Currently In Use: 0; AST Temp Closed: 0 | 3 | 0 | 0 | 22176-001-018093 | CIRCLE K
47855 | Currently in Use |  | 1998-06-15 |  | Petroleum | Mid-grade gasoline | Mid-grade gasoline | Retail | Fiberglass reinforced plastic | Fiberglass reinforced plastic |  |  | Fiberglass reinforced plastic |  | 1901-01-01 | Catchment Basin | Audible high level alarm At 90% full | Audible high level alarm At 90% full |  |  | Automatic Tank Gauge |  | Automatic flow restrictor (MLLD) | Automatic flow restrictor (MLLD) | Interstitial Monitoring within Secondary Containment | SENSOR TO ATG | Continuous alarm system | Continuous alarm system |  | UST Currently In Use: 3; UST Temp Close: 0; AST Currently In Use: 0; AST Temp Closed: 0 | 3 | 0 | 0 | 22176-001-018093 | CIRCLE K
47856 | Currently in Use |  | 1998-06-15 |  | Petroleum | Premium gasoline | Premium gasoline | Retail | Fiberglass reinforced plastic | Fiberglass reinforced plastic |  |  | Fiberglass reinforced plastic |  | 1901-01-01 | Catchment Basin | Audible high level alarm At 90% full | Audible high level alarm At 90% full |  |  | Automatic Tank Gauge |  | Automatic flow restrictor (MLLD) | Automatic flow restrictor (MLLD) | Interstitial Monitoring within Secondary Containment | SENSOR TO ATG | Continuous alarm system | Continuous alarm system |  | UST Currently In Use: 3; UST Temp Close: 0; AST Currently In Use: 0; AST Temp Closed: 0 | 3 | 0 | 0 | 22176-001-018093 | CIRCLE K
47857 | Permanently Closed | 2003-06-11 | 1991-04-23 | 2003-06-11 | Petroleum | Unleaded gasoline | Unleaded gasoline | Industrial | Steel | Steel | Coated & cathodic protection (sti-P3) |  | Fiberglass reinforced plastic |  | 1901-01-01 | Catchment Basin | Flow Rest 90% Full | Flow Rest 90% Full | [11 empty] | UST Currently In Use: 0; UST Temp Close: 0; AST Currently In Use: 0; AST Temp Closed: 0 | 0 | 0 | 1 | 20524-089-018094 | GARTON PLUMBING
47858 | Permanently Closed | 2018-02-27 | 1997-04-01 | 2018-02-27 | Petroleum | On road diesel | On road diesel | Industrial | Fiberglass reinforced plastic | Fiberglass reinforced plastic |  |  | Fiberglass reinforced plastic |  | 1901-01-01 | Catchment Basin | Audible high level alarm At 90% full | Audible high level alarm At 90% full |  |  | Automatic Tank Gauge | [8 empty] | UST Currently In Use: 0; UST Temp Close: 0; AST Currently In Use: 0; AST Temp Closed: 0 | 0 | 0 | 5 | 24909-117-009221 | HERC RENTALS INC.
47859 | Permanently Closed | 2021-06-15 | 1996-02-19 | 2021-06-21 | Petroleum | Unleaded gasoline | Unleaded gasoline | Bulk facility | 10K/10K | Double Wall |  |  | Double Wall |  | 1901-01-01 | Catchment Basin | Automatic shutoff device At 95% full | Automatic shutoff device At 95% full | Interstitial Monitoring within Secondary Containment | SENSOR TO ATG | Automatic Tank Gauge |  | Containment Sump | Automatic flow restrictor (MLLD) |  | SENSOR TO ATG | Continuous alarm system | Annual line testing |  | UST Currently In Use: 0; UST Temp Close: 0; AST Currently In Use: 0; AST Temp Closed: 0 | 0 | 0 | 5 | 12350-073-009860 | HERTZ CORPORATION
47861 | Permanently Closed | 1998-11-13 | 1990-01-05 | 1999-04-13 | Petroleum | Unleaded gasoline | Unleaded gasoline | Retail | Steel | Steel | Coated & cathodic protection (sti-P3) |  | Fiberglass reinforced plastic |  | 1901-01-01 | Catchment Basin |  |  |  |  | Statistical Inventory Reconciliation (SIR) | [8 empty] | UST Currently In Use: 0; UST Temp Close: 0; AST Currently In Use: 0; AST Temp Closed: 0 | 0 | 0 | 5 | 10138-077-005769 | ALABAMA OIL CO OF FLORENCE INC
47862 | Permanently Closed | 1998-11-13 | 1990-01-05 | 1999-04-13 | Petroleum | Unleaded gasoline | Unleaded gasoline | Retail | Steel | Steel | Coated & cathodic protection (sti-P3) |  | Fiberglass reinforced plastic |  | 1901-01-01 | Catchment Basin |  |  |  |  | Statistical Inventory Reconciliation (SIR) | [8 empty] | UST Currently In Use: 0; UST Temp Close: 0; AST Currently In Use: 0; AST Temp Closed: 0 | 0 | 0 | 5 | 10138-077-005769 | ALABAMA OIL CO OF FLORENCE INC
47863 | Currently in Use |  | 1998-06-25 |  | Petroleum | Unleaded gasoline | Unleaded gasoline | Retail | Fiberglass coated steel | Fiberglass coated steel |  |  | Fiberglass reinforced plastic |  | 1901-01-01 | Catchment Basin | Flow Rest 90% Full | Flow Rest 90% Full |  |  | Statistical Inventory Reconciliation (SIR) |  | Automatic flow restrictor (MLLD) | Automatic flow restrictor (MLLD) |  |  | Statistical inventory reconciliation (SIR) | Statistical inventory reconciliation (SIR) |  | UST Currently In Use: 3; UST Temp Close: 0; AST Currently In Use: 0; AST Temp Closed: 0 | 3 | 0 | 0 | 15950-071-011722 | JAMES G SHARP
47864 | Currently in Use |  | 1998-06-25 |  | Petroleum | Unleaded gasoline | Unleaded gasoline | Retail | Fiberglass coated steel | Fiberglass coated steel |  |  | Fiberglass reinforced plastic |  | 1901-01-01 | Catchment Basin | Flow Rest 90% Full | Flow Rest 90% Full |  |  | Statistical Inventory Reconciliation (SIR) |  | Automatic flow restrictor (MLLD) | Automatic flow restrictor (MLLD) |  |  | Statistical inventory reconciliation (SIR) | Statistical inventory reconciliation (SIR) |  | UST Currently In Use: 3; UST Temp Close: 0; AST Currently In Use: 0; AST Temp Closed: 0 | 3 | 0 | 0 | 15950-071-011722 | JAMES G SHARP
47866 | Permanently Closed | 2019-05-26 | 1998-06-01 | 2019-07-31 | Petroleum | Unleaded gasoline | Unleaded gasoline | Retail | Fiberglass coated steel | Fiberglass coated steel |  |  | Double Wall |  | 1901-01-01 | Catchment Basin | Audible high level alarm At 90% full | Audible high level alarm At 90% full |  |  | Continuous Automatic Tank Gauge |  | Automatic flow restrictor (MLLD) | Automatic flow restrictor (MLLD) | Interstitial Monitoring within Secondary Containment | SENSOR TO ATG | Continuous alarm system | Continuous alarm system |  | UST Currently In Use: 0; UST Temp Close: 0; AST Currently In Use: 0; AST Temp Closed: 0 | 0 | 0 | 2 | 22176-101-018099 | CIRCLE K
47867 | Permanently Closed | 2019-05-26 | 1998-06-01 | 2019-07-31 | Petroleum | Premium gasoline | Premium gasoline | Retail | Fiberglass coated steel | Fiberglass coated steel |  |  | Double Wall |  | 1901-01-01 | Catchment Basin | Audible high level alarm At 90% full | Audible high level alarm At 90% full |  |  | Continuous Automatic Tank Gauge |  | Automatic flow restrictor (MLLD) | Automatic flow restrictor (MLLD) | Interstitial Monitoring within Secondary Containment | SENSOR TO ATG | Continuous alarm system | Continuous alarm system |  | UST Currently In Use: 0; UST Temp Close: 0; AST Currently In Use: 0; AST Temp Closed: 0 | 0 | 0 | 2 | 22176-101-018099 | CIRCLE K
47868 | Temporary Closed | 2019-06-30 | 1998-03-05 |  | Petroleum | Unleaded gasoline | Unleaded gasoline | Retail | Steel | Steel | Coated & cathodic protection (sti-P3) |  | Fiberglass reinforced plastic |  |  | Catchment Basin | Flow Rest 90% Full | Flow Rest 90% Full |  |  | Automatic Tank Gauge |  | Automatic flow restrictor (MLLD) | Automatic flow restrictor (MLLD) |  |  | Annual line testing | Annual line testing |  | UST Currently In Use: 0; UST Temp Close: 4; AST Currently In Use: 0; AST Temp Closed: 0 | 0 | 4 | 3 | 24343-069-008421 | JERRY SKIPPER
47869 | Temporary Closed | 2019-06-30 | 1998-03-05 |  | Petroleum | Premium gasoline | Premium gasoline | Retail | Steel | Steel | Coated & cathodic protection (sti-P3) |  | Fiberglass reinforced plastic |  |  | Catchment Basin | Flow Rest 90% Full | Flow Rest 90% Full |  |  | Automatic Tank Gauge |  | Automatic flow restrictor (MLLD) | Automatic flow restrictor (MLLD) |  |  | Annual line testing | Annual line testing |  | UST Currently In Use: 0; UST Temp Close: 4; AST Currently In Use: 0; AST Temp Closed: 0 | 0 | 4 | 3 | 24343-069-008421 | JERRY SKIPPER
47870 | Temporary Closed | 2019-06-30 | 1998-03-05 |  | Petroleum | On road diesel | On road diesel | Retail | Steel | Steel | Coated & cathodic protection (sti-P3) |  | Fiberglass reinforced plastic |  |  | Catchment Basin | Flow Rest 90% Full | Flow Rest 90% Full |  |  | Automatic Tank Gauge |  | Automatic flow restrictor (MLLD) | Automatic flow restrictor (MLLD) |  |  | Annual line testing | Annual line testing |  | UST Currently In Use: 0; UST Temp Close: 4; AST Currently In Use: 0; AST Temp Closed: 0 | 0 | 4 | 3 | 24343-069-008421 | JERRY SKIPPER
47871 | Temporary Closed | 2019-06-30 | 1998-03-05 |  | Petroleum | On road diesel | On road diesel | Retail | Steel | Steel | Coated & cathodic protection (sti-P3) |  | Fiberglass reinforced plastic |  |  | Catchment Basin | Flow Rest 90% Full | Flow Rest 90% Full |  |  | Statistical Inventory Reconciliation (SIR) |  | Automatic flow restrictor (MLLD) | Automatic flow restrictor (MLLD) |  |  | Annual line testing | Annual line testing |  | UST Currently In Use: 0; UST Temp Close: 4; AST Currently In Use: 0; AST Temp Closed: 0 | 0 | 4 | 3 | 24343-069-008421 | JERRY SKIPPER
47872 | Currently in Use |  | 1998-07-13 |  | Petroleum | Unleaded gasoline | Unleaded gasoline | Industrial | Fiberglass reinforced plastic | Fiberglass reinforced plastic |  |  | Fiberglass reinforced plastic |  | 1901-01-01 | Catchment Basin | Automatic shutoff device At 95% full | Audible high level alarm At 90% full | Interstitial Monitoring within Secondary Containment |  | Continuous Automatic Tank Gauge |  | Automatic shutoff device (AELLD) | Automatic shutoff device (AELLD) | Interstitial Monitoring within Secondary Containment |  | Continuous alarm system | Continuous alarm system |  | UST Currently In Use: 1; UST Temp Close: 0; AST Currently In Use: 0; AST Temp Closed: 0 | 1 | 0 | 3 | 10146-069-010975 | ALABAMA POWER COMPANY
47873 | Permanently Closed | 2022-04-20 | 1998-07-27 |  | Petroleum | On road diesel | On road diesel | Bulk facility | Steel | Steel | Coated & cathodic protection (sti-P3) |  | Fiberglass reinforced plastic |  |  | Catchment Basin | Automatic shutoff device At 95% full | Automatic shutoff device At 95% full |  |  | Automatic Tank Gauge | [8 empty] | UST Currently In Use: 0; UST Temp Close: 0; AST Currently In Use: 0; AST Temp Closed: 0 | 0 | 0 | 3 | 15027-125-002897 | TUSCALOOSA COUNTY BOARD OF EDUCATION
47874 | Currently in Use |  | 1997-01-15 |  | Petroleum | Unleaded gasoline | Unleaded gasoline | Retail | Fiberglass coated steel | Fiberglass coated steel |  |  | Double Wall |  | 1901-01-01 | Catchment Basin | Flow Rest 90% Full | Flow Rest 90% Full |  |  | Statistical Inventory Reconciliation (SIR) | Single walled submersible pump containment sump | Automatic flow restrictor (MLLD) | Automatic flow restrictor (MLLD) |  |  | Statistical inventory reconciliation (SIR) | Statistical inventory reconciliation (SIR) |  | UST Currently In Use: 3; UST Temp Close: 0; AST Currently In Use: 0; AST Temp Closed: 0 | 3 | 0 | 0 | 23554-077-018100 | S&M PROPERTIES LLC
47875 | Currently in Use |  | 1997-01-15 |  | Petroleum | Premium gasoline | Premium gasoline | Retail | Fiberglass coated steel | Fiberglass coated steel |  |  | Double Wall |  | 1901-01-01 | Catchment Basin | Flow Rest 90% Full | Flow Rest 90% Full |  |  | Statistical Inventory Reconciliation (SIR) | Single walled submersible pump containment sump | Containment Sump | Automatic flow restrictor (MLLD) |  |  | Statistical inventory reconciliation (SIR) | Statistical inventory reconciliation (SIR) |  | UST Currently In Use: 3; UST Temp Close: 0; AST Currently In Use: 0; AST Temp Closed: 0 | 3 | 0 | 0 | 23554-077-018100 | S&M PROPERTIES LLC
47876 | Currently in Use |  | 1997-01-15 |  | Petroleum | On road diesel | On road diesel | Retail | Fiberglass coated steel | Fiberglass coated steel |  |  | Double Wall |  | 1901-01-01 | Catchment Basin | Flow Rest 90% Full | Flow Rest 90% Full |  |  | Statistical Inventory Reconciliation (SIR) | Single walled submersible pump containment sump | Automatic flow restrictor (MLLD) | Automatic flow restrictor (MLLD) |  |  | Statistical inventory reconciliation (SIR) | Statistical inventory reconciliation (SIR) |  | UST Currently In Use: 3; UST Temp Close: 0; AST Currently In Use: 0; AST Temp Closed: 0 | 3 | 0 | 0 | 23554-077-018100 | S&M PROPERTIES LLC
47877 | Temporary Closed | 2010-09-30 | 1998-06-29 |  | Petroleum | Unleaded gasoline | Unleaded gasoline | Industrial | Steel | Steel | Coated & cathodic protection (sti-P3) |  | Fiberglass reinforced plastic |  | 1901-01-01 | Catchment Basin | Audible high level alarm At 90% full | Audible high level alarm At 90% full |  |  | Continuous Automatic Tank Gauge | [8 empty] | UST Currently In Use: 0; UST Temp Close: 1; AST Currently In Use: 0; AST Temp Closed: 0 | 0 | 1 | 3 | 23347-007-017255 | AMERIGAS PROPANE LP
47878 | Permanently Closed | 2011-03-01 | 1998-07-06 | 2011-03-01 | Petroleum | On road diesel | On road diesel | Industrial | Steel | Steel | Coated & cathodic protection (sti-P3) |  | Fiberglass reinforced plastic |  |  | Catchment Basin | Audible high level alarm At 90% full | Audible high level alarm At 90% full |  |  | Continuous Automatic Tank Gauge | [8 empty] | UST Currently In Use: 0; UST Temp Close: 0; AST Currently In Use: 0; AST Temp Closed: 0 | 0 | 0 | 2 | 19639-007-017256 | BIBB COUNTY BOARD OF EDUCATION
47880 | Permanently Closed | 1998-08-07 | 1987-07-10 | 1998-12-08 | Petroleum | Unleaded gasoline | Unleaded gasoline | Retail | Steel | Steel |  | Painted or None | Steel |  | 1901-01-01 | [14 empty] | UST Currently In Use: 0; UST Temp Close: 2; AST Currently In Use: 0; AST Temp Closed: 0 | 0 | 2 | 3 | 20530-127-018102 | MIKES GROCERY
47882 | Permanently Closed | 1998-08-07 | 1987-07-10 | 1998-12-08 | Petroleum | Unleaded gasoline | Unleaded gasoline | Retail | Steel | Steel |  | Painted or None | Steel |  | 1901-01-01 | [14 empty] | UST Currently In Use: 0; UST Temp Close: 2; AST Currently In Use: 0; AST Temp Closed: 0 | 0 | 2 | 3 | 20530-127-018102 | MIKES GROCERY
47883 | Permanently Closed | 1998-08-07 | 1987-07-10 | 1998-12-08 | Petroleum | Unleaded gasoline | Unleaded gasoline | Retail | Steel | Steel |  | Painted or None | Steel |  | 1901-01-01 | [14 empty] | UST Currently In Use: 0; UST Temp Close: 2; AST Currently In Use: 0; AST Temp Closed: 0 | 0 | 2 | 3 | 20530-127-018102 | MIKES GROCERY
47884 | Currently in Use |  | 1998-05-08 |  | Petroleum | Unleaded gasoline | Unleaded gasoline | Retail | Fiberglass reinforced plastic | Fiberglass reinforced plastic |  |  | Flexible |  |  | Catchment Basin | Flow Rest 90% Full | Automatic shutoff device At 95% full |  |  | Continuous Automatic Tank Gauge |  | Automatic shutoff device (AELLD) | Automatic shutoff device (AELLD) | [5 empty] | UST Currently In Use: 2; UST Temp Close: 0; AST Currently In Use: 1; AST Temp Closed: 0 | 2 | 0 | 0 | 11379-033-018103 | SIBLEY OIL COMPANY
47885 | Currently in Use |  | 1998-05-08 |  | Petroleum | Premium gasoline | Premium gasoline | Retail | Fiberglass reinforced plastic | Fiberglass reinforced plastic |  |  | Double Wall |  |  | Catchment Basin | Automatic shutoff device At 95% full | Automatic shutoff device At 95% full |  |  | Continuous Automatic Tank Gauge |  | Automatic shutoff device (AELLD) | Automatic shutoff device (AELLD) | [5 empty] | UST Currently In Use: 2; UST Temp Close: 0; AST Currently In Use: 1; AST Temp Closed: 0 | 2 | 0 | 0 | 11379-033-018103 | SIBLEY OIL COMPANY
47886 | Currently in Use |  | 1996-01-03 |  | Petroleum | Unleaded gasoline | Unleaded gasoline | Retail | Single Wall | Fiberglass reinforced plastic |  |  | Fiberglass reinforced plastic |  | 1901-01-01 | Catchment Basin | Flow Rest 90% Full | Flow Rest 90% Full |  |  | Continuous Automatic Tank Gauge |  | Sump sensor relayed to automatically shut off submersible pump | Containment Sump | Interstitial Monitoring within Secondary Containment | SENSOR TO ATG |  |  |  | UST Currently In Use: 5; UST Temp Close: 0; AST Currently In Use: 0; AST Temp Closed: 0 | 5 | 0 | 0 | 25265-089-018104 | LGWS/CROSS AMERICA PARTNERS
47887 | Currently in Use |  | 1996-01-03 |  | Petroleum | Unleaded gasoline | Unleaded gasoline | Retail | Single Wall | Fiberglass reinforced plastic |  |  | Double Wall |  | 1901-01-01 | Catchment Basin | Flow Rest 90% Full | Flow Rest 90% Full |  |  | Continuous Automatic Tank Gauge |  | Containment Sump | Containment Sump | Interstitial Monitoring within Secondary Containment | SENSOR TO ATG |  |  |  | UST Currently In Use: 5; UST Temp Close: 0; AST Currently In Use: 0; AST Temp Closed: 0 | 5 | 0 | 0 | 25265-089-018104 | LGWS/CROSS AMERICA PARTNERS
47888 | Currently in Use |  | 1996-01-03 |  | Petroleum | Premium gasoline | Premium gasoline | Retail | Single Wall | Fiberglass reinforced plastic |  |  | Double Wall |  | 1901-01-01 | Catchment Basin | Flow Rest 90% Full | Flow Rest 90% Full |  |  | Continuous Automatic Tank Gauge |  | Sump sensor relayed to automatically shut off submersible pump | Containment Sump | Interstitial Monitoring within Secondary Containment | SENSOR TO ATG |  |  |  | UST Currently In Use: 5; UST Temp Close: 0; AST Currently In Use: 0; AST Temp Closed: 0 | 5 | 0 | 0 | 25265-089-018104 | LGWS/CROSS AMERICA PARTNERS
47889 | Currently in Use |  | 1996-01-03 |  | Petroleum | On road diesel | On road diesel | Retail | Fiberglass reinforced plastic | Fiberglass reinforced plastic |  |  | Double Wall |  | 1901-01-01 | Catchment Basin | Flow Rest 90% Full | Flow Rest 90% Full |  |  | Continuous Automatic Tank Gauge |  | Sump sensor relayed to automatically shut off submersible pump | Automatic flow restrictor (MLLD) | Interstitial Monitoring within Secondary Containment | SENSOR TO ATG |  |  |  | UST Currently In Use: 5; UST Temp Close: 0; AST Currently In Use: 0; AST Temp Closed: 0 | 5 | 0 | 0 | 25265-089-018104 | LGWS/CROSS AMERICA PARTNERS
47890 | Currently in Use |  | 1996-01-03 |  | Petroleum | On road diesel | On road diesel | Retail | Single Wall | Fiberglass reinforced plastic |  |  | Double Wall |  | 1901-01-01 | Catchment Basin | Flow Rest 90% Full | Flow Rest 90% Full |  |  | Continuous Automatic Tank Gauge |  | Containment Sump | Automatic flow restrictor (MLLD) | Interstitial Monitoring within Secondary Containment | SENSOR TO ATG |  |  |  | UST Currently In Use: 5; UST Temp Close: 0; AST Currently In Use: 0; AST Temp Closed: 0 | 5 | 0 | 0 | 25265-089-018104 | LGWS/CROSS AMERICA PARTNERS
47891 | Temporary Closed | 2010-08-01 | 1997-05-15 |  | Petroleum | Unleaded gasoline | Unleaded gasoline | Retail | Steel | Steel | Coated & cathodic protection (sti-P3) |  | Flexible |  |  | Catchment Basin | Flow Rest 90% Full | Flow Rest 90% Full |  |  | Statistical Inventory Reconciliation (SIR) | [8 empty] | UST Currently In Use: 0; UST Temp Close: 1; AST Currently In Use: 0; AST Temp Closed: 0 | 0 | 1 | 0 | 22540-089-009343 | LARRY AND CHARLOTTE SATTERFIELD
47892 | Currently in Use |  | 1998-01-02 |  | Petroleum | On road diesel | On road diesel | Industrial | Double Wall | Double Wall |  |  | Double Wall |  | 1901-01-01 | Catchment Basin | Automatic shutoff device At 95% full | Automatic shutoff device At 95% full | Interstitial Monitoring within Secondary Containment | SENSOR TO ATG | Continuous Automatic Tank Gauge | Single walled submersible pump containment sump |  |  |  |  | Continuous alarm system | Continuous alarm system |  | UST Currently In Use: 1; UST Temp Close: 0; AST Currently In Use: 1; AST Temp Closed: 0 | 1 | 0 | 3 | 23526-077-017959 | RCHP - FLORENCE LLC
47893 | Currently in Use |  | 1991-02-01 |  | Petroleum | On road diesel | On road diesel | Emergency Power Generator | Fiberglass reinforced plastic | Fiberglass reinforced plastic |  |  | Fiberglass reinforced plastic |  | 1901-01-01 | Catchment Basin | Automatic shutoff device At 95% full | Automatic shutoff device At 95% full | [11 empty] | UST Currently In Use: 4; UST Temp Close: 0; AST Currently In Use: 0; AST Temp Closed: 0 | 4 | 0 | 0 | 16940-097-018105 | MOBILE COUNTY COMMISSION
47894 | Currently in Use |  | 1991-02-01 |  | Petroleum | On road diesel | On road diesel | Emergency Power Generator | Fiberglass reinforced plastic | Fiberglass reinforced plastic |  |  | Fiberglass reinforced plastic |  | 1901-01-01 | Catchment Basin | Automatic shutoff device At 95% full | Automatic shutoff device At 95% full | [11 empty] | UST Currently In Use: 4; UST Temp Close: 0; AST Currently In Use: 0; AST Temp Closed: 0 | 4 | 0 | 0 | 16940-097-018105 | MOBILE COUNTY COMMISSION
47895 | Currently in Use |  | 1992-05-01 |  | Petroleum | On road diesel | On road diesel | Emergency Power Generator | Fiberglass reinforced plastic | Fiberglass reinforced plastic |  |  | Fiberglass reinforced plastic |  | 1901-01-01 | Catchment Basin | Audible high level alarm At 90% full | Audible high level alarm At 90% full |  |  | Automatic Tank Gauge | [8 empty] | UST Currently In Use: 4; UST Temp Close: 0; AST Currently In Use: 0; AST Temp Closed: 0 | 4 | 0 | 0 | 16940-097-018105 | MOBILE COUNTY COMMISSION
47896 | Currently in Use |  | 1992-05-01 |  | Petroleum | On road diesel | On road diesel | Emergency Power Generator | Fiberglass reinforced plastic | Fiberglass reinforced plastic |  |  | Fiberglass reinforced plastic |  | 1901-01-01 | Catchment Basin | Audible high level alarm At 90% full | Audible high level alarm At 90% full |  |  | Automatic Tank Gauge | [8 empty] | UST Currently In Use: 4; UST Temp Close: 0; AST Currently In Use: 0; AST Temp Closed: 0 | 4 | 0 | 0 | 16940-097-018105 | MOBILE COUNTY COMMISSION
47897 | Permanently Closed | 2008-12-01 | 1989-05-04 | 2015-11-19 | Petroleum | On road diesel | On road diesel | Industrial | Steel | Steel | Coated & cathodic protection (sti-P3) |  | Fiberglass reinforced plastic |  |  | Catchment Basin | Automatic shutoff device At 95% full | Automatic shutoff device At 95% full |  |  | Statistical Inventory Reconciliation (SIR) | [5 empty] | Statistical inventory reconciliation (SIR) | Statistical inventory reconciliation (SIR) |  | UST Currently In Use: 0; UST Temp Close: 0; AST Currently In Use: 0; AST Temp Closed: 0 | 0 | 0 | 1 | 19155-097-018106 | SUTTLES TRUCK LEASING INC
47898 | Currently in Use |  | 1998-06-09 |  | Petroleum | Unleaded gasoline | Unleaded gasoline | Retail | Fiberglass reinforced plastic | Fiberglass reinforced plastic |  |  | Fiberglass reinforced plastic |  | 1901-01-01 | Catchment Basin | Flow Rest 90% Full | Flow Rest 90% Full |  |  | Continuous Automatic Tank Gauge | Single walled submersible pump containment sump | Sump sensor relayed to automatically shut off submersible pump | Automatic flow restrictor (MLLD) | Interstitial Monitoring within Secondary Containment | SENSOR TO ATG | Continuous alarm system | Continuous alarm system |  | UST Currently In Use: 3; UST Temp Close: 0; AST Currently In Use: 0; AST Temp Closed: 0 | 3 | 0 | 0 | 25265-071-018107 | LGWS/CROSS AMERICA PARTNERS
47899 | Currently in Use |  | 1998-06-09 |  | Petroleum | Premium gasoline | Premium gasoline | Retail | Single Wall | Fiberglass reinforced plastic |  |  | Double Wall |  | 1901-01-01 | Catchment Basin | Flow Rest 90% Full | Flow Rest 90% Full |  |  | Continuous Automatic Tank Gauge | Single walled submersible pump containment sump | Containment Sump | Automatic flow restrictor (MLLD) | Interstitial Monitoring within Secondary Containment | SENSOR TO ATG | Continuous alarm system | Continuous alarm system |  | UST Currently In Use: 3; UST Temp Close: 0; AST Currently In Use: 0; AST Temp Closed: 0 | 3 | 0 | 0 | 25265-071-018107 | LGWS/CROSS AMERICA PARTNERS
47900 | Currently in Use |  | 1998-07-24 |  | Petroleum | On road diesel | On road diesel | Retail | Steel | Steel | Coated & cathodic protection (sti-P3) |  | Fiberglass reinforced plastic |  |  | Catchment Basin | Audible high level alarm At 90% full | Audible high level alarm At 90% full |  |  | Continuous Automatic Tank Gauge | [8 empty] | UST Currently In Use: 3; UST Temp Close: 0; AST Currently In Use: 0; AST Temp Closed: 0 | 3 | 0 | 10 | 25292-061-002748 | JEREMY PRIDGEN
47901 | Temporary Closed | 2010-12-31 | 1998-04-06 |  | Petroleum | On road diesel | On road diesel | Industrial | Double Wall | Double Wall |  |  | Double Wall | APT | 1901-01-01 | Catchment Basin | Flow Rest 90% Full | Flow Rest 90% Full | Interstitial Monitoring within Secondary Containment | SENSOR TO ATG |  |  | Automatic flow restrictor (MLLD) | Automatic flow restrictor (MLLD) |  |  | Annual line testing | Annual line testing |  | UST Currently In Use: 0; UST Temp Close: 1; AST Currently In Use: 0; AST Temp Closed: 0 | 0 | 1 | 1 | 25699-055-002344 | DEANNA PATTON
47902 | Currently in Use |  | 1989-11-12 |  | Petroleum | Other, AVGAS | Other | Industrial | Fiberglass reinforced plastic | Fiberglass reinforced plastic |  |  | Fiberglass reinforced plastic |  | 1901-01-01 | Catchment Basin | Audible high level alarm At 90% full | Audible high level alarm At 90% full |  |  | Continuous Automatic Tank Gauge |  | Automatic flow restrictor (MLLD) | Automatic flow restrictor (MLLD) |  |  | Annual line testing | Annual line testing |  | UST Currently In Use: 2; UST Temp Close: 0; AST Currently In Use: 2; AST Temp Closed: 0 | 2 | 0 | 3 | 10270-015-009219 | MCWHORTER PROPERTIES ANNISTN EXEC AV
47903 | Currently in Use |  | 1989-11-12 |  | Petroleum | Aviation fuel (JP-4; etc.) | Aviation fuel (JP-4; etc.) | Industrial | Fiberglass reinforced plastic | Fiberglass reinforced plastic |  |  | Fiberglass reinforced plastic |  | 1901-01-01 |  | Audible high level alarm At 90% full | Audible high level alarm At 90% full |  |  | Continuous Automatic Tank Gauge | [8 empty] | UST Currently In Use: 2; UST Temp Close: 0; AST Currently In Use: 2; AST Temp Closed: 0 | 2 | 0 | 3 | 10270-015-009219 | MCWHORTER PROPERTIES ANNISTN EXEC AV
47905 | Temporary Closed | 2011-10-01 | 1989-01-01 |  | Petroleum | On road diesel | On road diesel | Retail | Fiberglass reinforced plastic | Fiberglass reinforced plastic |  |  | Fiberglass reinforced plastic |  | 1901-01-01 | Catchment Basin | Flow Rest 90% Full | Flow Rest 90% Full |  |  | Statistical Inventory Reconciliation (SIR) | [8 empty] | UST Currently In Use: 0; UST Temp Close: 3; AST Currently In Use: 0; AST Temp Closed: 0 | 0 | 3 | 3 | 23527-123-011765 | JACKIE OLIVER
47906 | Currently in Use |  | 1998-06-15 |  | Petroleum | Unleaded gasoline | Unleaded gasoline | Retail | Double Wall | Double Wall |  |  | Flexible |  |  | Catchment Basin | Flow Rest 90% Full | Flow Rest 90% Full |  |  | Automatic Tank Gauge | Single walled submersible pump containment sump | Containment Sump | Automatic flow restrictor (MLLD) |  |  | Annual line testing | Annual line testing |  | UST Currently In Use: 3; UST Temp Close: 0; AST Currently In Use: 0; AST Temp Closed: 0 | 3 | 0 | 0 | 20539-093-018108 | WATHA WILLIAMS
47907 | Currently in Use |  | 1998-06-15 |  | Petroleum | Unleaded gasoline | Unleaded gasoline | Retail | Double Wall | Double Wall |  |  | Flexible |  |  | Catchment Basin | Flow Rest 90% Full | Flow Rest 90% Full |  |  | Automatic Tank Gauge | Single walled submersible pump containment sump | Containment Sump | Automatic flow restrictor (MLLD) |  |  | Annual line testing | Annual line testing |  | UST Currently In Use: 3; UST Temp Close: 0; AST Currently In Use: 0; AST Temp Closed: 0 | 3 | 0 | 0 | 20539-093-018108 | WATHA WILLIAMS
47908 | Currently in Use |  | 1998-06-15 |  | Petroleum | On road diesel | On road diesel | Retail | Double Wall | Double Wall |  |  | Flexible |  |  | Catchment Basin | Flow Rest 90% Full | Flow Rest 90% Full |  |  | Automatic Tank Gauge | Single walled submersible pump containment sump | Automatic flow restrictor (MLLD) | Automatic flow restrictor (MLLD) |  |  | Annual line testing | Annual line testing |  | UST Currently In Use: 3; UST Temp Close: 0; AST Currently In Use: 0; AST Temp Closed: 0 | 3 | 0 | 0 | 20539-093-018108 | WATHA WILLIAMS
47909 | Currently in Use |  | 1998-06-09 |  | Petroleum | On road diesel | On road diesel | Retail | Fiberglass reinforced plastic | Fiberglass reinforced plastic |  |  | Fiberglass reinforced plastic |  | 1901-01-01 | Catchment Basin | Flow Rest 90% Full | Flow Rest 90% Full |  |  | Continuous Automatic Tank Gauge | Single walled submersible pump containment sump | Sump sensor relayed to automatically shut off submersible pump | Automatic flow restrictor (MLLD) | Interstitial Monitoring within Secondary Containment | SENSOR TO ATG | Continuous alarm system | Continuous alarm system |  | UST Currently In Use: 3; UST Temp Close: 0; AST Currently In Use: 0; AST Temp Closed: 0 | 3 | 0 | 0 | 25265-071-018107 | LGWS/CROSS AMERICA PARTNERS
47912 | Currently in Use |  | 1998-07-10 |  | Petroleum | Other, E10 | Other | Retail | Fiberglass reinforced plastic | Fiberglass reinforced plastic |  |  | Flexible |  |  | Catchment Basin | Flow Rest 90% Full | Flow Rest 90% Full |  |  | Continuous Automatic Tank Gauge |  | Automatic flow restrictor (MLLD) | Automatic flow restrictor (MLLD) | Interstitial Monitoring within Secondary Containment | SENSOR TO ATG |  |  |  | UST Currently In Use: 2; UST Temp Close: 0; AST Currently In Use: 0; AST Temp Closed: 0 | 2 | 0 | 0 | 24993-059-004672 | JUSTIN BOYLES
47913 | Currently in Use |  | 1998-07-10 |  | Petroleum | Unleaded gasoline | Unleaded gasoline | Retail | Fiberglass reinforced plastic | Fiberglass reinforced plastic |  |  | Flexible |  |  | Catchment Basin | Flow Rest 90% Full | Flow Rest 90% Full |  |  | Continuous Automatic Tank Gauge |  | Containment Sump | Automatic flow restrictor (MLLD) | Interstitial Monitoring within Secondary Containment | SENSOR TO ATG |  |  |  | UST Currently In Use: 2; UST Temp Close: 0; AST Currently In Use: 0; AST Temp Closed: 0 | 2 | 0 | 0 | 24993-059-004672 | JUSTIN BOYLES
47914 | Permanently Closed | 2015-01-05 | 1998-04-06 | 2017-06-28 | Petroleum | Unleaded gasoline | Unleaded gasoline | Retail | Single Wall | Fiberglass coated steel |  |  | Double Wall | APT | 1901-01-01 | Catchment Basin | Flow Rest 90% Full | Flow Rest 90% Full |  |  | Continuous Automatic Tank Gauge |  | Automatic shutoff device (AELLD) | Automatic shutoff device (AELLD) | [5 empty] | UST Currently In Use: 0; UST Temp Close: 0; AST Currently In Use: 0; AST Temp Closed: 0 | 0 | 0 | 6 | 20796-055-006069 | DAVID PATTERSON
47915 | Permanently Closed | 2015-01-05 | 1998-04-06 | 2017-06-28 | Petroleum | Premium gasoline | Premium gasoline | Retail | Fiberglass coated steel | Fiberglass coated steel |  |  | Flexible | APT | 1901-01-01 | Catchment Basin | Flow Rest 90% Full | Flow Rest 90% Full |  |  | Continuous Automatic Tank Gauge |  | Containment Sump | Automatic shutoff device (AELLD) | [5 empty] | UST Currently In Use: 0; UST Temp Close: 0; AST Currently In Use: 0; AST Temp Closed: 0 | 0 | 0 | 6 | 20796-055-006069 | DAVID PATTERSON
47916 | Currently in Use |  | 1998-05-04 |  | Petroleum | Unleaded gasoline | Unleaded gasoline | Retail | Single Wall | Single Wall | Coated & cathodic protection (sti-P3) |  | Steel |  |  | Catchment Basin | Automatic shutoff device At 95% full | Automatic shutoff device At 95% full |  |  | Continuous Automatic Tank Gauge |  | Automatic shutoff device (AELLD) | Automatic shutoff device (AELLD) | [5 empty] | UST Currently In Use: 2; UST Temp Close: 0; AST Currently In Use: 0; AST Temp Closed: 0 | 2 | 0 | 0 | 25995-055-018109 | COUNTY LINE BEVERAGE
47917 | Currently in Use |  | 1998-05-04 |  | Petroleum | Premium gasoline | Premium gasoline | Retail | Single Wall | Single Wall | Coated & cathodic protection (sti-P3) |  | Steel |  |  | Catchment Basin | Automatic shutoff device At 95% full | Automatic shutoff device At 95% full |  |  | Continuous Automatic Tank Gauge |  | Automatic shutoff device (AELLD) | Automatic shutoff device (AELLD) | [5 empty] | UST Currently In Use: 2; UST Temp Close: 0; AST Currently In Use: 0; AST Temp Closed: 0 | 2 | 0 | 0 | 25995-055-018109 | COUNTY LINE BEVERAGE
47918 | Currently in Use |  | 1998-05-06 |  | Petroleum | Unleaded gasoline | Unleaded gasoline | Retail | Fiberglass coated steel | Fiberglass coated steel |  |  | Flexible |  | 1901-01-01 | Catchment Basin | Flow Rest 90% Full | Flow Rest 90% Full |  |  | Continuous Automatic Tank Gauge |  | Containment Sump | Automatic flow restrictor (MLLD) |  |  | Annual line testing | Annual line testing |  | UST Currently In Use: 3; UST Temp Close: 0; AST Currently In Use: 0; AST Temp Closed: 0 | 3 | 0 | 0 | 25026-081-018110 | AARNA, LLC
47919 | Currently in Use |  | 1998-05-03 |  | Petroleum | Premium gasoline | Premium gasoline | Retail | Fiberglass coated steel | Fiberglass coated steel |  |  | Flexible |  | 1901-01-01 | Catchment Basin | Flow Rest 90% Full | Flow Rest 90% Full |  |  | Continuous Automatic Tank Gauge |  | Automatic flow restrictor (MLLD) | Automatic flow restrictor (MLLD) |  |  | Annual line testing | Annual line testing |  | UST Currently In Use: 3; UST Temp Close: 0; AST Currently In Use: 0; AST Temp Closed: 0 | 3 | 0 | 0 | 25026-081-018110 | AARNA, LLC
47920 | Currently in Use |  | 1998-05-06 |  | Petroleum | On road diesel | On road diesel | Retail | Fiberglass coated steel | Fiberglass coated steel |  |  | Flexible |  | 1901-01-01 | Catchment Basin | Flow Rest 90% Full | Flow Rest 90% Full |  |  | Continuous Automatic Tank Gauge |  | Automatic flow restrictor (MLLD) | Automatic flow restrictor (MLLD) |  |  | Annual line testing | Annual line testing |  | UST Currently In Use: 3; UST Temp Close: 0; AST Currently In Use: 0; AST Temp Closed: 0 | 3 | 0 | 0 | 25026-081-018110 | AARNA, LLC
47921 | Currently in Use |  | 1998-05-18 |  | Petroleum | Unleaded gasoline | Unleaded gasoline | Retail | Double Wall | Double Wall |  |  | 2-PIECES |  | 1901-01-01 | Catchment Basin | Automatic shutoff device At 95% full | Automatic shutoff device At 95% full |  |  | Continuous Automatic Tank Gauge |  | Automatic shutoff device (AELLD) | Automatic shutoff device (AELLD) | [5 empty] | UST Currently In Use: 2; UST Temp Close: 0; AST Currently In Use: 0; AST Temp Closed: 0 | 2 | 0 | 0 | 16773-073-018111 | ROCK OIL COMPANY INC
47922 | Currently in Use |  | 1998-05-18 |  | Petroleum | Premium gasoline | Premium gasoline | Retail | Double Wall | Double Wall |  |  | Fiberglass reinforced plastic |  | 1901-01-01 | Catchment Basin | Automatic shutoff device At 95% full | Automatic shutoff device At 95% full |  |  | Continuous Automatic Tank Gauge |  | Automatic shutoff device (AELLD) | Automatic shutoff device (AELLD) | [5 empty] | UST Currently In Use: 2; UST Temp Close: 0; AST Currently In Use: 0; AST Temp Closed: 0 | 2 | 0 | 0 | 16773-073-018111 | ROCK OIL COMPANY INC
47923 | Currently in Use |  | 1998-05-18 |  | Petroleum | Unleaded gasoline | Unleaded gasoline | Retail | Double Wall | Double Wall |  |  | Double Wall |  | 1998-05-18 | Catchment Basin | Automatic shutoff device At 95% full | Automatic shutoff device At 95% full |  |  | Continuous Automatic Tank Gauge |  | Automatic flow restrictor (MLLD) | Automatic flow restrictor (MLLD) |  |  | Annual line testing | Annual line testing |  | UST Currently In Use: 2; UST Temp Close: 0; AST Currently In Use: 0; AST Temp Closed: 0 | 2 | 0 | 0 | 21815-073-018112 | M & M PARTNERSHIP
47924 | Currently in Use |  | 1998-05-18 |  | Petroleum | Mid-grade gasoline | Mid-grade gasoline | Retail | Fiberglass reinforced plastic | Double Wall |  |  | Fiberglass reinforced plastic |  | 1998-05-18 | Catchment Basin | Automatic shutoff device At 95% full | Automatic shutoff device At 95% full |  |  | Continuous Automatic Tank Gauge |  | Automatic flow restrictor (MLLD) | Automatic flow restrictor (MLLD) |  |  | Annual line testing | Annual line testing |  | UST Currently In Use: 2; UST Temp Close: 0; AST Currently In Use: 0; AST Temp Closed: 0 | 2 | 0 | 0 | 21815-073-018112 | M & M PARTNERSHIP
47925 | Currently in Use |  | 1998-08-29 |  | Petroleum | On road diesel | On road diesel | Retail | Steel | Steel | Coated & cathodic protection (sti-P3) |  | Fiberglass reinforced plastic |  |  | Catchment Basin | Automatic shutoff device At 95% full | Automatic shutoff device At 95% full |  |  | Continuous Automatic Tank Gauge | [8 empty] | UST Currently In Use: 4; UST Temp Close: 0; AST Currently In Use: 1; AST Temp Closed: 0 | 4 | 0 | 7 | 25509-057-006312 | BRADLEY DUCKWORTH
47926 | Currently in Use |  | 1998-07-02 |  | Petroleum | Unleaded gasoline | Unleaded gasoline | Retail | Double Wall | Double Wall |  |  | Double Wall |  | 1901-01-01 | Catchment Basin | Flow Rest 90% Full | Flow Rest 90% Full |  |  | Continuous Automatic Tank Gauge |  | Automatic flow restrictor (MLLD) | Automatic flow restrictor (MLLD) | Interstitial Monitoring within Secondary Containment | SENSOR TO ATG | Continuous alarm system | Annual line testing |  | UST Currently In Use: 3; UST Temp Close: 0; AST Currently In Use: 0; AST Temp Closed: 0 | 3 | 0 | 0 | 24464-095-018113 | DEEP, INC. DBA PIER 69
47927 | Currently in Use |  | 1998-07-02 |  | Petroleum | Premium gasoline | Premium gasoline | Retail | Double Wall | Double Wall |  |  | Double Wall |  | 1901-01-01 | Catchment Basin | Flow Rest 90% Full | Flow Rest 90% Full |  |  | Continuous Automatic Tank Gauge |  | Automatic flow restrictor (MLLD) | Automatic flow restrictor (MLLD) | Interstitial Monitoring within Secondary Containment | SENSOR TO ATG | Annual line testing | Annual line testing |  | UST Currently In Use: 3; UST Temp Close: 0; AST Currently In Use: 0; AST Temp Closed: 0 | 3 | 0 | 0 | 24464-095-018113 | DEEP, INC. DBA PIER 69
47928 | Temporary Closed | 2011-09-30 | 1998-08-29 |  | Petroleum | Premium gasoline | Premium gasoline | Retail | Steel | Steel | Coated & cathodic protection (sti-P3) |  | Fiberglass reinforced plastic |  | 1901-01-01 | Catchment Basin | Automatic shutoff device At 95% full | Automatic shutoff device At 95% full |  |  | Statistical Inventory Reconciliation (SIR) | [8 empty] | UST Currently In Use: 0; UST Temp Close: 3; AST Currently In Use: 0; AST Temp Closed: 0 | 0 | 3 | 1 | 25750-057-006314 | ANJALI AGARWAL
47929 | Currently in Use |  | 1998-07-02 |  | Petroleum | Unleaded gasoline | Unleaded gasoline | Retail | 4D,4K | Double Wall |  |  | Double Wall |  | 1901-01-01 | Catchment Basin | Automatic shutoff device At 95% full | Automatic shutoff device At 95% full |  |  | Continuous Automatic Tank Gauge |  | Containment Sump | Automatic flow restrictor (MLLD) | Interstitial Monitoring within Secondary Containment | SENSOR TO ATG | Annual line testing | Annual line testing |  | UST Currently In Use: 3; UST Temp Close: 0; AST Currently In Use: 0; AST Temp Closed: 0 | 3 | 0 | 0 | 24464-095-018113 | DEEP, INC. DBA PIER 69
47931 | Permanently Closed | 2009-05-29 | 1998-11-16 | 2012-10-11 | Petroleum | Unleaded gasoline | Unleaded gasoline | Retail | Steel | Steel | Coated & cathodic protection (sti-P3) |  | Steel |  |  | Catchment Basin | Automatic shutoff device At 95% full | Automatic shutoff device At 95% full |  |  | Statistical Inventory Reconciliation (SIR) | [5 empty] | Statistical inventory reconciliation (SIR) | Statistical inventory reconciliation (SIR) |  | UST Currently In Use: 1; UST Temp Close: 0; AST Currently In Use: 0; AST Temp Closed: 0 | 1 | 0 | 3 | 24060-125-017415 | HUSSAIN MEGHANI
47932 | Currently in Use |  | 1998-09-15 |  | Petroleum | Unleaded gasoline | Unleaded gasoline | Local government | Fiberglass coated steel | Fiberglass coated steel |  |  | Flexible |  | 1901-01-01 | Catchment Basin | Audible high level alarm At 90% full | Audible high level alarm At 90% full |  |  | Continuous Automatic Tank Gauge |  | Containment Sump | Automatic flow restrictor (MLLD) |  |  | Annual line testing | Annual line testing |  | UST Currently In Use: 2; UST Temp Close: 0; AST Currently In Use: 0; AST Temp Closed: 0 | 2 | 0 | 0 | 14729-119-018114 | SUMTER COUNTY BOARD OF EDUCATION
47933 | Currently in Use |  | 1998-09-15 |  | Petroleum | On road diesel | On road diesel | Local government | Fiberglass coated steel | Fiberglass coated steel |  |  | Flexible |  | 1901-01-01 | Catchment Basin | Automatic shutoff device At 95% full | Automatic shutoff device At 95% full |  |  | Continuous Automatic Tank Gauge |  | Automatic flow restrictor (MLLD) | Automatic flow restrictor (MLLD) |  |  | Annual line testing | Annual line testing |  | UST Currently In Use: 2; UST Temp Close: 0; AST Currently In Use: 0; AST Temp Closed: 0 | 2 | 0 | 0 | 14729-119-018114 | SUMTER COUNTY BOARD OF EDUCATION
47934 | Permanently Closed | 2009-05-25 | 1998-03-13 | 2011-10-12 | Petroleum | Unleaded gasoline | Unleaded gasoline | Retail | Fiberglass reinforced plastic | Fiberglass reinforced plastic |  |  | Fiberglass reinforced plastic |  | 1901-01-01 | Catchment Basin | Flow Rest 90% Full | Flow Rest 90% Full |  |  | Automatic Tank Gauge |  |  |  | Interstitial Monitoring within Secondary Containment |  |  |  |  | UST Currently In Use: 0; UST Temp Close: 0; AST Currently In Use: 0; AST Temp Closed: 0 | 0 | 0 | 5 | 14644-073-013425 | DEPARTMENT OF TRANSPORTATION
47935 | Permanently Closed | 2008-05-25 | 1998-03-13 | 2011-10-12 | Petroleum | Premium gasoline | Premium gasoline | State/Federal Government | Fiberglass reinforced plastic | Fiberglass reinforced plastic |  |  | Fiberglass reinforced plastic |  | 1901-01-01 | Catchment Basin | Flow Rest 90% Full | Flow Rest 90% Full |  |  | Automatic Tank Gauge |  |  |  | Interstitial Monitoring within Secondary Containment |  |  |  |  | UST Currently In Use: 0; UST Temp Close: 0; AST Currently In Use: 0; AST Temp Closed: 0 | 0 | 0 | 5 | 14644-073-013425 | DEPARTMENT OF TRANSPORTATION
47936 | Currently in Use |  | 1998-06-01 |  | Petroleum | Unleaded gasoline | Unleaded gasoline | Retail | Fiberglass coated steel | Fiberglass coated steel |  |  | POLY-TECH | APT | 1901-01-01 | Catchment Basin | Flow Rest 90% Full | Flow Rest 90% Full |  |  | Continuous Automatic Tank Gauge |  | Automatic shutoff device (AELLD) | Automatic shutoff device (AELLD) | [5 empty] | UST Currently In Use: 3; UST Temp Close: 0; AST Currently In Use: 0; AST Temp Closed: 0 | 3 | 0 | 0 | 24125-117-018115 | AARAV SMART GROUP LLC
47937 | Currently in Use |  | 1998-06-01 |  | Petroleum | Premium gasoline | Premium gasoline | Retail | Fiberglass coated steel | Fiberglass coated steel |  |  | POLY-TECH | APT | 1901-01-01 | Catchment Basin | Flow Rest 90% Full | Flow Rest 90% Full |  |  | Continuous Automatic Tank Gauge |  | Automatic shutoff device (AELLD) | Automatic shutoff device (AELLD) | [5 empty] | UST Currently In Use: 3; UST Temp Close: 0; AST Currently In Use: 0; AST Temp Closed: 0 | 3 | 0 | 0 | 24125-117-018115 | AARAV SMART GROUP LLC
47938 | Currently in Use |  | 1998-06-01 |  | Petroleum | On road diesel | On road diesel | Retail | Fiberglass coated steel | Fiberglass coated steel |  |  | Flexible | APT | 1901-01-01 | Catchment Basin | Flow Rest 90% Full | Flow Rest 90% Full |  |  | Continuous Automatic Tank Gauge |  | Automatic shutoff device (AELLD) | Automatic shutoff device (AELLD) | [5 empty] | UST Currently In Use: 3; UST Temp Close: 0; AST Currently In Use: 0; AST Temp Closed: 0 | 3 | 0 | 0 | 24125-117-018115 | AARAV SMART GROUP LLC
47939 | Temporary Closed | 2005-01-01 | 1998-07-14 |  | Petroleum | On road diesel | On road diesel | Emergency Power Generator | Fiberglass reinforced plastic | Fiberglass reinforced plastic |  |  | Double Wall |  | 1901-01-01 | Catchment Basin | Flow Rest 90% Full | Automatic shutoff device At 95% full |  |  | Automatic Tank Gauge | [8 empty] | UST Currently In Use: 0; UST Temp Close: 1; AST Currently In Use: 0; AST Temp Closed: 0 | 0 | 1 | 3 | 24178-073-001736 | BIRMINGHAM CITY SCHOOLS
47940 | Currently in Use |  | 1998-02-10 |  | Petroleum | Unleaded gasoline | Unleaded gasoline | Industrial | Steel | Steel | Coated & cathodic protection (sti-P3) |  | Fiberglass reinforced plastic |  |  | Catchment Basin | Flow Rest 90% Full | Flow Rest 90% Full | Interstitial Monitoring within Secondary Containment |  | Automatic Tank Gauge | [8 empty] | UST Currently In Use: 1; UST Temp Close: 0; AST Currently In Use: 0; AST Temp Closed: 0 | 1 | 0 | 3 | 11068-001-001600 | CITY OF PRATTVILLE
47941 | Currently in Use |  | 1998-07-17 |  | Petroleum | Unleaded gasoline | Unleaded gasoline | Retail | Single Wall | Fiberglass reinforced plastic |  |  | Double Wall |  | 1901-01-01 | Catchment Basin | Automatic shutoff device At 95% full | Automatic shutoff device At 95% full |  |  | Continuous Automatic Tank Gauge |  | Automatic flow restrictor (MLLD) | Automatic flow restrictor (MLLD) |  |  | Annual line testing | Annual line testing |  | UST Currently In Use: 2; UST Temp Close: 0; AST Currently In Use: 0; AST Temp Closed: 0 | 2 | 0 | 2 | 24018-073-015674 | MUTLAQ ALBDUANI
47942 | Currently in Use |  | 1998-07-17 |  | Petroleum | Premium gasoline | Premium gasoline | Retail | Fiberglass reinforced plastic | Fiberglass reinforced plastic |  |  | Double Wall |  | 1901-01-01 | Catchment Basin | Automatic shutoff device At 95% full | Automatic shutoff device At 95% full |  |  | Continuous Automatic Tank Gauge |  | Automatic flow restrictor (MLLD) | Automatic flow restrictor (MLLD) |  |  | Annual line testing | Annual line testing |  | UST Currently In Use: 2; UST Temp Close: 0; AST Currently In Use: 0; AST Temp Closed: 0 | 2 | 0 | 2 | 24018-073-015674 | MUTLAQ ALBDUANI
47943 | Currently in Use |  | 1998-07-24 |  | Petroleum | Premium gasoline | Premium gasoline | Industrial | Steel | Steel | Coated & cathodic protection (sti-P3) |  | Fiberglass reinforced plastic |  |  | Catchment Basin | Automatic shutoff device At 95% full | Automatic shutoff device At 95% full |  |  | Automatic Tank Gauge | [8 empty] | UST Currently In Use: 2; UST Temp Close: 0; AST Currently In Use: 0; AST Temp Closed: 0 | 2 | 0 | 0 | 19683-125-017294 | PRICE CONSTRUCTION CO INC
47944 | Currently in Use |  | 1998-06-15 |  | Petroleum | On road diesel | On road diesel | Local government | Fiberglass coated steel | Fiberglass coated steel |  |  | Fiberglass reinforced plastic |  | 1901-01-01 | Catchment Basin | Automatic shutoff device At 95% full | Automatic shutoff device At 95% full |  |  | Statistical Inventory Reconciliation (SIR) | [8 empty] | UST Currently In Use: 1; UST Temp Close: 0; AST Currently In Use: 0; AST Temp Closed: 0 | 1 | 0 | 2 | 14793-121-003224 | TALLADEGA COUNTY BOARD OF EDUCATION
47945 | Currently in Use |  | 1998-06-15 |  | Petroleum | On road diesel | On road diesel | Local government | Fiberglass coated steel | Fiberglass coated steel |  |  | Fiberglass reinforced plastic |  | 1901-01-01 | Catchment Basin | Automatic shutoff device At 95% full | Automatic shutoff device At 95% full |  |  | Statistical Inventory Reconciliation (SIR) | [8 empty] | UST Currently In Use: 1; UST Temp Close: 0; AST Currently In Use: 0; AST Temp Closed: 0 | 1 | 0 | 2 | 14793-121-003228 | TALLADEGA COUNTY BOARD OF EDUCATION
47946 | Temporary Closed | 2004-01-01 | 1998-06-15 |  | Petroleum | On road diesel | On road diesel | Local government | Fiberglass coated steel | Fiberglass coated steel |  |  | Fiberglass reinforced plastic |  | 1901-01-01 | Catchment Basin | Automatic shutoff device At 95% full | Automatic shutoff device At 95% full | [11 empty] | UST Currently In Use: 0; UST Temp Close: 1; AST Currently In Use: 0; AST Temp Closed: 0 | 0 | 1 | 2 | 22567-121-003217 | TOWN OF MUNFORD
47947 | Permanently Closed | 2001-08-01 | 1998-06-15 | 2003-09-23 | Petroleum | On road diesel | On road diesel | Local government | Fiberglass coated steel | Fiberglass coated steel |  |  | Fiberglass reinforced plastic |  | 1901-01-01 | Catchment Basin | Automatic shutoff device At 95% full | Automatic shutoff device At 95% full |  |  | Statistical Inventory Reconciliation (SIR) | [8 empty] | UST Currently In Use: 0; UST Temp Close: 0; AST Currently In Use: 0; AST Temp Closed: 0 | 0 | 0 | 3 | 14793-121-003227 | TALLADEGA COUNTY BOARD OF EDUCATION
47948 | Currently in Use |  | 1998-06-15 |  | Petroleum | On road diesel | On road diesel | Local government | Fiberglass coated steel | Fiberglass coated steel |  |  | Fiberglass reinforced plastic |  | 1901-01-01 | Catchment Basin | Automatic shutoff device At 95% full | Automatic shutoff device At 95% full |  |  | Statistical Inventory Reconciliation (SIR) | [8 empty] | UST Currently In Use: 1; UST Temp Close: 0; AST Currently In Use: 0; AST Temp Closed: 0 | 1 | 0 | 2 | 14793-121-003223 | TALLADEGA COUNTY BOARD OF EDUCATION
47949 | Temporary Closed | 2005-01-01 | 1998-06-15 |  | Petroleum | On road diesel | On road diesel | Local government | Fiberglass coated steel | Fiberglass coated steel |  |  | Fiberglass reinforced plastic |  | 1901-01-01 | Catchment Basin | Automatic shutoff device At 95% full | Automatic shutoff device At 95% full | [11 empty] | UST Currently In Use: 0; UST Temp Close: 1; AST Currently In Use: 0; AST Temp Closed: 0 | 0 | 1 | 2 | 14793-121-003218 | TALLADEGA COUNTY BOARD OF EDUCATION
47950 | Permanently Closed | 2001-04-02 | 1989-05-01 | 2001-04-02 | Petroleum | Unleaded gasoline | Unleaded gasoline | Bulk facility | Steel | Steel | Coated & cathodic protection (sti-P3) |  | Fiberglass reinforced plastic |  | 1901-01-01 | Catchment Basin | Automatic shutoff device At 95% full | Automatic shutoff device At 95% full | [11 empty] | UST Currently In Use: 0; UST Temp Close: 0; AST Currently In Use: 0; AST Temp Closed: 0 | 0 | 0 | 2 | 20545-069-018116 | LOFTIN'S RENTALS & SALES
47951 | Permanently Closed | 2001-04-02 | 1989-05-01 | 2001-04-02 | Petroleum | Premium gasoline | Premium gasoline | Bulk facility | Steel | Steel | Coated & cathodic protection (sti-P3) |  | Fiberglass reinforced plastic |  | 1901-01-01 | Catchment Basin | Automatic shutoff device At 95% full | Automatic shutoff device At 95% full | [11 empty] | UST Currently In Use: 0; UST Temp Close: 0; AST Currently In Use: 0; AST Temp Closed: 0 | 0 | 0 | 2 | 20545-069-018116 | LOFTIN'S RENTALS & SALES
47952 | Permanently Closed | 2000-07-07 | 1989-05-01 | 2000-07-07 | Petroleum | Unleaded gasoline | Unleaded gasoline | Retail | Steel | Steel | Coated & cathodic protection (sti-P3) |  | Fiberglass reinforced plastic |  | 1901-01-01 | Catchment Basin | Flow Rest 90% Full | Flow Rest 90% Full | [11 empty] | UST Currently In Use: 0; UST Temp Close: 0; AST Currently In Use: 0; AST Temp Closed: 0 | 0 | 0 | 2 | 20545-069-018117 | LOFTIN'S RENTALS & SALES
47953 | Permanently Closed | 2000-07-07 | 1989-05-01 | 2000-07-07 | Petroleum | Premium gasoline | Premium gasoline | Retail | Steel | Steel | Coated & cathodic protection (sti-P3) |  | Fiberglass reinforced plastic |  | 1901-01-01 | Catchment Basin | Flow Rest 90% Full | Flow Rest 90% Full | [11 empty] | UST Currently In Use: 0; UST Temp Close: 0; AST Currently In Use: 0; AST Temp Closed: 0 | 0 | 0 | 2 | 20545-069-018117 | LOFTIN'S RENTALS & SALES
47954 | Currently in Use |  | 1998-05-01 |  | Petroleum | Unleaded gasoline | Unleaded gasoline | Retail | Fiberglass coated steel | Fiberglass coated steel |  |  | Fiberglass reinforced plastic |  | 1901-01-01 | Catchment Basin | Automatic shutoff device At 95% full | Automatic shutoff device At 95% full |  |  | Continuous Automatic Tank Gauge |  | Containment Sump | Automatic flow restrictor (MLLD) |  |  | Annual line testing | Annual line testing |  | UST Currently In Use: 2; UST Temp Close: 0; AST Currently In Use: 0; AST Temp Closed: 0 | 2 | 0 | 0 | 14089-081-018118 | RICHARD TERRY
47955 | Currently in Use |  | 1998-05-01 |  | Petroleum | On road diesel | On road diesel | Retail | Fiberglass coated steel | Fiberglass coated steel |  |  | Fiberglass reinforced plastic |  | 1901-01-01 | Catchment Basin | Automatic shutoff device At 95% full | Automatic shutoff device At 95% full |  |  | Continuous Automatic Tank Gauge |  | Containment Sump | Automatic flow restrictor (MLLD) |  |  | Annual line testing | Annual line testing |  | UST Currently In Use: 2; UST Temp Close: 0; AST Currently In Use: 0; AST Temp Closed: 0 | 2 | 0 | 0 | 14089-081-018118 | RICHARD TERRY
47957 | Permanently Closed | 2011-09-24 | 1998-07-15 | 2012-03-27 | Petroleum | Unleaded gasoline | Unleaded gasoline | Retail | Fiberglass coated steel | Fiberglass coated steel |  |  | Fiberglass reinforced plastic |  | 1901-01-01 | Catchment Basin | Flow Rest 90% Full | Flow Rest 90% Full |  |  | Automatic Tank Gauge | [8 empty] | UST Currently In Use: 0; UST Temp Close: 0; AST Currently In Use: 0; AST Temp Closed: 0 | 0 | 0 | 4 | 14991-101-003375 | TRINITY INDUSTRIES INC -TERRY BARRET
47958 | Currently in Use |  | 1998-06-01 |  | Petroleum | Unleaded gasoline | Unleaded gasoline | Retail | Fiberglass coated steel | Fiberglass coated steel |  |  | Flexible |  | 1901-01-01 | Catchment Basin | Flow Rest 90% Full | Flow Rest 90% Full |  |  | Statistical Inventory Reconciliation (SIR) |  | Containment Sump | Automatic flow restrictor (MLLD) |  |  | Statistical inventory reconciliation (SIR) | Statistical inventory reconciliation (SIR) |  | UST Currently In Use: 2; UST Temp Close: 0; AST Currently In Use: 0; AST Temp Closed: 0 | 2 | 0 | 0 | 11576-095-018120 | DUTCH OIL COMPANY
47959 | Currently in Use |  | 1998-06-01 |  | Petroleum | Premium gasoline | Premium gasoline | Retail | Fiberglass coated steel | Fiberglass coated steel |  |  | Double Wall |  | 1901-01-01 | Catchment Basin | Flow Rest 90% Full | Flow Rest 90% Full |  |  | Statistical Inventory Reconciliation (SIR) |  | Containment Sump | Automatic flow restrictor (MLLD) |  |  | Statistical inventory reconciliation (SIR) | Statistical inventory reconciliation (SIR) |  | UST Currently In Use: 2; UST Temp Close: 0; AST Currently In Use: 0; AST Temp Closed: 0 | 2 | 0 | 0 | 11576-095-018120 | DUTCH OIL COMPANY
47960 | Currently in Use |  | 1992-11-03 |  | Petroleum | Unleaded gasoline | Unleaded gasoline | Retail | 7U,3E10,2D | Single Wall | Coated & cathodic protection (sti-P3) |  | Single Wall |  | 1901-01-01 | Catchment Basin | Flow Rest 90% Full | Flow Rest 90% Full |  |  | Statistical Inventory Reconciliation (SIR) | [8 empty] | UST Currently In Use: 1; UST Temp Close: 0; AST Currently In Use: 0; AST Temp Closed: 0 | 1 | 0 | 2 | 25482-095-001350 | MOLE INVESTMENTS LLC DBA HYATT C STO
47961 | Currently in Use |  | 1998-08-01 |  | Petroleum | Unleaded gasoline | Unleaded gasoline | Retail | ACT-100 | Fiberglass coated steel | Interior lined (not allowed as a standalone method of corrosion protection) |  | Flexible |  | 1901-01-01 | Catchment Basin | Flow Rest 90% Full | Automatic shutoff device At 95% full |  |  | Statistical Inventory Reconciliation (SIR) |  | Automatic flow restrictor (MLLD) | Automatic flow restrictor (MLLD) |  |  | Statistical inventory reconciliation (SIR) | Statistical inventory reconciliation (SIR) |  | UST Currently In Use: 2; UST Temp Close: 0; AST Currently In Use: 1; AST Temp Closed: 0 | 2 | 0 | 3 | 25687-083-013497 | RAMA RAMANI PENMATSA
47962 | Currently in Use |  | 1998-08-01 |  | Petroleum | Premium gasoline | Premium gasoline | Retail | ACT-100 | Fiberglass coated steel | Interior lined (not allowed as a standalone method of corrosion protection) |  | Flexible |  | 1901-01-01 | Catchment Basin | Flow Rest 90% Full | Automatic shutoff device At 95% full |  |  | Statistical Inventory Reconciliation (SIR) |  | Automatic flow restrictor (MLLD) | Automatic flow restrictor (MLLD) |  |  | Statistical inventory reconciliation (SIR) | Statistical inventory reconciliation (SIR) |  | UST Currently In Use: 2; UST Temp Close: 0; AST Currently In Use: 1; AST Temp Closed: 0 | 2 | 0 | 3 | 25687-083-013497 | RAMA RAMANI PENMATSA
47963 | Currently in Use |  | 1997-12-19 |  | Petroleum | Unleaded gasoline | Unleaded gasoline | Local government | Single Wall | Fiberglass coated steel |  |  | Single Wall |  |  | Catchment Basin | Automatic shutoff device At 95% full | Automatic shutoff device At 95% full |  |  | Continuous Automatic Tank Gauge | Direct Bury submersible pump | [7 empty] | UST Currently In Use: 1; UST Temp Close: 0; AST Currently In Use: 0; AST Temp Closed: 0 | 1 | 0 | 1 | 11018-077-003471 | CITY OF FLORENCE
47965 | Currently in Use |  | 1998-07-01 |  | Petroleum | Unleaded gasoline | Unleaded gasoline | Retail | Fiberglass coated steel | Fiberglass coated steel |  |  | Flexible |  | 1901-01-01 | Catchment Basin | Flow Rest 90% Full | Flow Rest 90% Full |  |  | Automatic Tank Gauge |  | Automatic flow restrictor (MLLD) | Automatic flow restrictor (MLLD) |  |  | Annual line testing | Annual line testing |  | UST Currently In Use: 4; UST Temp Close: 0; AST Currently In Use: 3; AST Temp Closed: 0 | 4 | 0 | 3 | 16021-049-013784 | J & J OIL COMPANY
47966 | Currently in Use |  | 1998-07-01 |  | Petroleum | Premium gasoline | Premium gasoline | Retail | Fiberglass coated steel | Fiberglass coated steel |  |  | Flexible |  | 1901-01-01 | Catchment Basin | Flow Rest 90% Full | Flow Rest 90% Full |  |  | Automatic Tank Gauge |  | Automatic flow restrictor (MLLD) | Automatic flow restrictor (MLLD) |  |  | Annual line testing | Annual line testing |  | UST Currently In Use: 4; UST Temp Close: 0; AST Currently In Use: 3; AST Temp Closed: 0 | 4 | 0 | 3 | 16021-049-013784 | J & J OIL COMPANY
47967 | Currently in Use |  | 1998-07-01 |  | Petroleum | On road diesel | On road diesel | Retail | Fiberglass coated steel | Fiberglass coated steel |  |  | Flexible |  | 1901-01-01 | Catchment Basin | Flow Rest 90% Full | Flow Rest 90% Full |  |  | Automatic Tank Gauge | [8 empty] | UST Currently In Use: 4; UST Temp Close: 0; AST Currently In Use: 3; AST Temp Closed: 0 | 4 | 0 | 3 | 16021-049-013784 | J & J OIL COMPANY
47969 | Currently in Use |  | 1998-07-01 |  | Petroleum | Unleaded gasoline | Unleaded gasoline | Retail | Fiberglass coated steel | Fiberglass coated steel |  |  | Flexible |  | 1901-01-01 | Catchment Basin | Flow Rest 90% Full | Flow Rest 90% Full |  |  | Automatic Tank Gauge | [8 empty] | UST Currently In Use: 4; UST Temp Close: 0; AST Currently In Use: 3; AST Temp Closed: 0 | 4 | 0 | 3 | 16021-049-013784 | J & J OIL COMPANY
47970 | Currently in Use |  | 1998-09-28 |  | Petroleum | Unleaded gasoline | Unleaded gasoline | Retail | Steel | Steel | Coated & cathodic protection (sti-P3) |  | Fiberglass reinforced plastic |  |  | Catchment Basin | Automatic shutoff device At 95% full | Automatic shutoff device At 95% full |  |  | Statistical Inventory Reconciliation (SIR) | [8 empty] | UST Currently In Use: 2; UST Temp Close: 0; AST Currently In Use: 0; AST Temp Closed: 0 | 2 | 0 | 3 | 15476-115-008112 | YOUNG OIL INC
47971 | Currently in Use |  | 1998-09-28 |  | Petroleum | Unleaded gasoline | Unleaded gasoline | Retail | Steel | Steel | Coated & cathodic protection (sti-P3) |  | Fiberglass reinforced plastic |  |  | Catchment Basin | Automatic shutoff device At 95% full | Automatic shutoff device At 95% full |  |  | Statistical Inventory Reconciliation (SIR) | [8 empty] | UST Currently In Use: 2; UST Temp Close: 0; AST Currently In Use: 0; AST Temp Closed: 0 | 2 | 0 | 3 | 15476-115-008112 | YOUNG OIL INC
47972 | Temporary Closed | 2010-10-08 | 1989-04-01 |  | Petroleum | Unleaded gasoline | Unleaded gasoline | Industrial | Steel | Steel | Coated & cathodic protection (sti-P3) |  | Fiberglass reinforced plastic |  |  | Catchment Basin | Flow Rest 90% Full | Flow Rest 90% Full |  |  | Statistical Inventory Reconciliation (SIR) | [8 empty] | UST Currently In Use: 0; UST Temp Close: 1; AST Currently In Use: 3; AST Temp Closed: 0 | 0 | 1 | 0 | 20551-073-018122 | BONHAM PLUMBING INC
47973 | Currently in Use |  | 1991-03-12 |  | Petroleum | Unleaded gasoline | Unleaded gasoline | Local government | Steel | Steel | Coated & cathodic protection (sti-P3) |  | Fiberglass reinforced plastic |  |  | Catchment Basin | Automatic shutoff device At 95% full | Automatic shutoff device At 95% full | Interstitial Monitoring within Secondary Containment | MANUAL/VISUAL CHECK | [9 empty] | UST Currently In Use: 1; UST Temp Close: 0; AST Currently In Use: 0; AST Temp Closed: 0 | 1 | 0 | 6 | 11082-051-003140 | CITY OF TALLASSEE
47974 | Permanently Closed | 2002-03-13 | 1978-01-01 | 2002-03-13 | Petroleum | Unleaded gasoline | Unleaded gasoline | Retail | Steel | Steel |  |  | Steel |  | 1901-01-01 | [14 empty] | UST Currently In Use: 0; UST Temp Close: 0; AST Currently In Use: 0; AST Temp Closed: 0 | 0 | 0 | 3 | 20553-125-018123 | JERRY C CARROLL
47975 | Permanently Closed | 2002-03-13 | 1978-01-01 | 2002-03-13 | Petroleum | Mid-grade gasoline | Mid-grade gasoline | Retail | Steel | Steel |  |  | Steel |  | 1901-01-01 | [14 empty] | UST Currently In Use: 0; UST Temp Close: 0; AST Currently In Use: 0; AST Temp Closed: 0 | 0 | 0 | 3 | 20553-125-018123 | JERRY C CARROLL
47976 | Permanently Closed | 2002-03-13 | 1901-01-01 | 2002-03-13 | Petroleum | Premium gasoline | Premium gasoline | Retail | Steel | Steel |  |  | Steel |  | 1901-01-01 | [14 empty] | UST Currently In Use: 0; UST Temp Close: 0; AST Currently In Use: 0; AST Temp Closed: 0 | 0 | 0 | 3 | 20553-125-018123 | JERRY C CARROLL
47977 | Currently in Use |  | 1998-08-25 |  | Petroleum | Unleaded gasoline | Unleaded gasoline | Retail | Single Wall | Single Wall | Coated & cathodic protection (sti-P3) |  | Flexible | APT |  | Catchment Basin | Automatic shutoff device At 95% full | Automatic shutoff device At 95% full |  |  | Continuous Automatic Tank Gauge | [8 empty] | UST Currently In Use: 3; UST Temp Close: 0; AST Currently In Use: 0; AST Temp Closed: 0 | 3 | 0 | 5 | 21127-019-017951 | ONE STOP FOOD MART
47978 | Currently in Use |  | 1998-08-25 |  | Petroleum | Premium gasoline | Premium gasoline | Retail | 4R100%/4P | Single Wall | Coated & cathodic protection (sti-P3) |  | Flexible | APT |  | Catchment Basin | Automatic shutoff device At 95% full | Automatic shutoff device At 95% full |  |  | Continuous Automatic Tank Gauge | [8 empty] | UST Currently In Use: 3; UST Temp Close: 0; AST Currently In Use: 0; AST Temp Closed: 0 | 3 | 0 | 5 | 21127-019-017951 | ONE STOP FOOD MART
47979 | Currently in Use |  | 1998-08-25 |  | Petroleum | On road diesel | On road diesel | Retail | Steel | Single Wall | Coated & cathodic protection (sti-P3) |  | Single Wall |  |  | Catchment Basin | Automatic shutoff device At 95% full | Automatic shutoff device At 95% full |  |  | Continuous Automatic Tank Gauge | [8 empty] | UST Currently In Use: 3; UST Temp Close: 0; AST Currently In Use: 0; AST Temp Closed: 0 | 3 | 0 | 5 | 21127-019-017951 | ONE STOP FOOD MART
47980 | Currently in Use |  | 1998-09-15 |  | Petroleum | Unleaded gasoline | Unleaded gasoline | Retail | Fiberglass coated steel | Fiberglass coated steel |  |  | Fiberglass reinforced plastic |  | 2011-01-06 | Catchment Basin | Flow Rest 90% Full | Flow Rest 90% Full |  |  | Continuous Automatic Tank Gauge |  | Containment Sump | Automatic flow restrictor (MLLD) | Interstitial Monitoring within Secondary Containment | SENSOR TO ATG | Continuous alarm system | Continuous alarm system |  | UST Currently In Use: 3; UST Temp Close: 0; AST Currently In Use: 0; AST Temp Closed: 0 | 3 | 0 | 4 | 12144-015-013183 | JACK GREEN OIL CO INC
47981 | Currently in Use |  | 1998-09-15 |  | Petroleum | Premium gasoline | Premium gasoline | Retail | Single Wall | Fiberglass coated steel |  |  | Double Wall |  | 2011-01-06 | Catchment Basin | Automatic shutoff device At 95% full | Automatic shutoff device At 95% full |  |  | Continuous Automatic Tank Gauge |  | Containment Sump | Automatic flow restrictor (MLLD) | Interstitial Monitoring within Secondary Containment | SENSOR TO ATG | Continuous alarm system | Continuous alarm system |  | UST Currently In Use: 3; UST Temp Close: 0; AST Currently In Use: 0; AST Temp Closed: 0 | 3 | 0 | 4 | 12144-015-013183 | JACK GREEN OIL CO INC
47982 | Currently in Use |  | 1998-09-15 |  | Petroleum | On road diesel | On road diesel | Retail | Fiberglass coated steel | Fiberglass coated steel |  |  | Fiberglass reinforced plastic |  | 2011-01-06 | Catchment Basin | Flow Rest 90% Full | Flow Rest 90% Full |  |  | Continuous Automatic Tank Gauge |  | Automatic flow restrictor (MLLD) | Automatic flow restrictor (MLLD) | Interstitial Monitoring within Secondary Containment | SENSOR TO ATG | Continuous alarm system | Continuous alarm system |  | UST Currently In Use: 3; UST Temp Close: 0; AST Currently In Use: 0; AST Temp Closed: 0 | 3 | 0 | 4 | 12144-015-013183 | JACK GREEN OIL CO INC
47983 | Currently in Use |  | 1998-04-15 |  | Petroleum | Unleaded gasoline | Unleaded gasoline | Retail | Fiberglass coated steel | Fiberglass coated steel |  |  | Double Wall |  | 1901-01-01 | Catchment Basin | Flow Rest 90% Full | Flow Rest 90% Full |  |  | Other |  | Automatic flow restrictor (MLLD) | Automatic flow restrictor (MLLD) |  |  | Annual line testing | Annual line testing |  | UST Currently In Use: 3; UST Temp Close: 0; AST Currently In Use: 0; AST Temp Closed: 0 | 3 | 0 | 0 | 25265-039-018124 | LGWS/CROSS AMERICA PARTNERS
47984 | Currently in Use |  | 1998-04-15 |  | Petroleum | Mid-grade gasoline | Mid-grade gasoline | Retail | Fiberglass coated steel | Fiberglass coated steel |  |  | Fiberglass reinforced plastic |  | 1901-01-01 | Catchment Basin | Flow Rest 90% Full | Flow Rest 90% Full |  |  | Continuous Automatic Tank Gauge |  | Automatic flow restrictor (MLLD) | Automatic flow restrictor (MLLD) |  |  | Annual line testing | Annual line testing |  | UST Currently In Use: 3; UST Temp Close: 0; AST Currently In Use: 0; AST Temp Closed: 0 | 3 | 0 | 0 | 25265-039-018124 | LGWS/CROSS AMERICA PARTNERS
47985 | Currently in Use |  | 1998-04-15 |  | Petroleum | Premium gasoline | Premium gasoline | Retail | Single Wall | Fiberglass coated steel |  |  | Fiberglass reinforced plastic |  | 1901-01-01 | Catchment Basin | Flow Rest 90% Full | Flow Rest 90% Full |  |  | Continuous Automatic Tank Gauge |  | Automatic flow restrictor (MLLD) | Automatic flow restrictor (MLLD) |  |  | Annual line testing | Annual line testing |  | UST Currently In Use: 3; UST Temp Close: 0; AST Currently In Use: 0; AST Temp Closed: 0 | 3 | 0 | 0 | 25265-039-018124 | LGWS/CROSS AMERICA PARTNERS
47986 | Currently in Use |  | 1998-05-05 |  | Petroleum | Unleaded gasoline | Unleaded gasoline | Retail | Fiberglass coated steel | Fiberglass coated steel |  |  | Flexible |  | 1901-01-01 | Catchment Basin | Automatic shutoff device At 95% full | Automatic shutoff device At 95% full |  |  | Continuous Automatic Tank Gauge |  | Containment Sump | Automatic shutoff device (AELLD) |  |  | Automatic electronic line leak detector (AELLD) | Automatic electronic line leak detector (AELLD) |  | UST Currently In Use: 3; UST Temp Close: 0; AST Currently In Use: 0; AST Temp Closed: 0 | 3 | 0 | 0 | 11453-097-018125 | DIAMOND GASOLINE STATIONS, INC.
47987 | Currently in Use |  | 1998-05-05 |  | Petroleum | Premium gasoline | Premium gasoline | Retail | Fiberglass coated steel | Fiberglass coated steel | TCJACKETED |  | Flexible |  | 1901-01-01 | Catchment Basin | Automatic shutoff device At 95% full | Automatic shutoff device At 95% full |  |  | Continuous Automatic Tank Gauge |  | Automatic shutoff device (AELLD) | Automatic shutoff device (AELLD) |  |  | Automatic electronic line leak detector (AELLD) | Automatic electronic line leak detector (AELLD) |  | UST Currently In Use: 3; UST Temp Close: 0; AST Currently In Use: 0; AST Temp Closed: 0 | 3 | 0 | 0 | 11453-097-018125 | DIAMOND GASOLINE STATIONS, INC.
47988 | Currently in Use |  | 1998-05-05 |  | Petroleum | On road diesel | On road diesel | Retail | Fiberglass coated steel | Fiberglass coated steel | TCJACKETED |  | Flexible |  | 1901-01-01 | Catchment Basin | Automatic shutoff device At 95% full | Automatic shutoff device At 95% full |  |  | Continuous Automatic Tank Gauge |  | Automatic shutoff device (AELLD) | Automatic shutoff device (AELLD) |  |  | Automatic electronic line leak detector (AELLD) | Automatic electronic line leak detector (AELLD) |  | UST Currently In Use: 3; UST Temp Close: 0; AST Currently In Use: 0; AST Temp Closed: 0 | 3 | 0 | 0 | 11453-097-018125 | DIAMOND GASOLINE STATIONS, INC.
47989 | Currently in Use |  | 1998-09-04 |  | Petroleum | Unleaded gasoline | Unleaded gasoline | Retail | Steel | Steel | Coated & cathodic protection (sti-P3) |  | Fiberglass reinforced plastic |  |  | Catchment Basin | Flow Rest 90% Full | Flow Rest 90% Full |  |  | Statistical Inventory Reconciliation (SIR) | [5 empty] | Statistical inventory reconciliation (SIR) | Statistical inventory reconciliation (SIR) |  | UST Currently In Use: 1; UST Temp Close: 0; AST Currently In Use: 0; AST Temp Closed: 0 | 1 | 0 | 3 | 24596-021-003481 | HOLDEN ENERGY LLC
47990 | Currently in Use |  | 1998-07-10 |  | Petroleum | Unleaded gasoline | Unleaded gasoline | Retail | Steel | Steel | Coated & cathodic protection (sti-P3) |  | Fiberglass reinforced plastic |  |  | Catchment Basin | Flow Rest 90% Full | Flow Rest 90% Full |  |  | Statistical Inventory Reconciliation (SIR) |  | Automatic flow restrictor (MLLD) | Automatic flow restrictor (MLLD) |  |  | Statistical inventory reconciliation (SIR) | Annual line testing |  | UST Currently In Use: 2; UST Temp Close: 0; AST Currently In Use: 0; AST Temp Closed: 0 | 2 | 0 | 0 | 25240-031-007901 | BOBBY COURSON
47992 | Currently in Use |  | 1998-07-10 |  | Petroleum | On road diesel | On road diesel | Retail | Steel | Steel | Coated & cathodic protection (sti-P3) |  | Flexible |  |  | Catchment Basin | Flow Rest 90% Full | Flow Rest 90% Full |  |  | Statistical Inventory Reconciliation (SIR) | [8 empty] | UST Currently In Use: 2; UST Temp Close: 0; AST Currently In Use: 0; AST Temp Closed: 0 | 2 | 0 | 0 | 25240-031-007901 | BOBBY COURSON
47994 | Currently in Use |  | 1976-05-09 |  | Petroleum | Unleaded gasoline | Unleaded gasoline | Retail | Single Wall | Single Wall | Field installed cathodic protection |  | Single Wall |  |  | Catchment Basin | Automatic shutoff device At 95% full | Automatic shutoff device At 95% full |  |  | Statistical Inventory Reconciliation (SIR) | [8 empty] | UST Currently In Use: 3; UST Temp Close: 1; AST Currently In Use: 0; AST Temp Closed: 0 | 3 | 1 | 0 | 20556-111-018127 | JERRY & BERNICE NOLES
47995 | Currently in Use |  | 1976-05-06 |  | Petroleum | On road diesel | On road diesel | Retail | Single Wall | Single Wall | Field installed cathodic protection |  | Steel |  |  | Catchment Basin | Automatic shutoff device At 95% full | Automatic shutoff device At 95% full |  |  | Statistical Inventory Reconciliation (SIR) | [8 empty] | UST Currently In Use: 3; UST Temp Close: 1; AST Currently In Use: 0; AST Temp Closed: 0 | 3 | 1 | 0 | 20556-111-018127 | JERRY & BERNICE NOLES
47996 | Currently in Use |  | 1976-05-09 |  | Petroleum | Other, CONV | Other | Retail | Single Wall | Single Wall | Field installed cathodic protection |  | Single Wall |  |  | Catchment Basin | Automatic shutoff device At 95% full | Automatic shutoff device At 95% full |  |  | Statistical Inventory Reconciliation (SIR) | [8 empty] | UST Currently In Use: 3; UST Temp Close: 1; AST Currently In Use: 0; AST Temp Closed: 0 | 3 | 1 | 0 | 20556-111-018127 | JERRY & BERNICE NOLES
47997 | Temporary Closed | 2008-07-01 | 1976-05-09 |  | Petroleum | On road diesel | On road diesel | Retail | Steel | Steel | Field installed cathodic protection |  | Steel |  |  | Catchment Basin | Automatic shutoff device At 95% full | Automatic shutoff device At 95% full | [11 empty] | UST Currently In Use: 3; UST Temp Close: 1; AST Currently In Use: 0; AST Temp Closed: 0 | 3 | 1 | 0 | 20556-111-018127 | JERRY & BERNICE NOLES
47998 | Permanently Closed | 2012-09-12 | 1998-09-09 | 2020-07-21 | Petroleum | Unleaded gasoline | Unleaded gasoline | Retail | Steel | Steel | Field installed cathodic protection |  | Fiberglass reinforced plastic |  |  | Catchment Basin | Automatic shutoff device At 95% full | Automatic shutoff device At 95% full |  |  | Continuous Automatic Tank Gauge | [8 empty] | UST Currently In Use: 0; UST Temp Close: 0; AST Currently In Use: 1; AST Temp Closed: 0 | 0 | 0 | 4 | 12534-019-011419 | IRA PHILLIPS INC
47999 | Currently in Use |  | 1998-10-09 |  | Petroleum | Unleaded gasoline | Unleaded gasoline | Retail | Steel | Steel | Coated & cathodic protection (sti-P3) |  | Fiberglass reinforced plastic |  |  | Catchment Basin | Automatic shutoff device At 95% full | Automatic shutoff device At 95% full |  |  | Continuous Automatic Tank Gauge | [8 empty] | UST Currently In Use: 3; UST Temp Close: 0; AST Currently In Use: 2; AST Temp Closed: 0 | 3 | 0 | 6 | 12534-019-005137 | IRA PHILLIPS INC
48000 | Currently in Use |  | 1998-10-09 |  | Petroleum | Premium gasoline | Premium gasoline | Retail | Steel | Steel | Coated & cathodic protection (sti-P3) |  | Single Wall |  |  | Catchment Basin | Automatic shutoff device At 95% full | Automatic shutoff device At 95% full |  |  | Continuous Automatic Tank Gauge | [8 empty] | UST Currently In Use: 3; UST Temp Close: 0; AST Currently In Use: 2; AST Temp Closed: 0 | 3 | 0 | 6 | 12534-019-005137 | IRA PHILLIPS INC
48001 | Currently in Use |  | 1998-10-09 |  | Petroleum | On road diesel | On road diesel | Retail | Steel | Steel | Coated & cathodic protection (sti-P3) |  | Flexible | APT |  | Catchment Basin | Automatic shutoff device At 95% full | Automatic shutoff device At 95% full |  |  | Continuous Automatic Tank Gauge |  | Automatic shutoff device (AELLD) | Automatic shutoff device (AELLD) | [5 empty] | UST Currently In Use: 3; UST Temp Close: 0; AST Currently In Use: 2; AST Temp Closed: 0 | 3 | 0 | 6 | 12534-019-005137 | IRA PHILLIPS INC
48006 | Currently in Use |  | 1997-11-10 |  | Petroleum | Unleaded gasoline | Unleaded gasoline | Retail | Fiberglass coated steel | Fiberglass coated steel |  |  | Flexible |  |  | Catchment Basin | Flow Rest 90% Full | Automatic shutoff device At 95% full |  |  | Statistical Inventory Reconciliation (SIR) | Single walled submersible pump containment sump | Containment Sump | Automatic flow restrictor (MLLD) |  |  | Statistical inventory reconciliation (SIR) | Statistical inventory reconciliation (SIR) |  | UST Currently In Use: 1; UST Temp Close: 0; AST Currently In Use: 0; AST Temp Closed: 0 | 1 | 0 | 0 | 16634-093-018128 | HAROLD L. MARTIN DISTRIBUTING CO INC
48007 | Currently in Use |  | 1990-09-13 |  | Petroleum | Premium gasoline | Premium gasoline | Retail | Single Wall | Single Wall | Coated & cathodic protection (sti-P3) |  | Fiberglass reinforced plastic |  |  | Catchment Basin | Automatic shutoff device At 95% full | Automatic shutoff device At 95% full |  |  | Automatic Tank Gauge | Direct Bury submersible pump | [7 empty] | UST Currently In Use: 3; UST Temp Close: 0; AST Currently In Use: 0; AST Temp Closed: 0 | 3 | 0 | 0 | 25417-077-017440 | BAMM ENTERPRISES II, INC
48008 | Currently in Use |  | 1990-09-13 |  | Petroleum | Unleaded gasoline | Unleaded gasoline | Retail | Steel | Single Wall | Coated & cathodic protection (sti-P3) |  | Fiberglass reinforced plastic |  |  | Catchment Basin | Automatic shutoff device At 95% full | Automatic shutoff device At 95% full |  |  | Automatic Tank Gauge | Direct Bury submersible pump | [7 empty] | UST Currently In Use: 3; UST Temp Close: 0; AST Currently In Use: 0; AST Temp Closed: 0 | 3 | 0 | 0 | 25417-077-017440 | BAMM ENTERPRISES II, INC
48009 | Currently in Use |  | 1990-09-13 |  | Petroleum | Unleaded gasoline | Unleaded gasoline | Retail | Single Wall | Single Wall | Coated & cathodic protection (sti-P3) |  | Single Wall |  |  | Catchment Basin | Automatic shutoff device At 95% full | Automatic shutoff device At 95% full |  |  | Automatic Tank Gauge | Direct Bury submersible pump | [7 empty] | UST Currently In Use: 3; UST Temp Close: 0; AST Currently In Use: 0; AST Temp Closed: 0 | 3 | 0 | 0 | 25417-077-017440 | BAMM ENTERPRISES II, INC
48012 | Currently in Use |  | 1998-09-01 |  | Petroleum | Unleaded gasoline | Unleaded gasoline | Retail | Fiberglass coated steel | Fiberglass coated steel |  |  | Double Wall |  |  | Catchment Basin | Flow Rest 90% Full | Flow Rest 90% Full |  |  | Automatic Tank Gauge |  | Containment Sump | Automatic flow restrictor (MLLD) | [5 empty] | UST Currently In Use: 3; UST Temp Close: 0; AST Currently In Use: 0; AST Temp Closed: 0 | 3 | 0 | 3 | 13284-079-011583 | H.L. MARTIN DISTRIBUTING CO.
48013 | Currently in Use |  | 1998-09-01 |  | Petroleum | On road diesel | On road diesel | Retail | Single Wall | Fiberglass coated steel |  |  | Double Wall |  |  | Catchment Basin | Flow Rest 90% Full | Flow Rest 90% Full |  |  | Automatic Tank Gauge |  | Automatic flow restrictor (MLLD) | Automatic flow restrictor (MLLD) |  |  | Annual line testing | Annual line testing |  | UST Currently In Use: 3; UST Temp Close: 0; AST Currently In Use: 0; AST Temp Closed: 0 | 3 | 0 | 3 | 13284-079-011583 | H.L. MARTIN DISTRIBUTING CO.
48014 | Currently in Use |  | 1998-09-01 |  | Petroleum | Premium gasoline | Premium gasoline | Retail | Single Wall | Fiberglass coated steel |  |  | Double Wall |  |  | Catchment Basin | Flow Rest 90% Full | Flow Rest 90% Full |  |  | Automatic Tank Gauge |  | Containment Sump | Automatic flow restrictor (MLLD) |  |  | Annual line testing | Annual line testing |  | UST Currently In Use: 3; UST Temp Close: 0; AST Currently In Use: 0; AST Temp Closed: 0 | 3 | 0 | 3 | 13284-079-011583 | H.L. MARTIN DISTRIBUTING CO.
48015 | Currently in Use |  | 1998-06-10 |  | Petroleum | Unleaded gasoline | Unleaded gasoline | Retail | Fiberglass reinforced plastic | Fiberglass reinforced plastic |  |  | Double Wall |  |  | Catchment Basin | Flow Rest 90% Full | Flow Rest 90% Full |  |  | Continuous Automatic Tank Gauge | Single walled submersible pump containment sump | Automatic flow restrictor (MLLD) | Automatic flow restrictor (MLLD) |  | SENSOR TO ATG | Annual line testing | Annual line testing |  | UST Currently In Use: 3; UST Temp Close: 0; AST Currently In Use: 0; AST Temp Closed: 0 | 3 | 0 | 0 | 22808-103-018129 | AASS CORPORATION
48016 | Currently in Use |  | 1998-06-10 |  | Petroleum | Premium gasoline | Premium gasoline | Retail | Fiberglass reinforced plastic | Fiberglass reinforced plastic |  |  | Double Wall |  |  | Catchment Basin | Flow Rest 90% Full | Flow Rest 90% Full |  |  | Continuous Automatic Tank Gauge | Single walled submersible pump containment sump | Containment Sump | Automatic flow restrictor (MLLD) |  | SENSOR TO ATG | Annual line testing | Annual line testing |  | UST Currently In Use: 3; UST Temp Close: 0; AST Currently In Use: 0; AST Temp Closed: 0 | 3 | 0 | 0 | 22808-103-018129 | AASS CORPORATION
48017 | Currently in Use |  | 1998-06-10 |  | Petroleum | On road diesel | On road diesel | Retail | Fiberglass reinforced plastic | Fiberglass reinforced plastic |  |  | Double Wall |  | 2015-09-01 | Catchment Basin | Flow Rest 90% Full | Flow Rest 90% Full |  |  | Continuous Automatic Tank Gauge | Single walled submersible pump containment sump | Automatic flow restrictor (MLLD) | Automatic flow restrictor (MLLD) |  | SENSOR TO ATG | Annual line testing | Annual line testing |  | UST Currently In Use: 3; UST Temp Close: 0; AST Currently In Use: 0; AST Temp Closed: 0 | 3 | 0 | 0 | 22808-103-018129 | AASS CORPORATION
48019 | Currently in Use |  | 1998-07-15 |  | Petroleum | Unleaded gasoline | Unleaded gasoline | Retail | Fiberglass reinforced plastic | Fiberglass reinforced plastic |  |  | Fiberglass reinforced plastic |  | 1901-01-01 | Catchment Basin | Flow Rest 90% Full | Flow Rest 90% Full |  |  | Continuous Automatic Tank Gauge |  | Automatic flow restrictor (MLLD) | Automatic flow restrictor (MLLD) |  |  | Annual line testing | Annual line testing |  | UST Currently In Use: 4; UST Temp Close: 0; AST Currently In Use: 0; AST Temp Closed: 0 | 4 | 0 | 0 | 24830-089-018130 | JAVNIKA PATEL
48020 | Currently in Use |  | 1998-07-15 |  | Petroleum | Premium gasoline | Premium gasoline | Retail | Fiberglass reinforced plastic | Fiberglass reinforced plastic |  |  | Fiberglass reinforced plastic |  | 1901-01-01 | Catchment Basin | Flow Rest 90% Full | Flow Rest 90% Full |  |  | Continuous Automatic Tank Gauge |  | Automatic flow restrictor (MLLD) | Automatic flow restrictor (MLLD) |  |  | Annual line testing | Annual line testing |  | UST Currently In Use: 4; UST Temp Close: 0; AST Currently In Use: 0; AST Temp Closed: 0 | 4 | 0 | 0 | 24830-089-018130 | JAVNIKA PATEL
48021 | Currently in Use |  | 1998-07-15 |  | Petroleum | On road diesel | On road diesel | Retail | Fiberglass reinforced plastic | Fiberglass reinforced plastic |  |  | Double Wall |  | 1901-01-01 | Catchment Basin | Flow Rest 90% Full | Flow Rest 90% Full |  |  | Continuous Automatic Tank Gauge |  | Automatic flow restrictor (MLLD) | Automatic flow restrictor (MLLD) |  |  | Annual line testing | Annual line testing |  | UST Currently In Use: 4; UST Temp Close: 0; AST Currently In Use: 0; AST Temp Closed: 0 | 4 | 0 | 0 | 24830-089-018130 | JAVNIKA PATEL
48022 | Currently in Use |  | 1998-07-15 |  | Petroleum | Kerosene | Kerosene | Retail | Fiberglass reinforced plastic | Fiberglass reinforced plastic |  |  | Double Wall |  | 1901-01-01 | Catchment Basin | Automatic shutoff device At 95% full | Automatic shutoff device At 95% full |  |  | Continuous Automatic Tank Gauge | [8 empty] | UST Currently In Use: 4; UST Temp Close: 0; AST Currently In Use: 0; AST Temp Closed: 0 | 4 | 0 | 0 | 24830-089-018130 | JAVNIKA PATEL
48023 | Currently in Use |  | 1998-09-01 |  | Petroleum | Unleaded gasoline | Unleaded gasoline | Retail | Fiberglass coated steel | Fiberglass coated steel |  |  | Flexible |  |  | Catchment Basin | Flow Rest 90% Full | Flow Rest 90% Full |  |  | Automatic Tank Gauge | Single walled submersible pump containment sump | Containment Sump | Automatic flow restrictor (MLLD) | Interstitial Monitoring within Secondary Containment | SENSOR TO ATG | Continuous alarm system | Continuous alarm system |  | UST Currently In Use: 4; UST Temp Close: 1; AST Currently In Use: 0; AST Temp Closed: 0 | 4 | 1 | 1 | 23372-133-011582 | MIDSTATES PETROLEUM COMPANY
48024 | Temporary Closed | 2017-07-01 | 1998-10-28 |  | Petroleum | Unleaded gasoline | Unleaded gasoline | Retail | Fiberglass reinforced plastic | Fiberglass reinforced plastic |  |  | Single Wall |  | 1901-01-01 | Catchment Basin | Automatic shutoff device At 95% full | Automatic shutoff device At 95% full |  |  | Statistical Inventory Reconciliation (SIR) | [8 empty] | UST Currently In Use: 0; UST Temp Close: 1; AST Currently In Use: 0; AST Temp Closed: 0 | 0 | 1 | 0 | 20560-079-018132 | ESTATE OF ROBERT HAND
48025 | Currently in Use |  | 1998-08-10 |  | Petroleum | Unleaded gasoline | Unleaded gasoline | Retail | Fiberglass coated steel | Fiberglass coated steel |  |  | Flexible |  | 1901-01-01 | Catchment Basin | Flow Rest 90% Full | Flow Rest 90% Full |  |  | Continuous Automatic Tank Gauge |  | Automatic shutoff device (AELLD) | Automatic shutoff device (AELLD) | [5 empty] | UST Currently In Use: 3; UST Temp Close: 0; AST Currently In Use: 0; AST Temp Closed: 0 | 3 | 0 | 0 | 22718-001-018133 | NASERI ENTERPRISES, INC.
48026 | Currently in Use |  | 1998-08-10 |  | Petroleum | Premium gasoline | Premium gasoline | Retail | Fiberglass coated steel | Fiberglass coated steel |  |  | Flexible |  | 1901-01-01 | Catchment Basin | Automatic shutoff device At 95% full | Automatic shutoff device At 95% full |  |  | Continuous Automatic Tank Gauge |  | Automatic shutoff device (AELLD) | Automatic shutoff device (AELLD) | [5 empty] | UST Currently In Use: 3; UST Temp Close: 0; AST Currently In Use: 0; AST Temp Closed: 0 | 3 | 0 | 0 | 22718-001-018133 | NASERI ENTERPRISES, INC.
48027 | Currently in Use |  | 1998-08-10 |  | Petroleum | On road diesel | On road diesel | Retail | Fiberglass coated steel | Fiberglass coated steel |  |  | Flexible |  | 1901-01-01 | Catchment Basin | Flow Rest 90% Full | Flow Rest 90% Full |  |  | Continuous Automatic Tank Gauge |  | Containment Sump | Automatic shutoff device (AELLD) | [5 empty] | UST Currently In Use: 3; UST Temp Close: 0; AST Currently In Use: 0; AST Temp Closed: 0 | 3 | 0 | 0 | 22718-001-018133 | NASERI ENTERPRISES, INC.
48028 | Currently in Use |  | 1996-06-26 |  | Petroleum | Unleaded gasoline | Unleaded gasoline | Retail | Steel | Steel | Coated & cathodic protection (sti-P3) |  | Flexible |  |  | Catchment Basin | Audible high level alarm At 90% full | Audible high level alarm At 90% full |  |  | Automatic Tank Gauge |  | Containment Sump | Automatic flow restrictor (MLLD) |  |  | Annual line testing | Annual line testing |  | UST Currently In Use: 2; UST Temp Close: 0; AST Currently In Use: 0; AST Temp Closed: 0 | 2 | 0 | 0 | 24723-081-018134 | OPELIKA GREWAL LLC
48029 | Currently in Use |  | 1996-06-28 |  | Petroleum | Premium gasoline | Premium gasoline | Retail | Steel | Steel | Coated & cathodic protection (sti-P3) |  | Double Wall |  |  | Catchment Basin | Audible high level alarm At 90% full | Audible high level alarm At 90% full |  |  | Automatic Tank Gauge |  | Containment Sump | Automatic flow restrictor (MLLD) |  |  | Annual line testing | Annual line testing |  | UST Currently In Use: 2; UST Temp Close: 0; AST Currently In Use: 0; AST Temp Closed: 0 | 2 | 0 | 0 | 24723-081-018134 | OPELIKA GREWAL LLC
48030 | Currently in Use |  | 1998-08-18 |  | Petroleum | Unleaded gasoline | Unleaded gasoline | Retail | Steel | Steel | Coated & cathodic protection (sti-P3) |  | Double Wall |  |  | Catchment Basin | Audible high level alarm At 90% full | Audible high level alarm At 90% full |  |  | Continuous Automatic Tank Gauge |  | Automatic shutoff device (AELLD) | Automatic shutoff device (AELLD) | [5 empty] | UST Currently In Use: 2; UST Temp Close: 0; AST Currently In Use: 0; AST Temp Closed: 0 | 2 | 0 | 0 | 15420-121-018135 | MAPCO EXPRESS, INC.
48031 | Currently in Use |  | 1998-08-18 |  | Petroleum | Premium gasoline | Premium gasoline | Retail | Steel | Steel | Coated & cathodic protection (sti-P3) |  | Steel |  |  | Catchment Basin | Audible high level alarm At 90% full | Audible high level alarm At 90% full |  |  | Continuous Automatic Tank Gauge |  | Automatic shutoff device (AELLD) | Automatic shutoff device (AELLD) | [5 empty] | UST Currently In Use: 2; UST Temp Close: 0; AST Currently In Use: 0; AST Temp Closed: 0 | 2 | 0 | 0 | 15420-121-018135 | MAPCO EXPRESS, INC.
48033 | Currently in Use |  | 1998-07-30 |  | Petroleum | Unleaded gasoline | Unleaded gasoline | Retail | Single Wall | Fiberglass reinforced plastic |  |  | Double Wall |  |  | Catchment Basin | Flow Rest 90% Full | Flow Rest 90% Full |  |  | Continuous Automatic Tank Gauge |  | Automatic flow restrictor (MLLD) | Automatic flow restrictor (MLLD) |  | SENSOR TO ATG | Annual line testing | Annual line testing |  | UST Currently In Use: 1; UST Temp Close: 0; AST Currently In Use: 0; AST Temp Closed: 0 | 1 | 0 | 0 | 13526-059-018136 | MOORE OIL COMPANY, INC.
48034 | Currently in Use |  | 1998-10-15 |  | Petroleum | Unleaded gasoline | Unleaded gasoline | Retail | Fiberglass coated steel | Fiberglass coated steel |  |  | Flexible |  |  | Catchment Basin | Flow Rest 90% Full | Flow Rest 90% Full |  |  | Continuous Automatic Tank Gauge | Single walled submersible pump containment sump | Automatic shutoff device (AELLD) | Automatic shutoff device (AELLD) | [5 empty] | UST Currently In Use: 3; UST Temp Close: 0; AST Currently In Use: 0; AST Temp Closed: 0 | 3 | 0 | 3 | 23886-059-006593 | JAI MATAJI, INC.
48035 | Currently in Use |  | 1998-03-15 |  | Petroleum | Unleaded gasoline | Unleaded gasoline | Retail | Steel | Steel | Coated & cathodic protection (sti-P3) |  | Flexible |  |  | Catchment Basin | Flow Rest 90% Full | Flow Rest 90% Full |  |  | Automatic Tank Gauge |  | Containment Sump | Automatic flow restrictor (MLLD) |  |  | Annual line testing | Annual line testing |  | UST Currently In Use: 2; UST Temp Close: 0; AST Currently In Use: 0; AST Temp Closed: 0 | 2 | 0 | 0 | 24837-003-018137 | RSYA, LLC
48036 | Currently in Use |  | 1998-03-15 |  | Petroleum | Premium gasoline | Premium gasoline | Retail | Steel | Steel | Coated & cathodic protection (sti-P3) |  | Flexible |  |  | Catchment Basin | Flow Rest 90% Full | Flow Rest 90% Full |  |  | Automatic Tank Gauge |  | Automatic flow restrictor (MLLD) | Automatic flow restrictor (MLLD) |  |  | Annual line testing | Annual line testing |  | UST Currently In Use: 2; UST Temp Close: 0; AST Currently In Use: 0; AST Temp Closed: 0 | 2 | 0 | 0 | 24837-003-018137 | RSYA, LLC
48037 | Temporary Closed | 2008-01-31 | 1998-08-14 |  | Petroleum | Unleaded gasoline | Unleaded gasoline | Retail | Steel | Steel | Coated & cathodic protection (sti-P3) |  | Fiberglass reinforced plastic |  | 1901-01-01 | Catchment Basin | Flow Rest 90% Full | Flow Rest 90% Full | [11 empty] | UST Currently In Use: 0; UST Temp Close: 1; AST Currently In Use: 0; AST Temp Closed: 0 | 0 | 1 | 2 | 23476-085-007894 | JIM CROOK
48038 | Currently in Use |  | 1998-04-14 |  | Petroleum | On road diesel | On road diesel | Retail | Fiberglass coated steel | Fiberglass coated steel |  |  | Fiberglass reinforced plastic |  | 1901-01-01 | Catchment Basin | Flow Rest 90% Full | Flow Rest 90% Full |  |  | Automatic Tank Gauge |  | Automatic flow restrictor (MLLD) | Automatic flow restrictor (MLLD) |  |  | Annual line testing | Annual line testing |  | UST Currently In Use: 2; UST Temp Close: 0; AST Currently In Use: 0; AST Temp Closed: 0 | 2 | 0 | 3 | 25167-061-005180 | VARUNKUMAR PATEL
48039 | Currently in Use |  | 1998-04-14 |  | Petroleum | Unleaded gasoline | Unleaded gasoline | Retail | Single Wall | Fiberglass coated steel |  |  | Single Wall |  | 1901-01-01 | Catchment Basin | Flow Rest 90% Full | Flow Rest 90% Full |  |  | Automatic Tank Gauge |  | Automatic flow restrictor (MLLD) | Automatic flow restrictor (MLLD) |  |  | Annual line testing | Annual line testing |  | UST Currently In Use: 2; UST Temp Close: 0; AST Currently In Use: 0; AST Temp Closed: 0 | 2 | 0 | 3 | 25167-061-005180 | VARUNKUMAR PATEL
48040 | Temporary Closed | 2013-07-01 | 1998-07-21 |  | Petroleum | Unleaded gasoline | Unleaded gasoline | Retail | Steel | Steel | Coated & cathodic protection (sti-P3) |  | Flexible |  |  | Catchment Basin | Flow Rest 90% Full | Flow Rest 90% Full |  |  | Statistical Inventory Reconciliation (SIR) |  | Automatic flow restrictor (MLLD) | Automatic flow restrictor (MLLD) | Interstitial Monitoring within Secondary Containment |  | Statistical inventory reconciliation (SIR) | Statistical inventory reconciliation (SIR) |  | UST Currently In Use: 0; UST Temp Close: 4; AST Currently In Use: 0; AST Temp Closed: 0 | 0 | 4 | 4 | 24430-085-004572 | 185 FORT DEPOSIT LLC
48041 | Temporary Closed | 2013-07-01 | 1998-07-21 |  | Petroleum | Premium gasoline | Premium gasoline | Retail | Steel | Steel | Coated & cathodic protection (sti-P3) |  | CO FLEX |  |  | Catchment Basin | Flow Rest 90% Full | Flow Rest 90% Full |  |  | Statistical Inventory Reconciliation (SIR) |  | Automatic flow restrictor (MLLD) | Automatic flow restrictor (MLLD) | Interstitial Monitoring within Secondary Containment |  | Statistical inventory reconciliation (SIR) | Statistical inventory reconciliation (SIR) |  | UST Currently In Use: 0; UST Temp Close: 4; AST Currently In Use: 0; AST Temp Closed: 0 | 0 | 4 | 4 | 24430-085-004572 | 185 FORT DEPOSIT LLC
48042 | Permanently Closed | 2009-09-01 | 1998-07-03 | 2012-09-06 | Petroleum | Unleaded gasoline | Unleaded gasoline | Retail | Steel | Steel | Coated & cathodic protection (sti-P3) |  | Flexible |  |  | Catchment Basin | Flow Rest 90% Full | Flow Rest 90% Full |  |  | Automatic Tank Gauge |  |  |  | Interstitial Monitoring within Secondary Containment |  | Continuous alarm system | Continuous alarm system |  | UST Currently In Use: 0; UST Temp Close: 0; AST Currently In Use: 0; AST Temp Closed: 0 | 0 | 0 | 2 | 14477-045-018138 | SOUTHEASTERN OIL CO INC
48043 | Permanently Closed | 2009-09-01 | 1998-07-03 | 2012-09-06 | Petroleum | Unleaded gasoline | Unleaded gasoline | Retail | Steel | Steel | Coated & cathodic protection (sti-P3) |  | Flexible |  |  | Catchment Basin | Flow Rest 90% Full | Flow Rest 90% Full |  |  | Automatic Tank Gauge |  |  |  | Interstitial Monitoring within Secondary Containment |  | Continuous alarm system | Continuous alarm system |  | UST Currently In Use: 0; UST Temp Close: 0; AST Currently In Use: 0; AST Temp Closed: 0 | 0 | 0 | 2 | 14477-045-018138 | SOUTHEASTERN OIL CO INC
48044 | Permanently Closed | 2007-01-23 | 1998-01-08 | 2007-01-23 | Petroleum | On road diesel | On road diesel | Industrial | Steel | Steel | Coated & cathodic protection (sti-P3) |  | Fiberglass reinforced plastic |  | 1901-01-01 | Catchment Basin | Flow Rest 90% Full | Flow Rest 90% Full |  |  | Statistical Inventory Reconciliation (SIR) | [8 empty] | UST Currently In Use: 0; UST Temp Close: 0; AST Currently In Use: 0; AST Temp Closed: 0 | 0 | 0 | 4 | 15340-019-002717 | WEISS LAKE EGG CO
48045 | Currently in Use |  | 1998-11-04 |  | Petroleum | Unleaded gasoline | Unleaded gasoline | Retail | Fiberglass coated steel | Fiberglass coated steel |  |  | ENVIROFLEX |  | 1901-01-01 | Catchment Basin | Automatic shutoff device At 95% full | Automatic shutoff device At 95% full |  |  | Continuous Automatic Tank Gauge |  | Automatic shutoff device (AELLD) | Automatic shutoff device (AELLD) | Interstitial Monitoring within Secondary Containment |  |  |  |  | UST Currently In Use: 3; UST Temp Close: 0; AST Currently In Use: 0; AST Temp Closed: 0 | 3 | 0 | 0 | 23868-001-018139 | SLIDELL OIL COMPANY, LLC
48046 | Currently in Use |  | 1998-11-04 |  | Petroleum | Premium gasoline | Premium gasoline | Retail | Fiberglass coated steel | Fiberglass coated steel |  |  | Flexible |  | 1901-01-01 | Catchment Basin | Automatic shutoff device At 95% full | Automatic shutoff device At 95% full |  |  | Continuous Automatic Tank Gauge |  | Containment Sump | Automatic shutoff device (AELLD) | Interstitial Monitoring within Secondary Containment |  |  |  |  | UST Currently In Use: 3; UST Temp Close: 0; AST Currently In Use: 0; AST Temp Closed: 0 | 3 | 0 | 0 | 23868-001-018139 | SLIDELL OIL COMPANY, LLC
48047 | Currently in Use |  | 1998-11-04 |  | Petroleum | On road diesel | On road diesel | Retail | Fiberglass coated steel | Fiberglass coated steel |  |  | ENVIROFLEX |  | 1901-01-01 | Catchment Basin | Automatic shutoff device At 95% full | Automatic shutoff device At 95% full |  |  | Continuous Automatic Tank Gauge |  | Automatic shutoff device (AELLD) | Automatic shutoff device (AELLD) | Interstitial Monitoring within Secondary Containment |  |  |  |  | UST Currently In Use: 3; UST Temp Close: 0; AST Currently In Use: 0; AST Temp Closed: 0 | 3 | 0 | 0 | 23868-001-018139 | SLIDELL OIL COMPANY, LLC
48048 | Currently in Use |  | 1998-03-26 |  | Petroleum | Premium gasoline | Premium gasoline | Retail | Fiberglass reinforced plastic | Fiberglass reinforced plastic |  |  | Flexible |  | 1901-01-01 | Catchment Basin | Flow Rest 90% Full | Flow Rest 90% Full |  |  | Continuous Automatic Tank Gauge |  | Automatic shutoff device (AELLD) | Automatic shutoff device (AELLD) |  |  | Automatic electronic line leak detector (AELLD) | Automatic electronic line leak detector (AELLD) |  | UST Currently In Use: 2; UST Temp Close: 0; AST Currently In Use: 0; AST Temp Closed: 0 | 2 | 0 | 0 | 23679-117-018140 | BOCA PROPERTIES LLC
48049 | Currently in Use |  | 1998-03-26 |  | Petroleum | Unleaded gasoline | Unleaded gasoline | Retail | Fiberglass reinforced plastic | Fiberglass reinforced plastic |  |  | Flexible |  | 1901-01-01 | Catchment Basin | Flow Rest 90% Full | Flow Rest 90% Full |  |  | Continuous Automatic Tank Gauge |  | Automatic shutoff device (AELLD) | Automatic shutoff device (AELLD) |  |  | Automatic electronic line leak detector (AELLD) | Automatic electronic line leak detector (AELLD) |  | UST Currently In Use: 2; UST Temp Close: 0; AST Currently In Use: 0; AST Temp Closed: 0 | 2 | 0 | 0 | 23679-117-018140 | BOCA PROPERTIES LLC
48050 | Permanently Closed | 2010-01-10 | 1998-08-13 | 2010-01-10 | Petroleum | On road diesel | On road diesel | State/Federal Government | Double Wall | Double Wall |  |  | Fiberglass reinforced plastic |  | 1901-01-01 | Catchment Basin | Automatic shutoff device At 95% full | Audible high level alarm At 90% full | Interstitial Monitoring within Secondary Containment |  | Other | [8 empty] | UST Currently In Use: 0; UST Temp Close: 0; AST Currently In Use: 1; AST Temp Closed: 0 | 0 | 0 | 2 | 11510-015-013519 | DOT FEDERAL AVIATION FAA
48053 | Permanently Closed | 2011-04-13 | 1993-01-01 | 2011-04-13 | Petroleum | Unleaded gasoline | Unleaded gasoline | Retail | Steel | Steel | Field installed cathodic protection |  | Steel |  |  | Catchment Basin | Automatic shutoff device At 95% full | Automatic shutoff device At 95% full |  |  | Statistical Inventory Reconciliation (SIR) | [8 empty] | UST Currently In Use: 0; UST Temp Close: 0; AST Currently In Use: 0; AST Temp Closed: 0 | 0 | 0 | 3 | 23705-113-018142 | COLONY BANK
48054 | Permanently Closed | 2010-04-01 | 1989-01-01 | 2011-04-13 | Petroleum | Premium gasoline | Premium gasoline | Retail | Steel | Steel | Field installed cathodic protection |  | Steel |  |  | Catchment Basin | Automatic shutoff device At 95% full | Automatic shutoff device At 95% full |  |  | Statistical Inventory Reconciliation (SIR) | [8 empty] | UST Currently In Use: 0; UST Temp Close: 0; AST Currently In Use: 0; AST Temp Closed: 0 | 0 | 0 | 3 | 23705-113-018142 | COLONY BANK
48056 | Permanently Closed | 2011-04-13 | 1989-01-01 | 2011-04-13 | Petroleum | On road diesel | On road diesel | Retail | Steel | Steel | Field installed cathodic protection |  | Steel |  |  | Catchment Basin | Automatic shutoff device At 95% full | Automatic shutoff device At 95% full |  |  | Statistical Inventory Reconciliation (SIR) | [8 empty] | UST Currently In Use: 0; UST Temp Close: 0; AST Currently In Use: 0; AST Temp Closed: 0 | 0 | 0 | 3 | 23705-113-018142 | COLONY BANK
48057 | Permanently Closed | 1998-12-21 | 1901-01-01 | 1999-11-19 | Petroleum | Aviation fuel (JP-4; etc.) | Aviation fuel (JP-4; etc.) |  | Steel | Steel |  | Painted or None | Steel |  | 1901-01-01 | [14 empty] | UST Currently In Use: 0; UST Temp Close: 0; AST Currently In Use: 0; AST Temp Closed: 0 | 0 | 0 | 3 | 16658-095-018144 | CITY OF GUNTERSVILLE
48058 | Permanently Closed | 1998-12-21 | 1901-01-01 | 1999-11-19 | Petroleum | Aviation fuel (JP-4; etc.) | Aviation fuel (JP-4; etc.) |  | Steel | Steel |  | Painted or None | Steel |  | 1901-01-01 | [14 empty] | UST Currently In Use: 0; UST Temp Close: 0; AST Currently In Use: 0; AST Temp Closed: 0 | 0 | 0 | 3 | 16658-095-018144 | CITY OF GUNTERSVILLE
48059 | Permanently Closed | 1998-12-21 | 1901-01-01 | 1999-11-19 | Petroleum | Aviation fuel (JP-4; etc.) | Aviation fuel (JP-4; etc.) |  | Steel | Steel |  | Painted or None | Steel |  | 1901-01-01 | [14 empty] | UST Currently In Use: 0; UST Temp Close: 0; AST Currently In Use: 0; AST Temp Closed: 0 | 0 | 0 | 3 | 16658-095-018144 | CITY OF GUNTERSVILLE
48060 | Currently in Use |  | 1998-12-01 |  | Petroleum | Unleaded gasoline | Unleaded gasoline | Retail | Steel | Steel | Coated & cathodic protection (sti-P3) |  | Flexible |  |  | Catchment Basin | Flow Rest 90% Full | Flow Rest 90% Full |  |  | Automatic Tank Gauge |  | Automatic flow restrictor (MLLD) | Automatic flow restrictor (MLLD) |  |  | Annual line testing | Annual line testing |  | UST Currently In Use: 3; UST Temp Close: 0; AST Currently In Use: 0; AST Temp Closed: 0 | 3 | 0 | 4 | 13284-089-009852 | H.L. MARTIN DISTRIBUTING CO.
48061 | Currently in Use |  | 1998-12-01 |  | Petroleum | Premium gasoline | Premium gasoline | Retail | Steel | Steel | Coated & cathodic protection (sti-P3) |  | Flexible |  |  | Catchment Basin | Flow Rest 90% Full | Flow Rest 90% Full |  |  | Automatic Tank Gauge |  | Automatic flow restrictor (MLLD) | Automatic flow restrictor (MLLD) |  |  | Annual line testing | Annual line testing |  | UST Currently In Use: 3; UST Temp Close: 0; AST Currently In Use: 0; AST Temp Closed: 0 | 3 | 0 | 4 | 13284-089-009852 | H.L. MARTIN DISTRIBUTING CO.
48062 | Currently in Use |  | 1998-12-01 |  | Petroleum | On road diesel | On road diesel | Retail | Steel | Steel | Coated & cathodic protection (sti-P3) |  | Flexible |  |  | Catchment Basin | Flow Rest 90% Full | Flow Rest 90% Full |  |  | Automatic Tank Gauge |  | Automatic flow restrictor (MLLD) | Automatic flow restrictor (MLLD) |  |  | Annual line testing | Annual line testing |  | UST Currently In Use: 3; UST Temp Close: 0; AST Currently In Use: 0; AST Temp Closed: 0 | 3 | 0 | 4 | 13284-089-009852 | H.L. MARTIN DISTRIBUTING CO.
48063 | Currently in Use |  | 1998-07-01 |  | Petroleum | Premium gasoline | Premium gasoline | Retail | Fiberglass reinforced plastic | Fiberglass reinforced plastic |  |  | Double Wall |  |  | Catchment Basin | Flow Rest 90% Full | Flow Rest 90% Full |  |  | Continuous Automatic Tank Gauge |  | Automatic flow restrictor (MLLD) | Automatic flow restrictor (MLLD) | Interstitial Monitoring within Secondary Containment | SENSOR TO ATG | Annual line testing | Annual line testing |  | UST Currently In Use: 2; UST Temp Close: 0; AST Currently In Use: 0; AST Temp Closed: 0 | 2 | 0 | 0 | 22176-125-008344 | CIRCLE K
48064 | Permanently Closed | 2006-12-11 | 1998-12-07 | 2007-01-18 | Petroleum | Unleaded gasoline | Unleaded gasoline | Retail | Fiberglass coated steel | Fiberglass coated steel |  |  | Flexible |  | 1901-01-01 | Catchment Basin | Automatic shutoff device At 95% full | Automatic shutoff device At 95% full | Interstitial Monitoring within Secondary Containment |  | Continuous Automatic Tank Gauge |  |  |  | Interstitial Monitoring within Secondary Containment |  | Continuous alarm system | Annual line testing |  | UST Currently In Use: 0; UST Temp Close: 0; AST Currently In Use: 0; AST Temp Closed: 0 | 0 | 0 | 2 | 13579-039-018148 | MURPHY OIL USA, INC.
48065 | Permanently Closed | 2006-12-11 | 1998-12-07 | 2007-01-18 | Petroleum | Premium gasoline | Premium gasoline | Retail | Fiberglass coated steel | Fiberglass coated steel |  |  | Flexible |  | 1901-01-01 | Catchment Basin | Automatic shutoff device At 95% full | Automatic shutoff device At 95% full | Interstitial Monitoring within Secondary Containment |  | Continuous Automatic Tank Gauge |  |  |  | Interstitial Monitoring within Secondary Containment |  | Annual line testing | Annual line testing |  | UST Currently In Use: 0; UST Temp Close: 0; AST Currently In Use: 0; AST Temp Closed: 0 | 0 | 0 | 2 | 13579-039-018148 | MURPHY OIL USA, INC.
48066 | Currently in Use |  | 1998-07-15 |  | Petroleum | Unleaded gasoline | Unleaded gasoline | Retail | Fiberglass coated steel | Fiberglass coated steel |  |  | Flexible |  | 1901-01-01 | Catchment Basin | Flow Rest 90% Full | Flow Rest 90% Full |  |  | Automatic Tank Gauge |  | Containment Sump | Automatic flow restrictor (MLLD) |  |  | Annual line testing | Annual line testing |  | UST Currently In Use: 2; UST Temp Close: 0; AST Currently In Use: 0; AST Temp Closed: 0 | 2 | 0 | 0 | 21712-069-018149 | ALABAMA COMMERCIAL PROPERTIES
48067 | Currently in Use |  | 1998-07-15 |  | Petroleum | Premium gasoline | Premium gasoline | Retail | Fiberglass coated steel | Fiberglass coated steel |  |  | Flexible |  | 1901-01-01 | Catchment Basin | Flow Rest 90% Full | Flow Rest 90% Full |  |  | Automatic Tank Gauge |  | Automatic flow restrictor (MLLD) | Automatic flow restrictor (MLLD) |  |  | Annual line testing | Annual line testing |  | UST Currently In Use: 2; UST Temp Close: 0; AST Currently In Use: 0; AST Temp Closed: 0 | 2 | 0 | 0 | 21712-069-018149 | ALABAMA COMMERCIAL PROPERTIES
48068 | Currently in Use |  | 1998-04-24 |  | Petroleum | Premium gasoline | Premium gasoline | Retail | Steel | Steel | Coated & cathodic protection (sti-P3) |  | Fiberglass reinforced plastic |  |  | Catchment Basin | Flow Rest 90% Full | Flow Rest 90% Full |  |  | Continuous Automatic Tank Gauge |  | Containment Sump | Automatic shutoff device (AELLD) | [5 empty] | UST Currently In Use: 3; UST Temp Close: 0; AST Currently In Use: 0; AST Temp Closed: 0 | 3 | 0 | 4 | 13434-013-005309 | MIDDLETON OIL COMPANY, INC.
48069 | Currently in Use |  | 1998-04-24 |  | Petroleum | Unleaded gasoline | Unleaded gasoline | Retail | Steel | Steel | Coated & cathodic protection (sti-P3) |  | Fiberglass reinforced plastic |  |  | Catchment Basin | Flow Rest 90% Full | Flow Rest 90% Full |  |  | Continuous Automatic Tank Gauge |  | Automatic shutoff device (AELLD) | Automatic shutoff device (AELLD) | [5 empty] | UST Currently In Use: 3; UST Temp Close: 0; AST Currently In Use: 0; AST Temp Closed: 0 | 3 | 0 | 4 | 13434-013-005309 | MIDDLETON OIL COMPANY, INC.
48070 | Currently in Use |  | 1998-04-24 |  | Petroleum | Unleaded gasoline | Unleaded gasoline | Retail | Steel | Steel | Coated & cathodic protection (sti-P3) |  | Fiberglass reinforced plastic |  |  | Catchment Basin | Flow Rest 90% Full | Flow Rest 90% Full |  |  | Continuous Automatic Tank Gauge |  | MANIFOLDED | Automatic shutoff device (AELLD) |  |  | Other | Other |  | UST Currently In Use: 3; UST Temp Close: 0; AST Currently In Use: 0; AST Temp Closed: 0 | 3 | 0 | 4 | 13434-013-005309 | MIDDLETON OIL COMPANY, INC.
48071 | Currently in Use |  | 1997-11-04 |  | Petroleum | Premium gasoline | Premium gasoline | Retail | Single Wall | Single Wall | Coated & cathodic protection (sti-P3) |  | Double Wall |  | 2017-06-01 | Catchment Basin | Flow Rest 90% Full | Flow Rest 90% Full |  |  | Continuous Automatic Tank Gauge | Single walled submersible pump containment sump | Containment Sump | Automatic flow restrictor (MLLD) | Interstitial Monitoring within Secondary Containment |  | Other | Other |  | UST Currently In Use: 2; UST Temp Close: 0; AST Currently In Use: 1; AST Temp Closed: 0 | 2 | 0 | 7 | 11379-059-012357 | SIBLEY OIL COMPANY
48072 | Temporary Closed | 2009-04-07 | 1993-11-04 |  | Petroleum | On road diesel | On road diesel | Retail | Steel | Steel | Coated & cathodic protection (sti-P3) |  | Fiberglass reinforced plastic |  | 2021-11-05 | Catchment Basin | Flow Rest 90% Full | Flow Rest 90% Full |  |  | Automatic Tank Gauge |  | Automatic flow restrictor (MLLD) | Automatic flow restrictor (MLLD) |  |  | Annual line testing | Annual line testing |  | UST Currently In Use: 0; UST Temp Close: 4; AST Currently In Use: 0; AST Temp Closed: 0 | 0 | 4 | 0 | 23372-125-018150 | MIDSTATES PETROLEUM COMPANY
48073 | Temporary Closed | 2009-04-07 | 1993-11-04 |  | Petroleum | Premium gasoline | Premium gasoline | Retail | Steel | Steel | Coated & cathodic protection (sti-P3) |  | Fiberglass reinforced plastic |  | 2021-11-05 | Catchment Basin | Flow Rest 90% Full | Flow Rest 90% Full |  |  | Automatic Tank Gauge |  | Automatic flow restrictor (MLLD) | Automatic flow restrictor (MLLD) |  |  | Annual line testing | Annual line testing |  | UST Currently In Use: 0; UST Temp Close: 4; AST Currently In Use: 0; AST Temp Closed: 0 | 0 | 4 | 0 | 23372-125-018150 | MIDSTATES PETROLEUM COMPANY
48074 | Temporary Closed | 2009-04-07 | 1993-11-04 |  | Petroleum | Unleaded gasoline | Unleaded gasoline | Retail | Steel | Steel | Coated & cathodic protection (sti-P3) |  | Fiberglass reinforced plastic |  | 2021-11-05 | Catchment Basin | Flow Rest 90% Full | Flow Rest 90% Full |  |  | Automatic Tank Gauge |  | Automatic flow restrictor (MLLD) | Automatic flow restrictor (MLLD) |  |  | Annual line testing | Annual line testing |  | UST Currently In Use: 0; UST Temp Close: 4; AST Currently In Use: 0; AST Temp Closed: 0 | 0 | 4 | 0 | 23372-125-018150 | MIDSTATES PETROLEUM COMPANY
48075 | Temporary Closed | 2009-04-07 | 1993-11-04 |  | Petroleum | On road diesel | On road diesel | Retail | Steel | Steel | Coated & cathodic protection (sti-P3) |  | Fiberglass reinforced plastic |  | 2021-11-05 | Catchment Basin | Flow Rest 90% Full | Flow Rest 90% Full |  |  | Automatic Tank Gauge |  | Automatic flow restrictor (MLLD) | Automatic flow restrictor (MLLD) |  |  | Annual line testing | Annual line testing |  | UST Currently In Use: 0; UST Temp Close: 4; AST Currently In Use: 0; AST Temp Closed: 0 | 0 | 4 | 0 | 23372-125-018150 | MIDSTATES PETROLEUM COMPANY
48076 | Currently in Use |  | 1998-11-02 |  | Petroleum | Unleaded gasoline | Unleaded gasoline | Retail | Single Wall | Single Wall | Field installed cathodic protection |  | Single Wall |  |  | Catchment Basin | Automatic shutoff device At 95% full | Automatic shutoff device At 95% full |  |  | Statistical Inventory Reconciliation (SIR) |  | Automatic flow restrictor (MLLD) | Automatic flow restrictor (MLLD) |  |  | Statistical inventory reconciliation (SIR) | Statistical inventory reconciliation (SIR) |  | UST Currently In Use: 5; UST Temp Close: 0; AST Currently In Use: 2; AST Temp Closed: 0 | 5 | 0 | 3 | 10182-121-011231 | ALLEN OIL CO
48077 | Currently in Use |  | 1981-01-01 |  | Petroleum | Premium gasoline | Premium gasoline | Retail | Steel | Single Wall | Field installed cathodic protection |  | Fiberglass reinforced plastic |  |  | Catchment Basin | Automatic shutoff device At 95% full | Automatic shutoff device At 95% full |  |  | Statistical Inventory Reconciliation (SIR) |  | Automatic flow restrictor (MLLD) | Automatic flow restrictor (MLLD) |  |  | Statistical inventory reconciliation (SIR) | Statistical inventory reconciliation (SIR) |  | UST Currently In Use: 5; UST Temp Close: 0; AST Currently In Use: 2; AST Temp Closed: 0 | 5 | 0 | 3 | 10182-121-011231 | ALLEN OIL CO
48078 | Currently in Use |  | 1981-01-01 |  | Petroleum | On road diesel | On road diesel | Retail | Single Wall | Single Wall | Field installed cathodic protection |  | Fiberglass reinforced plastic |  |  | Catchment Basin | Automatic shutoff device At 95% full | Automatic shutoff device At 95% full |  |  | Statistical Inventory Reconciliation (SIR) |  | Automatic flow restrictor (MLLD) | Automatic flow restrictor (MLLD) |  |  | Statistical inventory reconciliation (SIR) | Statistical inventory reconciliation (SIR) |  | UST Currently In Use: 5; UST Temp Close: 0; AST Currently In Use: 2; AST Temp Closed: 0 | 5 | 0 | 3 | 10182-121-011231 | ALLEN OIL CO
48079 | Currently in Use |  | 1994-07-01 |  | Petroleum | On road diesel | On road diesel | Retail | Steel | Steel | Coated & cathodic protection (sti-P3) |  | Fiberglass reinforced plastic |  |  | Catchment Basin | Flow Rest 90% Full | Flow Rest 90% Full |  |  | Automatic Tank Gauge |  | Automatic flow restrictor (MLLD) | Automatic flow restrictor (MLLD) |  |  | Annual line testing | Annual line testing |  | UST Currently In Use: 5; UST Temp Close: 0; AST Currently In Use: 0; AST Temp Closed: 0 | 5 | 0 | 0 | 21964-005-015229 | WILKERSONS FOOD MART
48083 | Currently in Use |  | 1998-08-12 |  | Petroleum | Unleaded gasoline | Unleaded gasoline | Retail | Single Wall | Single Wall | Coated & cathodic protection (sti-P3) |  | Double Wall |  |  | Catchment Basin | Audible high level alarm At 90% full | Audible high level alarm At 90% full |  |  | Continuous Automatic Tank Gauge | Single walled submersible pump containment sump | Automatic shutoff device (AELLD) | Automatic shutoff device (AELLD) | [5 empty] | UST Currently In Use: 2; UST Temp Close: 0; AST Currently In Use: 0; AST Temp Closed: 0 | 2 | 0 | 0 | 10249-079-018151 | ANDALUSIA ENTERPRISES INC.
48084 | Currently in Use |  | 1998-08-12 |  | Petroleum | Premium gasoline | Premium gasoline | Retail | Single Wall | Single Wall | Coated & cathodic protection (sti-P3) |  | Double Wall |  |  | Catchment Basin | Flow Rest 90% Full | Audible high level alarm At 90% full |  |  | Continuous Automatic Tank Gauge | Single walled submersible pump containment sump | Automatic shutoff device (AELLD) | Automatic shutoff device (AELLD) | [5 empty] | UST Currently In Use: 2; UST Temp Close: 0; AST Currently In Use: 0; AST Temp Closed: 0 | 2 | 0 | 0 | 10249-079-018151 | ANDALUSIA ENTERPRISES INC.
48086 | Currently in Use |  | 1997-07-01 |  | Petroleum | Unleaded gasoline | Unleaded gasoline | Retail | Steel | Steel | Coated & cathodic protection (sti-P3) |  | Flexible |  | 1901-01-01 | Catchment Basin | Flow Rest 90% Full | Flow Rest 90% Full |  |  | Continuous Automatic Tank Gauge |  | Containment Sump | Automatic shutoff device (AELLD) | Interstitial Monitoring within Secondary Containment |  |  |  |  | UST Currently In Use: 3; UST Temp Close: 0; AST Currently In Use: 0; AST Temp Closed: 0 | 3 | 0 | 0 | 14681-047-018152 | STERLING OIL COMPANY, INC.
48087 | Currently in Use |  | 1997-07-01 |  | Petroleum | Mid-grade gasoline | Mid-grade gasoline | Retail | Steel | Steel | Coated & cathodic protection (sti-P3) |  | Flexible |  | 1901-01-01 | Catchment Basin | Flow Rest 90% Full | Flow Rest 90% Full |  |  | Continuous Automatic Tank Gauge |  | Automatic shutoff device (AELLD) | Automatic shutoff device (AELLD) | Interstitial Monitoring within Secondary Containment |  |  |  |  | UST Currently In Use: 3; UST Temp Close: 0; AST Currently In Use: 0; AST Temp Closed: 0 | 3 | 0 | 0 | 14681-047-018152 | STERLING OIL COMPANY, INC.
48088 | Currently in Use |  | 1997-07-01 |  | Petroleum | Premium gasoline | Premium gasoline | Retail | Steel | Steel | Coated & cathodic protection (sti-P3) |  | Flexible |  | 1901-01-01 | Catchment Basin | Flow Rest 90% Full | Flow Rest 90% Full |  |  | Continuous Automatic Tank Gauge |  | Automatic shutoff device (AELLD) | Automatic shutoff device (AELLD) | Interstitial Monitoring within Secondary Containment |  |  |  |  | UST Currently In Use: 3; UST Temp Close: 0; AST Currently In Use: 0; AST Temp Closed: 0 | 3 | 0 | 0 | 14681-047-018152 | STERLING OIL COMPANY, INC.
48089 | Temporary Closed | 2010-01-15 | 1986-11-15 |  | Petroleum | Premium gasoline | Premium gasoline | Retail | Steel | Single Wall | Interior lined (not allowed as a standalone method of corrosion protection) |  | Steel |  | 1901-01-01 | Catchment Basin | Automatic shutoff device At 95% full | Automatic shutoff device At 95% full |  |  | Statistical Inventory Reconciliation (SIR) | [8 empty] | UST Currently In Use: 0; UST Temp Close: 3; AST Currently In Use: 0; AST Temp Closed: 0 | 0 | 3 | 0 | 20578-127-018153 | HENRY MORGAN
48090 | Temporary Closed | 2010-01-15 | 1986-11-15 |  | Petroleum | On road diesel | On road diesel | Retail | Single Wall | Single Wall | Interior lined (not allowed as a standalone method of corrosion protection) |  | Single Wall |  | 1901-01-01 | Catchment Basin | Automatic shutoff device At 95% full | Automatic shutoff device At 95% full |  |  | Statistical Inventory Reconciliation (SIR) | [8 empty] | UST Currently In Use: 0; UST Temp Close: 3; AST Currently In Use: 0; AST Temp Closed: 0 | 0 | 3 | 0 | 20578-127-018153 | HENRY MORGAN
48091 | Temporary Closed | 2010-01-15 | 1986-11-15 |  | Petroleum | Unleaded gasoline | Unleaded gasoline | Retail | Single Wall | Single Wall | Interior lined (not allowed as a standalone method of corrosion protection) |  | Steel |  | 1901-01-01 | Catchment Basin | Automatic shutoff device At 95% full | Automatic shutoff device At 95% full |  |  | Statistical Inventory Reconciliation (SIR) | [8 empty] | UST Currently In Use: 0; UST Temp Close: 3; AST Currently In Use: 0; AST Temp Closed: 0 | 0 | 3 | 0 | 20578-127-018153 | HENRY MORGAN
48093 |  | 1998-07-01 | 1987-08-01 |  | Petroleum | Kerosene | Kerosene | Retail | Steel | Steel |  | Painted or None | Steel |  | 1901-01-01 | [5 empty] | Statistical Inventory Reconciliation (SIR) | [8 empty] | UST Currently In Use: 0; UST Temp Close: 0; AST Currently In Use: 0; AST Temp Closed: 0 | 0 | 0 | 0 | 20578-127-018154 | HENRY MORGAN
48094 |  | 1998-07-01 | 1987-08-01 |  | Petroleum | On road diesel | On road diesel | Retail | Steel | Steel |  | Painted or None | Steel |  | 1901-01-01 | [5 empty] | Statistical Inventory Reconciliation (SIR) | [8 empty] | UST Currently In Use: 0; UST Temp Close: 0; AST Currently In Use: 0; AST Temp Closed: 0 | 0 | 0 | 0 | 20578-127-018154 | HENRY MORGAN
48095 |  | 1998-07-01 | 1987-08-01 |  | Petroleum | Premium gasoline | Premium gasoline | Retail | Steel | Steel |  | Painted or None | Steel |  | 1901-01-01 | [5 empty] | Statistical Inventory Reconciliation (SIR) | [8 empty] | UST Currently In Use: 0; UST Temp Close: 0; AST Currently In Use: 0; AST Temp Closed: 0 | 0 | 0 | 0 | 20578-127-018154 | HENRY MORGAN
48096 |  | 1998-07-01 | 1987-08-01 |  | Petroleum | Unleaded gasoline | Unleaded gasoline | Retail | Steel | Steel |  | Painted or None | Steel |  | 1901-01-01 | [5 empty] | Statistical Inventory Reconciliation (SIR) | [8 empty] | UST Currently In Use: 0; UST Temp Close: 0; AST Currently In Use: 0; AST Temp Closed: 0 | 0 | 0 | 0 | 20578-127-018154 | HENRY MORGAN
48097 | Currently in Use |  | 1997-09-01 |  | Petroleum | Premium gasoline | Premium gasoline | Retail | Fiberglass reinforced plastic | Fiberglass reinforced plastic |  |  | Double Wall |  |  | Catchment Basin | Flow Rest 90% Full | Flow Rest 90% Full |  |  | Continuous Automatic Tank Gauge | Single walled submersible pump containment sump | Automatic flow restrictor (MLLD) | Automatic flow restrictor (MLLD) |  |  | Annual line testing | Annual line testing |  | UST Currently In Use: 3; UST Temp Close: 0; AST Currently In Use: 0; AST Temp Closed: 0 | 3 | 0 | 3 | 22258-103-001168 | J K PROPERTIES, LLC
48098 | Currently in Use |  | 1997-09-01 |  | Petroleum | Unleaded gasoline | Unleaded gasoline | Retail | Single Wall | Fiberglass reinforced plastic |  |  | Double Wall |  |  | Catchment Basin | Flow Rest 90% Full | Flow Rest 90% Full |  |  | Continuous Automatic Tank Gauge | Single walled submersible pump containment sump | Containment Sump | Automatic flow restrictor (MLLD) |  |  | Annual line testing | Annual line testing |  | UST Currently In Use: 3; UST Temp Close: 0; AST Currently In Use: 0; AST Temp Closed: 0 | 3 | 0 | 3 | 22258-103-001168 | J K PROPERTIES, LLC
48099 | Currently in Use |  | 1997-09-01 |  | Petroleum | On road diesel | On road diesel | Retail | Fiberglass reinforced plastic | Fiberglass reinforced plastic |  |  | Double Wall |  |  | Catchment Basin | Automatic shutoff device At 95% full | Automatic shutoff device At 95% full |  |  | Continuous Automatic Tank Gauge | Single walled submersible pump containment sump | Automatic flow restrictor (MLLD) | Automatic flow restrictor (MLLD) |  |  | DSL ONLY | Annual line testing |  | UST Currently In Use: 3; UST Temp Close: 0; AST Currently In Use: 0; AST Temp Closed: 0 | 3 | 0 | 3 | 22258-103-001168 | J K PROPERTIES, LLC
48102 | Permanently Closed | 2019-12-01 | 1986-01-05 | 2019-12-11 | Petroleum | On road diesel | On road diesel | Local Government | Fiberglass reinforced plastic | Fiberglass reinforced plastic |  |  | Steel |  |  | Catchment Basin | Automatic shutoff device At 95% full | Automatic shutoff device At 95% full | [11 empty] | UST Currently In Use: 0; UST Temp Close: 0; AST Currently In Use: 0; AST Temp Closed: 0 | 0 | 0 | 1 | 20581-003-018157 | BALDWIN COUNTY COMMISSION
48103 | Permanently Closed | 2011-07-26 | 1986-01-05 | 2011-07-26 | Petroleum | Mid-grade gasoline | Mid-grade gasoline | Local government | Steel | Steel | Field installed cathodic protection |  | Steel |  |  | Catchment Basin | Automatic shutoff device At 95% full | Automatic shutoff device At 95% full |  |  | Automatic Tank Gauge | [8 empty] | UST Currently In Use: 0; UST Temp Close: 0; AST Currently In Use: 1; AST Temp Closed: 0 | 0 | 0 | 1 | 20581-003-018158 | BALDWIN COUNTY COMMISSION
48104 | Permanently Closed | 1998-12-22 | 1986-01-05 | 1999-04-19 | Petroleum | On road diesel | On road diesel | Emergency Power Generator | Fiberglass reinforced plastic | Fiberglass reinforced plastic |  |  | Steel |  | 1901-01-01 | [14 empty] | UST Currently In Use: 1; UST Temp Close: 0; AST Currently In Use: 0; AST Temp Closed: 0 | 1 | 0 | 1 | 20581-003-018159 | BALDWIN COUNTY COMMISSION
48105 | Currently in Use |  | 1986-01-05 |  | Petroleum | Unleaded gasoline | Unleaded gasoline | Local government | Steel | Steel | Field installed cathodic protection |  | Steel |  |  | Catchment Basin | Automatic shutoff device At 95% full | Automatic shutoff device At 95% full |  |  | Continuous Automatic Tank Gauge | [8 empty] | UST Currently In Use: 1; UST Temp Close: 0; AST Currently In Use: 0; AST Temp Closed: 0 | 1 | 0 | 1 | 20581-003-018159 | BALDWIN COUNTY COMMISSION
48106 | Permanently Closed | 2007-09-01 | 1986-01-05 |  | Petroleum | On road diesel | On road diesel | Emergency Power Generator | Fiberglass reinforced plastic | Fiberglass reinforced plastic |  |  | Steel |  | 1901-01-01 | [14 empty] | UST Currently In Use: 0; UST Temp Close: 0; AST Currently In Use: 0; AST Temp Closed: 0 | 0 | 0 | 1 | 20581-003-018160 | BALDWIN COUNTY COMMISSION
48107 | Currently in Use |  | 1998-08-31 |  | Petroleum | Unleaded gasoline | Unleaded gasoline | Retail | Fiberglass coated steel | Double Wall |  |  | Double Wall |  | 1901-01-01 | Catchment Basin | Automatic shutoff device At 95% full | Automatic shutoff device At 95% full | Interstitial Monitoring within Secondary Containment | SENSOR TO ATG | Continuous Automatic Tank Gauge | Single walled submersible pump containment sump | Automatic flow restrictor (MLLD) | Automatic flow restrictor (MLLD) | Interstitial Monitoring within Secondary Containment | SENSOR TO ATG | Continuous alarm system | Continuous alarm system |  | UST Currently In Use: 2; UST Temp Close: 0; AST Currently In Use: 0; AST Temp Closed: 0 | 2 | 0 | 0 | 25265-095-003836 | LGWS/CROSS AMERICA PARTNERS
48108 | Currently in Use |  | 1998-08-31 |  | Petroleum | Unleaded gasoline | Unleaded gasoline | Retail | Double Wall | Double Wall |  |  | Double Wall |  | 1901-01-01 | Catchment Basin | Automatic shutoff device At 95% full | Automatic shutoff device At 95% full | Interstitial Monitoring within Secondary Containment | SENSOR TO ATG | Continuous Automatic Tank Gauge | Single walled submersible pump containment sump | Containment Sump | Automatic flow restrictor (MLLD) | Interstitial Monitoring within Secondary Containment | SENSOR TO ATG | Continuous alarm system | Continuous alarm system |  | UST Currently In Use: 2; UST Temp Close: 0; AST Currently In Use: 0; AST Temp Closed: 0 | 2 | 0 | 0 | 25265-095-003836 | LGWS/CROSS AMERICA PARTNERS
48109 | Permanently Closed | 2006-02-15 | 1998-08-11 | 2006-02-15 | Petroleum | Unleaded gasoline | Unleaded gasoline | Retail | Fiberglass reinforced plastic | Fiberglass reinforced plastic |  |  | Flexible |  | 1901-01-01 | Catchment Basin | Audible high level alarm At 90% full | Audible high level alarm At 90% full | Interstitial Monitoring within Secondary Containment | [5 empty] | Interstitial Monitoring within Secondary Containment |  | Annual line testing | Annual line testing |  | UST Currently In Use: 0; UST Temp Close: 0; AST Currently In Use: 0; AST Temp Closed: 0 | 0 | 0 | 2 | 13579-117-018162 | MURPHY OIL USA, INC.
48110 | Permanently Closed | 2006-02-15 | 1998-08-11 | 2006-02-15 | Petroleum | Premium gasoline | Premium gasoline | Retail | Fiberglass reinforced plastic | Fiberglass reinforced plastic |  |  | Flexible |  | 1901-01-01 | Catchment Basin | Automatic shutoff device At 95% full | Audible high level alarm At 90% full | Interstitial Monitoring within Secondary Containment |  | Automatic Tank Gauge |  |  |  | Interstitial Monitoring within Secondary Containment |  | Annual line testing | Annual line testing |  | UST Currently In Use: 0; UST Temp Close: 0; AST Currently In Use: 0; AST Temp Closed: 0 | 0 | 0 | 2 | 13579-117-018162 | MURPHY OIL USA, INC.
48111 | Currently in Use |  | 1998-10-01 |  | Petroleum | Unleaded gasoline | Unleaded gasoline | Retail | Fiberglass coated steel | Fiberglass coated steel |  |  | Single Wall |  | 1901-01-01 | Catchment Basin | Flow Rest 90% Full | Flow Rest 90% Full |  |  | Automatic Tank Gauge | [8 empty] | UST Currently In Use: 2; UST Temp Close: 0; AST Currently In Use: 1; AST Temp Closed: 0 | 2 | 0 | 2 | 19144-089-009193 | VICTOR WARREN
48112 | Currently in Use |  | 1998-10-01 |  | Petroleum | Unleaded gasoline | Unleaded gasoline | Retail | Fiberglass coated steel | Fiberglass coated steel |  |  | Fiberglass reinforced plastic |  | 1901-01-01 | Catchment Basin | Flow Rest 90% Full | Flow Rest 90% Full |  |  | Automatic Tank Gauge | [8 empty] | UST Currently In Use: 2; UST Temp Close: 0; AST Currently In Use: 1; AST Temp Closed: 0 | 2 | 0 | 2 | 19144-089-009193 | VICTOR WARREN
48113 | Currently in Use |  | 1998-08-11 |  | Petroleum | Unleaded gasoline | Unleaded gasoline | Retail | Fiberglass reinforced plastic | Fiberglass reinforced plastic |  |  | Flexible | ENVIRON | 1901-01-01 | Catchment Basin | Automatic shutoff device At 95% full | Automatic shutoff device At 95% full | Interstitial Monitoring within Secondary Containment |  |  |  | Containment Sump | Automatic flow restrictor (MLLD) | Interstitial Monitoring within Secondary Containment |  | Continuous alarm system | Annual line testing |  | UST Currently In Use: 2; UST Temp Close: 0; AST Currently In Use: 0; AST Temp Closed: 0 | 2 | 0 | 0 | 13579-125-018163 | MURPHY OIL USA, INC.
48114 | Currently in Use |  | 1998-08-11 |  | Petroleum | Premium gasoline | Premium gasoline | Retail | Fiberglass reinforced plastic | Fiberglass reinforced plastic |  |  | Flexible | ENVIRON | 1901-01-01 | Catchment Basin | Automatic shutoff device At 95% full | Automatic shutoff device At 95% full | Interstitial Monitoring within Secondary Containment |  |  |  | Automatic flow restrictor (MLLD) | Automatic flow restrictor (MLLD) | Interstitial Monitoring within Secondary Containment |  | Continuous alarm system | Annual line testing |  | UST Currently In Use: 2; UST Temp Close: 0; AST Currently In Use: 0; AST Temp Closed: 0 | 2 | 0 | 0 | 13579-125-018163 | MURPHY OIL USA, INC.
48115 | Permanently Closed | 2010-10-22 | 1998-06-15 | 2013-10-22 | Petroleum | On road diesel | On road diesel | State/Federal Government | Fiberglass reinforced plastic | Fiberglass reinforced plastic |  |  | Flexible |  | 1901-01-01 | Catchment Basin | Audible high level alarm At 90% full | Audible high level alarm At 90% full | Interstitial Monitoring within Secondary Containment |  | Continuous Automatic Tank Gauge | [8 empty] | UST Currently In Use: 0; UST Temp Close: 0; AST Currently In Use: 0; AST Temp Closed: 0 | 0 | 0 | 2 | 16273-073-014191 | UAB DEPT. HEALTH & SAFETY
48116 | Currently in Use |  | 1998-06-22 |  | Petroleum | On road diesel | On road diesel | Emergency Power Generator | Double Wall | Double Wall |  |  | Flexible | ENVIRON | 1901-01-01 | Catchment Basin | Automatic shutoff device At 95% full | Automatic shutoff device At 95% full | Interstitial Monitoring within Secondary Containment | SENSOR TO ATG | Continuous Automatic Tank Gauge |  | Containment Sump | Containment Sump | Interstitial Monitoring within Secondary Containment | SENSOR TO ATG | Continuous alarm system | Continuous alarm system |  | UST Currently In Use: 1; UST Temp Close: 0; AST Currently In Use: 0; AST Temp Closed: 0 | 1 | 0 | 1 | 16273-073-014187 | UAB DEPT. HEALTH & SAFETY
48117 | Permanently Closed | 2008-05-05 | 1998-06-30 |  | Petroleum | On road diesel | On road diesel | Emergency Power Generator | Fiberglass reinforced plastic | Fiberglass reinforced plastic |  |  | Flexible |  | 1901-01-01 | Catchment Basin | Automatic shutoff device At 95% full | Audible high level alarm At 90% full | Interstitial Monitoring within Secondary Containment |  | Continuous Automatic Tank Gauge | [5 empty] | Continuous alarm system | Continuous alarm system |  | UST Currently In Use: 0; UST Temp Close: 0; AST Currently In Use: 0; AST Temp Closed: 0 | 0 | 0 | 2 | 16273-073-014188 | UAB DEPT. HEALTH & SAFETY
48118 | Permanently Closed | 2004-04-07 | 1998-07-13 | 2004-04-07 | Petroleum | On road diesel | On road diesel | State/Federal Government | Fiberglass reinforced plastic | Fiberglass reinforced plastic |  |  | Flexible |  | 1901-01-01 | Catchment Basin | Automatic shutoff device At 95% full | Automatic shutoff device At 95% full | Interstitial Monitoring within Secondary Containment |  | Continuous Automatic Tank Gauge | [8 empty] | UST Currently In Use: 0; UST Temp Close: 0; AST Currently In Use: 0; AST Temp Closed: 0 | 0 | 0 | 2 | 16273-073-014183 | UAB DEPT. HEALTH & SAFETY
48119 | Temporary Closed | 2007-12-31 | 1998-11-14 |  | Petroleum | On road diesel | On road diesel | Retail | Steel | Steel | Coated & cathodic protection (sti-P3) |  | Fiberglass reinforced plastic |  |  | Catchment Basin | Automatic shutoff device At 95% full | Automatic shutoff device At 95% full | [11 empty] | UST Currently In Use: 0; UST Temp Close: 5; AST Currently In Use: 0; AST Temp Closed: 0 | 0 | 5 | 0 | 20507-039-008016 | NICK'S BP
48120 | Temporary Closed | 2007-12-31 | 1998-11-14 |  | Petroleum | On road diesel | On road diesel | Retail | Steel | Steel | Coated & cathodic protection (sti-P3) |  | Fiberglass reinforced plastic |  |  | Catchment Basin | Automatic shutoff device At 95% full | Automatic shutoff device At 95% full | [11 empty] | UST Currently In Use: 0; UST Temp Close: 5; AST Currently In Use: 0; AST Temp Closed: 0 | 0 | 5 | 0 | 20507-039-008016 | NICK'S BP
48121 | Currently in Use |  | 1998-07-13 |  | Petroleum | On road diesel | On road diesel | Emergency Power Generator | Double Wall | Double Wall |  |  | Flexible | ENVIRON | 1901-01-01 | Catchment Basin | Automatic shutoff device At 95% full | Audible high level alarm At 90% full | Interstitial Monitoring within Secondary Containment | SENSOR TO ATG | Automatic Tank Gauge |  | Containment Sump | Containment Sump |  | SENSOR TO ATG | Continuous alarm system | Continuous alarm system |  | UST Currently In Use: 1; UST Temp Close: 0; AST Currently In Use: 0; AST Temp Closed: 0 | 1 | 0 | 1 | 16273-073-014198 | UAB DEPT. HEALTH & SAFETY
48122 | Currently in Use |  | 1998-07-13 |  | Petroleum | On road diesel | On road diesel | Emergency Power Generator | Fiberglass reinforced plastic | Double Wall |  |  | GREEN | ENVIRON | 1901-01-01 | Catchment Basin | Automatic shutoff device At 95% full | Automatic shutoff device At 95% full | Interstitial Monitoring within Secondary Containment | SENSOR TO ATG | Automatic Tank Gauge |  | Other | Other |  |  | EXEMPT | Other |  | UST Currently In Use: 1; UST Temp Close: 0; AST Currently In Use: 0; AST Temp Closed: 0 | 1 | 0 | 1 | 16273-073-014184 | UAB DEPT. HEALTH & SAFETY
48123 | Currently in Use |  | 1998-06-08 |  | Petroleum | On road diesel | On road diesel | Emergency Power Generator | Fiberglass reinforced plastic | Fiberglass reinforced plastic |  |  | Flexible | ENVIRON | 1901-01-01 | Catchment Basin | Automatic shutoff device At 95% full | Automatic shutoff device At 95% full | Interstitial Monitoring within Secondary Containment | SENSOR TO ATG | Automatic Tank Gauge |  | EXEMPT | Other | Interstitial Monitoring within Secondary Containment | SENSOR TO ATG |  |  |  | UST Currently In Use: 1; UST Temp Close: 0; AST Currently In Use: 0; AST Temp Closed: 0 | 1 | 0 | 1 | 16273-073-014189 | UAB DEPT. HEALTH & SAFETY
48125 | Permanently Closed | 2017-10-01 | 1998-05-25 | 2018-10-11 | Petroleum | On road diesel | On road diesel | Emergency Power Generator | Double Wall | Double Wall |  |  | GREEN | ENVIRON | 1901-01-01 | Catchment Basin | Automatic shutoff device At 95% full | Automatic shutoff device At 95% full | Interstitial Monitoring within Secondary Containment | SENSOR TO ATG | Automatic Tank Gauge |  | EXEMPT | Other | Interstitial Monitoring within Secondary Containment | SENSOR TO ATG | Continuous alarm system | Continuous alarm system |  | UST Currently In Use: 0; UST Temp Close: 0; AST Currently In Use: 0; AST Temp Closed: 0 | 0 | 0 | 1 | 16273-073-018165 | UAB DEPT. HEALTH & SAFETY
48126 | Permanently Closed | 2019-05-08 | 1998-07-13 | 2019-05-08 | Petroleum | On road diesel | On road diesel | Emergency Power Generator | Fiberglass reinforced plastic | Double Wall |  |  | GREEN | ENVIRON | 1901-01-01 | Catchment Basin | Automatic shutoff device At 95% full | Automatic shutoff device At 95% full | Interstitial Monitoring within Secondary Containment |  |  |  | EXEMPT | Containment Sump |  |  | Other | Continuous alarm system |  | UST Currently In Use: 0; UST Temp Close: 0; AST Currently In Use: 0; AST Temp Closed: 0 | 0 | 0 | 1 | 16273-073-018166 | UAB DEPT. HEALTH & SAFETY
48127 | Permanently Closed | 2005-12-31 | 1998-07-29 | 2006-05-15 | Petroleum | Unleaded gasoline | Unleaded gasoline | Retail | Steel | Steel | Coated & cathodic protection (sti-P3) |  | Flexible |  | 1901-01-01 | Catchment Basin | Flow Rest 90% Full | Flow Rest 90% Full |  |  | Continuous Automatic Tank Gauge | [8 empty] | UST Currently In Use: 0; UST Temp Close: 0; AST Currently In Use: 1; AST Temp Closed: 0 | 0 | 0 | 5 | 13134-125-013150 | LINDA FALLS
48129 | Currently in Use |  | 1998-08-01 |  | Petroleum | Unleaded gasoline | Unleaded gasoline | Retail | Double Wall | Double Wall |  |  | Flexible | OPW | 1901-01-01 | Catchment Basin | Audible high level alarm At 90% full | Audible high level alarm At 90% full | Interstitial Monitoring within Secondary Containment | SENSOR TO ATG | Continuous Automatic Tank Gauge |  | Automatic shutoff device (AELLD) | Automatic shutoff device (AELLD) | [5 empty] | UST Currently In Use: 2; UST Temp Close: 0; AST Currently In Use: 0; AST Temp Closed: 0 | 2 | 0 | 0 | 20584-073-018167 | HUEYCARR LLC
48130 | Currently in Use |  | 1998-08-01 |  | Petroleum | Premium gasoline | Premium gasoline | Retail | Double Wall | Double Wall |  |  | Flexible | OPW | 1901-01-01 | Catchment Basin | Audible high level alarm At 90% full | Audible high level alarm At 90% full | Interstitial Monitoring within Secondary Containment | SENSOR TO ATG | Continuous Automatic Tank Gauge |  | Automatic shutoff device (AELLD) | Automatic shutoff device (AELLD) | [5 empty] | UST Currently In Use: 2; UST Temp Close: 0; AST Currently In Use: 0; AST Temp Closed: 0 | 2 | 0 | 0 | 20584-073-018167 | HUEYCARR LLC
48132 | Permanently Closed | 2015-08-30 | 1998-09-22 | 2015-10-24 | Petroleum | Unleaded gasoline | Unleaded gasoline | Retail | Fiberglass reinforced plastic | Fiberglass reinforced plastic |  |  | Flexible |  | 1901-01-01 | Catchment Basin | Flow Rest 90% Full | Flow Rest 90% Full |  |  | Continuous Automatic Tank Gauge |  | Containment Sump | Containment Sump | Interstitial Monitoring within Secondary Containment |  | Continuous alarm system | Annual line testing |  | UST Currently In Use: 0; UST Temp Close: 0; AST Currently In Use: 0; AST Temp Closed: 0 | 0 | 0 | 4 | 22176-125-005552 | CIRCLE K
48133 | Currently in Use |  | 1997-08-01 |  | Petroleum | On road diesel | On road diesel | Emergency power generator | Steel | Steel | Coated & cathodic protection (sti-P3) |  | Flexible |  |  | Catchment Basin | Automatic shutoff device At 95% full | Automatic shutoff device At 95% full | Interstitial Monitoring within Secondary Containment | MANUAL/VISUAL CHECK | [9 empty] | UST Currently In Use: 1; UST Temp Close: 0; AST Currently In Use: 0; AST Temp Closed: 0 | 1 | 0 | 3 | 15299-129-000771 | WASHINGTON COUNTY HOSPITAL
48134 | Currently in Use |  | 1998-10-28 |  | Petroleum | Unleaded gasoline | Unleaded gasoline | Retail | Fiberglass coated steel | Fiberglass coated steel |  |  | Fiberglass reinforced plastic |  | 1901-01-01 | Catchment Basin | Automatic shutoff device At 95% full | Automatic shutoff device At 95% full |  |  | Automatic Tank Gauge |  | Automatic flow restrictor (MLLD) | Automatic flow restrictor (MLLD) |  |  | Annual line testing | Annual line testing |  | UST Currently In Use: 2; UST Temp Close: 0; AST Currently In Use: 0; AST Temp Closed: 0 | 2 | 0 | 3 | 24420-117-003503 | SPRING CREEK PROPERTIES LLC
48135 | Currently in Use |  | 1998-10-28 |  | Petroleum | Unleaded gasoline | Unleaded gasoline | Retail | Fiberglass coated steel | Fiberglass coated steel |  |  | Fiberglass reinforced plastic |  | 1901-01-01 | Catchment Basin | Automatic shutoff device At 95% full | Automatic shutoff device At 95% full |  |  | Automatic Tank Gauge |  | Automatic flow restrictor (MLLD) | Automatic flow restrictor (MLLD) |  |  | Annual line testing | Annual line testing |  | UST Currently In Use: 2; UST Temp Close: 0; AST Currently In Use: 0; AST Temp Closed: 0 | 2 | 0 | 3 | 24420-117-003503 | SPRING CREEK PROPERTIES LLC
48136 | Currently in Use |  | 1991-02-12 |  | Petroleum | Mid-grade gasoline | Mid-grade gasoline | Industrial | Steel | Single Wall | Coated & cathodic protection (sti-P3) |  | Fiberglass reinforced plastic |  |  | Catchment Basin | Automatic shutoff device At 95% full | Automatic shutoff device At 95% full |  |  | Statistical Inventory Reconciliation (SIR) | Direct Bury submersible pump | [7 empty] | UST Currently In Use: 1; UST Temp Close: 0; AST Currently In Use: 0; AST Temp Closed: 0 | 1 | 0 | 1 | 13698-043-001383 | O F RICHTER AND SONS
48137 | Currently in Use |  | 1998-10-28 |  | Petroleum | Unleaded gasoline | Unleaded gasoline | Retail | Double Wall | Double Wall |  |  | Double Wall |  | 1901-01-01 | Catchment Basin | Flow Rest 90% Full | Flow Rest 90% Full |  |  | Continuous Automatic Tank Gauge |  | Automatic flow restrictor (MLLD) | Automatic flow restrictor (MLLD) |  |  | Annual line testing | Annual line testing |  | UST Currently In Use: 2; UST Temp Close: 0; AST Currently In Use: 0; AST Temp Closed: 0 | 2 | 0 | 0 | 15201-089-018168 | VULCAN OIL COMPANY INC.
48138 | Currently in Use |  | 1998-10-28 |  | Petroleum | Premium gasoline | Premium gasoline | Retail | Double Wall | Double Wall |  |  | Flexible |  | 1901-01-01 | Catchment Basin | Flow Rest 90% Full | Flow Rest 90% Full |  |  | Continuous Automatic Tank Gauge |  | Automatic flow restrictor (MLLD) | Automatic flow restrictor (MLLD) |  |  | Annual line testing | Annual line testing |  | UST Currently In Use: 2; UST Temp Close: 0; AST Currently In Use: 0; AST Temp Closed: 0 | 2 | 0 | 0 | 15201-089-018168 | VULCAN OIL COMPANY INC.
48139 | Currently in Use |  | 1998-10-23 |  | Petroleum | Unleaded gasoline | Unleaded gasoline | Retail | Single Wall | Fiberglass coated steel |  |  | Double Wall | APT | 1901-01-01 | Catchment Basin | Flow Rest 90% Full | Flow Rest 90% Full |  |  | Continuous Automatic Tank Gauge |  | Automatic flow restrictor (MLLD) | Automatic flow restrictor (MLLD) |  |  | Annual line testing | Annual line testing |  | UST Currently In Use: 2; UST Temp Close: 0; AST Currently In Use: 0; AST Temp Closed: 0 | 2 | 0 | 0 | 25178-121-018169 | GUPTA FOODS LLC
48140 | Currently in Use |  | 1998-10-23 |  | Petroleum | On road diesel | On road diesel | Retail | Single Wall | Fiberglass coated steel |  |  | Double Wall | APT | 1901-01-01 | Catchment Basin | Flow Rest 90% Full | Flow Rest 90% Full |  |  | Continuous Automatic Tank Gauge |  | Automatic flow restrictor (MLLD) | Automatic flow restrictor (MLLD) |  |  | Annual line testing | Annual line testing |  | UST Currently In Use: 2; UST Temp Close: 0; AST Currently In Use: 0; AST Temp Closed: 0 | 2 | 0 | 0 | 25178-121-018169 | GUPTA FOODS LLC
48141 | Currently in Use |  | 1998-03-09 |  | Petroleum | Premium gasoline | Premium gasoline | Retail | Fiberglass reinforced plastic | Fiberglass reinforced plastic |  |  | Fiberglass reinforced plastic |  | 1901-01-01 | Catchment Basin | Automatic shutoff device At 95% full | Automatic shutoff device At 95% full |  |  | Automatic Tank Gauge | [8 empty] | UST Currently In Use: 2; UST Temp Close: 0; AST Currently In Use: 0; AST Temp Closed: 0 | 2 | 0 | 3 | 13028-095-008636 | LAKE GUNTERSVILLE YACHT CLUB
48142 | Currently in Use |  | 1998-03-09 |  | Petroleum | On road diesel | On road diesel | Retail | Single Wall | Fiberglass reinforced plastic |  |  | Single Wall |  | 1901-01-01 | Catchment Basin | Automatic shutoff device At 95% full | Automatic shutoff device At 95% full |  |  | Automatic Tank Gauge | [8 empty] | UST Currently In Use: 2; UST Temp Close: 0; AST Currently In Use: 0; AST Temp Closed: 0 | 2 | 0 | 3 | 13028-095-008636 | LAKE GUNTERSVILLE YACHT CLUB
48143 | Permanently Closed | 2018-03-01 | 1988-01-14 | 2019-07-22 | Petroleum | On road diesel | On road diesel | Local Government | Fiberglass reinforced plastic | Fiberglass reinforced plastic |  |  | Fiberglass reinforced plastic |  | 1901-01-01 | Catchment Basin | Automatic shutoff device At 95% full | Automatic shutoff device At 95% full |  |  | Statistical Inventory Reconciliation (SIR) | [8 empty] | UST Currently In Use: 0; UST Temp Close: 0; AST Currently In Use: 0; AST Temp Closed: 0 | 0 | 0 | 1 | 12029-061-018170 | GENEVA COUNTY BOARD OF EDUCATION
48144 | Currently in Use |  | 1993-10-01 |  | Petroleum | On road diesel | On road diesel | Industrial | Steel | Steel | Coated & cathodic protection (sti-P3) |  | Fiberglass reinforced plastic |  |  | Catchment Basin | Audible high level alarm At 90% full | Audible high level alarm At 90% full |  |  | Automatic Tank Gauge | [8 empty] | UST Currently In Use: 5; UST Temp Close: 0; AST Currently In Use: 0; AST Temp Closed: 0 | 5 | 0 | 5 | 15295-125-007284 | WARRIOR TRACTOR AND EQUIPMENT CO INC
48146 | Currently in Use |  | 1993-10-01 |  | Petroleum | Mid-grade gasoline | Mid-grade gasoline | Industrial | Steel | Steel | Coated & cathodic protection (sti-P3) |  | Fiberglass reinforced plastic |  |  | Catchment Basin | Audible high level alarm At 90% full | Audible high level alarm At 90% full |  |  | Automatic Tank Gauge | [8 empty] | UST Currently In Use: 5; UST Temp Close: 0; AST Currently In Use: 0; AST Temp Closed: 0 | 5 | 0 | 5 | 15295-125-007284 | WARRIOR TRACTOR AND EQUIPMENT CO INC
48147 | Currently in Use |  | 1993-10-01 |  | Petroleum | Used oil | Used oil | Industrial | Steel | Steel | Coated & cathodic protection (sti-P3) |  | Steel |  |  | Catchment Basin | EXEMPT | Audible high level alarm At 90% full |  |  | Automatic Tank Gauge | [8 empty] | UST Currently In Use: 5; UST Temp Close: 0; AST Currently In Use: 0; AST Temp Closed: 0 | 5 | 0 | 5 | 15295-125-007284 | WARRIOR TRACTOR AND EQUIPMENT CO INC
48148 | Currently in Use |  | 1993-10-01 |  | Petroleum | Virgin oil | Virgin oil | Retail | Steel | Steel | Coated & cathodic protection (sti-P3) |  | Steel |  |  | Catchment Basin | EXEMPT | Audible high level alarm At 90% full |  |  | Automatic Tank Gauge | [8 empty] | UST Currently In Use: 5; UST Temp Close: 0; AST Currently In Use: 0; AST Temp Closed: 0 | 5 | 0 | 5 | 15295-125-007284 | WARRIOR TRACTOR AND EQUIPMENT CO INC
48150 | Currently in Use |  | 1997-10-15 |  | Petroleum | Premium gasoline | Premium gasoline | Retail | Steel | Steel | Coated & cathodic protection (sti-P3) |  | Fiberglass reinforced plastic |  |  | Catchment Basin | Automatic shutoff device At 95% full | Automatic shutoff device At 95% full |  |  | Statistical Inventory Reconciliation (SIR) | [8 empty] | UST Currently In Use: 2; UST Temp Close: 1; AST Currently In Use: 0; AST Temp Closed: 0 | 2 | 1 | 0 | 21309-003-003195 | MICHAEL C. BRADLEY
48151 | Temporary Closed | 2010-01-01 | 1998-05-13 |  | Petroleum | On road diesel | On road diesel | Retail | Steel | Steel | Coated & cathodic protection (sti-P3) |  | Fiberglass reinforced plastic |  |  | Catchment Basin | Flow Rest 90% Full | Flow Rest 90% Full |  |  | Continuous Automatic Tank Gauge | [8 empty] | UST Currently In Use: 1; UST Temp Close: 1; AST Currently In Use: 0; AST Temp Closed: 0 | 1 | 1 | 3 | 25105-085-007887 | MISHBAH UDDIN
48152 | Currently in Use |  | 1998-05-13 |  | Petroleum | Unleaded gasoline | Unleaded gasoline |  | Steel | Steel | Coated & cathodic protection (sti-P3) |  | Fiberglass reinforced plastic |  |  | Catchment Basin | Flow Rest 90% Full | Flow Rest 90% Full |  |  | Continuous Automatic Tank Gauge | [8 empty] | UST Currently In Use: 1; UST Temp Close: 1; AST Currently In Use: 0; AST Temp Closed: 0 | 1 | 1 | 3 | 25105-085-007887 | MISHBAH UDDIN
48153 | Currently in Use |  | 1998-08-03 |  | Petroleum | Unleaded gasoline | Unleaded gasoline | Retail | Single Wall | Fiberglass reinforced plastic |  |  | Single Wall |  | 1901-01-01 | Catchment Basin | Automatic shutoff device At 95% full | Automatic shutoff device At 95% full |  |  | Statistical Inventory Reconciliation (SIR) | [8 empty] | UST Currently In Use: 3; UST Temp Close: 0; AST Currently In Use: 0; AST Temp Closed: 0 | 3 | 0 | 4 | 25075-019-011052 | KNOX WILSON
48154 | Currently in Use |  | 1998-08-03 |  | Petroleum | Unleaded gasoline | Unleaded gasoline | Retail | Fiberglass reinforced plastic | Fiberglass reinforced plastic |  |  | Fiberglass reinforced plastic |  | 1901-01-01 | Catchment Basin | Automatic shutoff device At 95% full | Automatic shutoff device At 95% full |  |  | Statistical Inventory Reconciliation (SIR) | [8 empty] | UST Currently In Use: 3; UST Temp Close: 0; AST Currently In Use: 0; AST Temp Closed: 0 | 3 | 0 | 4 | 25075-019-011052 | KNOX WILSON
48155 | Currently in Use |  | 1998-08-03 |  | Petroleum | Premium gasoline | Premium gasoline | Retail | Fiberglass reinforced plastic | Fiberglass reinforced plastic |  |  | Single Wall |  | 1901-01-01 | Catchment Basin | Automatic shutoff device At 95% full | Automatic shutoff device At 95% full |  |  | Statistical Inventory Reconciliation (SIR) | [8 empty] | UST Currently In Use: 3; UST Temp Close: 0; AST Currently In Use: 0; AST Temp Closed: 0 | 3 | 0 | 4 | 25075-019-011052 | KNOX WILSON
48156 | Currently in Use |  | 1998-09-16 |  | Petroleum | On road diesel | On road diesel | Bulk facility | Fiberglass coated steel | Fiberglass coated steel |  |  | Fiberglass reinforced plastic |  | 1901-01-01 | Catchment Basin | Flow Rest 90% Full | Flow Rest 90% Full |  |  | Continuous Automatic Tank Gauge | [8 empty] | UST Currently In Use: 1; UST Temp Close: 0; AST Currently In Use: 0; AST Temp Closed: 0 | 1 | 0 | 2 | 17077-101-014934 | LOFTIN BROS TRANSPORTATION CO
48157 | Currently in Use |  | 1998-07-01 |  | Petroleum | Unleaded gasoline | Unleaded gasoline | Retail | Double Wall | Double Wall | Coated & cathodic protection (sti-P3) |  | Flexible | APT | 1999-05-25 | Catchment Basin | Flow Rest 90% Full | Flow Rest 90% Full |  |  | Continuous Automatic Tank Gauge |  | Containment Sump | Automatic flow restrictor (MLLD) |  |  | Annual line testing | Annual line testing |  | UST Currently In Use: 4; UST Temp Close: 0; AST Currently In Use: 0; AST Temp Closed: 0 | 4 | 0 | 0 | 15476-019-018171 | YOUNG OIL INC
48158 | Currently in Use |  | 1998-07-01 |  | Petroleum | Premium gasoline | Premium gasoline | Retail | Double Wall | Double Wall | Coated & cathodic protection (sti-P3) |  | Flexible | APT | 1999-05-25 | Catchment Basin | Flow Rest 90% Full | Flow Rest 90% Full |  |  | Continuous Automatic Tank Gauge |  | Automatic flow restrictor (MLLD) | Automatic flow restrictor (MLLD) |  |  | Annual line testing | Annual line testing |  | UST Currently In Use: 4; UST Temp Close: 0; AST Currently In Use: 0; AST Temp Closed: 0 | 4 | 0 | 0 | 15476-019-018171 | YOUNG OIL INC
48159 | Currently in Use |  | 1998-07-01 |  | Petroleum | On road diesel | On road diesel | Retail | Double Wall | Double Wall | Coated & cathodic protection (sti-P3) |  | Double Wall | APT | 1999-05-25 | Catchment Basin | Flow Rest 90% Full | Flow Rest 90% Full |  |  | Continuous Automatic Tank Gauge |  | Containment Sump | Automatic flow restrictor (MLLD) |  |  | Annual line testing | Annual line testing |  | UST Currently In Use: 4; UST Temp Close: 0; AST Currently In Use: 0; AST Temp Closed: 0 | 4 | 0 | 0 | 15476-019-018171 | YOUNG OIL INC
48160 | Currently in Use |  | 1998-07-01 |  | Petroleum | Other, OFFROAD | Other | Retail | Steel | Double Wall | Coated & cathodic protection (sti-P3) |  | Flexible | APT |  | Catchment Basin | Automatic shutoff device At 95% full | Automatic shutoff device At 95% full |  |  | Continuous Automatic Tank Gauge |  | Sump sensor relayed to automatically shut off submersible pump | Automatic flow restrictor (MLLD) |  |  | Annual line testing | Annual line testing |  | UST Currently In Use: 4; UST Temp Close: 0; AST Currently In Use: 0; AST Temp Closed: 0 | 4 | 0 | 0 | 15476-019-018171 | YOUNG OIL INC
48161 | Currently in Use |  | 1998-11-03 |  | Petroleum | Unleaded gasoline | Unleaded gasoline | Retail | Single Wall | Fiberglass coated steel |  |  | Single Wall |  | 1901-01-01 | Catchment Basin | Flow Rest 90% Full | Flow Rest 90% Full |  |  | Automatic Tank Gauge | [8 empty] | UST Currently In Use: 2; UST Temp Close: 0; AST Currently In Use: 0; AST Temp Closed: 0 | 2 | 0 | 0 | 20876-071-003857 | SHOTGUN GROCERY
48162 | Currently in Use |  | 1998-11-03 |  | Petroleum | Premium gasoline | Premium gasoline | Retail | Fiberglass coated steel | Fiberglass coated steel |  |  | Fiberglass reinforced plastic |  | 1901-01-01 | Catchment Basin | Flow Rest 90% Full | Flow Rest 90% Full |  |  | Automatic Tank Gauge | [8 empty] | UST Currently In Use: 2; UST Temp Close: 0; AST Currently In Use: 0; AST Temp Closed: 0 | 2 | 0 | 0 | 20876-071-003857 | SHOTGUN GROCERY
48163 | Currently in Use |  | 1998-10-27 |  | Petroleum | Unleaded gasoline | Unleaded gasoline | State/federal government | Single Wall | Single Wall | Coated & cathodic protection (sti-P3) |  | Fiberglass reinforced plastic |  |  | Catchment Basin | Audible high level alarm At 90% full | Audible high level alarm At 90% full |  |  | Continuous Automatic Tank Gauge | [8 empty] | UST Currently In Use: 3; UST Temp Close: 0; AST Currently In Use: 0; AST Temp Closed: 0 | 3 | 0 | 3 | 15002-109-001895 | TROY UNIVERSITY
48164 | Permanently Closed | 1998-12-08 | 1984-09-01 | 1998-12-08 | Petroleum | On road diesel | On road diesel | Emergency power generator | Steel | Steel |  |  | Steel |  | 1901-01-01 | Catchment Basin |  |  |  |  | Automatic Tank Gauge | [8 empty] | UST Currently In Use: 0; UST Temp Close: 0; AST Currently In Use: 0; AST Temp Closed: 0 | 0 | 0 | 1 | 20594-097-018172 | HEALTHSOUTH MOBILE SURGERY CENTER
48165 | Currently in Use |  | 1998-10-10 |  | Petroleum | Unleaded gasoline | Unleaded gasoline | Retail | Fiberglass coated steel | Fiberglass coated steel |  |  | Fiberglass reinforced plastic |  | 1901-01-01 | Catchment Basin | Flow Rest 90% Full | Flow Rest 90% Full |  |  | Automatic Tank Gauge |  | Containment Sump | Automatic flow restrictor (MLLD) |  |  | Annual line testing | Annual line testing |  | UST Currently In Use: 2; UST Temp Close: 0; AST Currently In Use: 0; AST Temp Closed: 0 | 2 | 0 | 2 | 25100-003-000239 | RKMC INC.
48167 | Currently in Use |  | 1998-10-10 |  | Petroleum | On road diesel | On road diesel | Retail | Fiberglass coated steel | Fiberglass coated steel |  |  | Fiberglass reinforced plastic |  | 1901-01-01 | Catchment Basin | Flow Rest 90% Full | Flow Rest 90% Full |  |  | Automatic Tank Gauge |  | Containment Sump | Automatic flow restrictor (MLLD) |  |  | Annual line testing | Annual line testing |  | UST Currently In Use: 2; UST Temp Close: 0; AST Currently In Use: 0; AST Temp Closed: 0 | 2 | 0 | 2 | 25100-003-000239 | RKMC INC.
48168 | Permanently Closed | 2020-08-06 | 1998-07-14 | 2020-08-06 | Petroleum | On road diesel | On road diesel | Emergency Power Generator | Fiberglass coated steel | Fiberglass coated steel |  |  | Flexible |  | 1901-01-01 | Catchment Basin | Flow Rest 90% Full | Flow Rest 90% Full | Interstitial Monitoring within Secondary Containment |  | Continuous Automatic Tank Gauge | [8 empty] | UST Currently In Use: 0; UST Temp Close: 0; AST Currently In Use: 0; AST Temp Closed: 0 | 0 | 0 | 3 | 17123-097-015259 | UNIV OF SO ALA/SAFETY ENV COMPLIANCE
48169 | Permanently Closed | 1998-12-21 | 1984-01-01 | 1999-11-18 | Petroleum | Unleaded gasoline | Unleaded gasoline | Retail | Steel | Steel |  | Painted or None | Steel |  | 1901-01-01 | [14 empty] | UST Currently In Use: 0; UST Temp Close: 0; AST Currently In Use: 0; AST Temp Closed: 0 | 0 | 0 | 4 | 16111-129-018173 | ANDREW C MOTES
48170 | Permanently Closed | 1998-12-21 | 1984-01-01 | 1999-11-18 | Petroleum | On road diesel | On road diesel | Bulk facility | Steel | Steel |  | Painted or None | Steel |  | 1901-01-01 | [14 empty] | UST Currently In Use: 0; UST Temp Close: 0; AST Currently In Use: 0; AST Temp Closed: 0 | 0 | 0 | 4 | 16111-129-018173 | ANDREW C MOTES
48171 | Permanently Closed | 1998-12-21 | 1984-01-01 | 1999-11-18 | Petroleum | Premium gasoline | Premium gasoline | Retail | Steel | Steel |  | Painted or None | Steel |  | 1901-01-01 | [14 empty] | UST Currently In Use: 0; UST Temp Close: 0; AST Currently In Use: 0; AST Temp Closed: 0 | 0 | 0 | 4 | 16111-129-018173 | ANDREW C MOTES
48172 | Permanently Closed | 1998-12-21 | 1984-01-01 | 1999-11-18 | Petroleum | On road diesel | On road diesel | Retail | Steel | Steel |  | Painted or None | Steel |  | 1901-01-01 | [14 empty] | UST Currently In Use: 0; UST Temp Close: 0; AST Currently In Use: 0; AST Temp Closed: 0 | 0 | 0 | 4 | 16111-129-018173 | ANDREW C MOTES
48174 | Currently in Use |  | 1998-10-21 |  | Petroleum | Unleaded gasoline | Unleaded gasoline | Retail | Steel | Single Wall | Coated & cathodic protection (sti-P3) |  | Fiberglass reinforced plastic |  | 1901-01-01 | Catchment Basin | Flow Rest 90% Full | Automatic shutoff device At 95% full |  |  | Continuous Automatic Tank Gauge | [8 empty] | UST Currently In Use: 3; UST Temp Close: 0; AST Currently In Use: 0; AST Temp Closed: 0 | 3 | 0 | 0 | 24342-095-006209 | TEJAL PATEL - BROAD STREET MARKET
48175 | Currently in Use |  | 1998-10-21 |  | Petroleum | Premium gasoline | Premium gasoline | Retail | Single Wall | Single Wall | Coated & cathodic protection (sti-P3) |  | Single Wall |  | 1901-01-01 | Catchment Basin | Automatic shutoff device At 95% full | Automatic shutoff device At 95% full |  |  | Continuous Automatic Tank Gauge | [8 empty] | UST Currently In Use: 3; UST Temp Close: 0; AST Currently In Use: 0; AST Temp Closed: 0 | 3 | 0 | 0 | 24342-095-006209 | TEJAL PATEL - BROAD STREET MARKET
48176 | Currently in Use |  | 1998-10-21 |  | Petroleum | On road diesel | On road diesel | Retail | Single Wall | Single Wall | Coated & cathodic protection (sti-P3) |  | Fiberglass reinforced plastic |  | 1901-01-01 | Catchment Basin | Flow Rest 90% Full | Automatic shutoff device At 95% full |  |  | Continuous Automatic Tank Gauge | [8 empty] | UST Currently In Use: 3; UST Temp Close: 0; AST Currently In Use: 0; AST Temp Closed: 0 | 3 | 0 | 0 | 24342-095-006209 | TEJAL PATEL - BROAD STREET MARKET
48177 | Permanently Closed | 1999-12-14 | 1973-10-15 | 1999-12-14 | Petroleum | On road diesel | On road diesel | Local government | Steel | Steel |  | Painted or None | Steel |  | 1901-01-01 | [14 empty] | UST Currently In Use: 0; UST Temp Close: 0; AST Currently In Use: 0; AST Temp Closed: 0 | 0 | 0 | 2 | 20600-053-018174 | CITY OF ATMORE
48178 | Permanently Closed | 1999-12-14 | 1973-10-15 | 1999-12-14 | Petroleum | Unleaded gasoline | Unleaded gasoline | Local government | Steel | Steel |  | Painted or None | Steel |  | 1901-01-01 | [14 empty] | UST Currently In Use: 0; UST Temp Close: 0; AST Currently In Use: 0; AST Temp Closed: 0 | 0 | 0 | 2 | 20600-053-018174 | CITY OF ATMORE
48179 | Currently in Use |  | 1998-05-12 |  | Petroleum | Unleaded gasoline | Unleaded gasoline | Retail | Single Wall | Single Wall | Coated & cathodic protection (sti-P3) |  | FBR COATED |  |  | Catchment Basin | Automatic shutoff device At 95% full | Automatic shutoff device At 95% full |  |  | Continuous Automatic Tank Gauge |  | Automatic flow restrictor (MLLD) | Automatic flow restrictor (MLLD) |  |  | Annual line testing | Annual line testing |  | UST Currently In Use: 2; UST Temp Close: 0; AST Currently In Use: 0; AST Temp Closed: 0 | 2 | 0 | 5 | 15420-015-015016 | MAPCO EXPRESS, INC.
48181 | Currently in Use |  | 1998-05-12 |  | Petroleum | Premium gasoline | Premium gasoline | Retail | Single Wall | Single Wall | Coated & cathodic protection (sti-P3) |  | FBR COATED |  |  | Catchment Basin | Automatic shutoff device At 95% full | Automatic shutoff device At 95% full |  |  | Continuous Automatic Tank Gauge |  | Automatic flow restrictor (MLLD) | Automatic flow restrictor (MLLD) |  |  | Annual line testing | Annual line testing |  | UST Currently In Use: 2; UST Temp Close: 0; AST Currently In Use: 0; AST Temp Closed: 0 | 2 | 0 | 5 | 15420-015-015016 | MAPCO EXPRESS, INC.
48182 | Currently in Use |  | 1997-10-16 |  | Petroleum | On road diesel | On road diesel | Emergency Power Generator | Fiberglass coated steel | Fiberglass coated steel |  |  | Fiberglass reinforced plastic |  | 1901-01-01 | Catchment Basin | Automatic shutoff device At 95% full | Automatic shutoff device At 95% full |  |  | Automatic Tank Gauge | [8 empty] | UST Currently In Use: 6; UST Temp Close: 0; AST Currently In Use: 2; AST Temp Closed: 0 | 6 | 0 | 14 | 17123-097-015270 | UNIV OF SO ALA/SAFETY ENV COMPLIANCE
48184 | Currently in Use |  | 1998-11-05 |  | Petroleum | Premium gasoline | Premium gasoline | Retail | Fiberglass reinforced plastic | Fiberglass reinforced plastic |  |  | Flexible |  | 1901-01-01 | Catchment Basin | Flow Rest 90% Full | Flow Rest 90% Full |  |  | Statistical Inventory Reconciliation (SIR) | Single walled submersible pump containment sump | Automatic flow restrictor (MLLD) | Automatic flow restrictor (MLLD) | Interstitial Monitoring within Secondary Containment | SENSOR TO ATG | Statistical inventory reconciliation (SIR) | Continuous alarm system |  | UST Currently In Use: 5; UST Temp Close: 0; AST Currently In Use: 0; AST Temp Closed: 0 | 5 | 0 | 5 | 11576-083-004844 | DUTCH OIL COMPANY
48185 | Currently in Use |  | 1998-11-05 |  | Petroleum | Mid-grade gasoline | Mid-grade gasoline | Retail | Fiberglass reinforced plastic | Fiberglass reinforced plastic |  |  | Flexible |  | 1901-01-01 | Catchment Basin | Flow Rest 90% Full | Flow Rest 90% Full |  |  | Statistical Inventory Reconciliation (SIR) | Single walled submersible pump containment sump | Containment Sump | Automatic flow restrictor (MLLD) | Interstitial Monitoring within Secondary Containment | SENSOR TO ATG | Continuous alarm system | Continuous alarm system |  | UST Currently In Use: 5; UST Temp Close: 0; AST Currently In Use: 0; AST Temp Closed: 0 | 5 | 0 | 5 | 11576-083-004844 | DUTCH OIL COMPANY
48186 | Currently in Use |  | 1998-11-05 |  | Petroleum | Unleaded gasoline | Unleaded gasoline | Retail | Fiberglass reinforced plastic | Fiberglass reinforced plastic |  |  | Flexible |  | 1901-01-01 | Catchment Basin | Flow Rest 90% Full | Flow Rest 90% Full |  |  | Automatic Tank Gauge | Single walled submersible pump containment sump | Containment Sump | Automatic flow restrictor (MLLD) | Interstitial Monitoring within Secondary Containment | SENSOR TO ATG | Continuous alarm system | Continuous alarm system |  | UST Currently In Use: 5; UST Temp Close: 0; AST Currently In Use: 0; AST Temp Closed: 0 | 5 | 0 | 5 | 11576-083-004844 | DUTCH OIL COMPANY
48187 | Currently in Use |  | 1998-11-05 |  | Petroleum | On road diesel | On road diesel | Retail | Fiberglass reinforced plastic | Fiberglass reinforced plastic |  |  | Flexible |  | 1901-01-01 | Catchment Basin | Automatic shutoff device At 95% full | Automatic shutoff device At 95% full |  |  | Automatic Tank Gauge | Single walled submersible pump containment sump | Containment Sump | Automatic flow restrictor (MLLD) | Interstitial Monitoring within Secondary Containment | SENSOR TO ATG | Statistical inventory reconciliation (SIR) | Continuous alarm system |  | UST Currently In Use: 5; UST Temp Close: 0; AST Currently In Use: 0; AST Temp Closed: 0 | 5 | 0 | 5 | 11576-083-004844 | DUTCH OIL COMPANY
48188 | Currently in Use |  | 1998-11-05 |  | Petroleum | Kerosene | Kerosene | Retail | Fiberglass reinforced plastic | Fiberglass reinforced plastic |  |  | Flexible |  | 1901-01-01 | Catchment Basin | Automatic shutoff device At 95% full | Automatic shutoff device At 95% full | Interstitial Monitoring within Secondary Containment |  | Automatic Tank Gauge | [8 empty] | UST Currently In Use: 5; UST Temp Close: 0; AST Currently In Use: 0; AST Temp Closed: 0 | 5 | 0 | 5 | 11576-083-004844 | DUTCH OIL COMPANY
48189 | Currently in Use |  | 1998-02-20 |  | Petroleum | Unleaded gasoline | Unleaded gasoline | Local Government | Fiberglass reinforced plastic | Fiberglass reinforced plastic |  |  | Fiberglass reinforced plastic |  | 1901-01-01 | Catchment Basin | Automatic shutoff device At 95% full | Automatic shutoff device At 95% full | Interstitial Monitoring within Secondary Containment |  | Automatic Tank Gauge |  | Containment Sump | Automatic flow restrictor (MLLD) | [5 empty] | UST Currently In Use: 2; UST Temp Close: 0; AST Currently In Use: 0; AST Temp Closed: 0 | 2 | 0 | 0 | 11701-031-018175 | ENTERPRISE CITY BOARD OF EDUCATION
48190 | Currently in Use |  | 1998-02-20 |  | Petroleum | On road diesel | On road diesel | Local government | Fiberglass reinforced plastic | Fiberglass reinforced plastic |  |  | DBWALL |  | 1901-01-01 | Catchment Basin | Automatic shutoff device At 95% full | Automatic shutoff device At 95% full | Interstitial Monitoring within Secondary Containment |  | Automatic Tank Gauge |  | Automatic flow restrictor (MLLD) | Automatic flow restrictor (MLLD) | [5 empty] | UST Currently In Use: 2; UST Temp Close: 0; AST Currently In Use: 0; AST Temp Closed: 0 | 2 | 0 | 0 | 11701-031-018175 | ENTERPRISE CITY BOARD OF EDUCATION
48191 | Currently in Use |  | 1998-12-23 |  | Petroleum | Unleaded gasoline | Unleaded gasoline | Retail | Fiberglass coated steel | Fiberglass coated steel |  |  | Fiberglass reinforced plastic |  | 1901-01-01 | Catchment Basin | Flow Rest 90% Full | Flow Rest 90% Full |  |  | Continuous Automatic Tank Gauge |  | Automatic flow restrictor (MLLD) | Automatic flow restrictor (MLLD) |  |  | Annual line testing | Annual line testing |  | UST Currently In Use: 3; UST Temp Close: 0; AST Currently In Use: 0; AST Temp Closed: 0 | 3 | 0 | 0 | 12092-113-018176 | GLADYS CREWS
48192 | Currently in Use |  | 1998-12-23 |  | Petroleum | Other, REC 90 | Other | Retail | Fiberglass coated steel | Fiberglass coated steel |  |  | Fiberglass reinforced plastic |  | 1901-01-01 | Catchment Basin | Flow Rest 90% Full | Flow Rest 90% Full |  |  | Continuous Automatic Tank Gauge |  | Automatic flow restrictor (MLLD) | Automatic flow restrictor (MLLD) |  |  | Annual line testing | Annual line testing |  | UST Currently In Use: 3; UST Temp Close: 0; AST Currently In Use: 0; AST Temp Closed: 0 | 3 | 0 | 0 | 12092-113-018176 | GLADYS CREWS
48193 | Currently in Use |  | 1998-12-23 |  | Petroleum | On road diesel | On road diesel | Retail | Fiberglass coated steel | Fiberglass coated steel |  |  | Fiberglass reinforced plastic |  | 1901-01-01 | Catchment Basin | Flow Rest 90% Full | Flow Rest 90% Full |  |  | Continuous Automatic Tank Gauge |  | Automatic flow restrictor (MLLD) | Automatic flow restrictor (MLLD) |  |  | Annual line testing | Annual line testing |  | UST Currently In Use: 3; UST Temp Close: 0; AST Currently In Use: 0; AST Temp Closed: 0 | 3 | 0 | 0 | 12092-113-018176 | GLADYS CREWS
48194 | Currently in Use |  | 1998-04-22 |  | Petroleum | Unleaded gasoline | Unleaded gasoline | Retail | Fiberglass coated steel | Fiberglass coated steel |  |  | Fiberglass reinforced plastic |  | 1901-01-01 | Catchment Basin | Flow Rest 90% Full | Flow Rest 90% Full | Interstitial Monitoring within Secondary Containment | SENSOR TO ATG | Continuous Automatic Tank Gauge |  | Containment Sump | Automatic flow restrictor (MLLD) |  |  | Annual line testing | Annual line testing |  | UST Currently In Use: 1; UST Temp Close: 0; AST Currently In Use: 0; AST Temp Closed: 0 | 1 | 0 | 4 | 24804-097-010834 | PRA PROPERTIES, LLC
48196 | Currently in Use |  | 1984-01-01 |  | Petroleum | On road diesel | On road diesel | Emergency Power Generator | Single Wall | Fiberglass coated steel |  |  | Fiberglass reinforced plastic |  | 1901-01-01 | Catchment Basin | Automatic shutoff device At 95% full | Automatic shutoff device At 95% full |  |  | Automatic Tank Gauge | [8 empty] | UST Currently In Use: 1; UST Temp Close: 0; AST Currently In Use: 0; AST Temp Closed: 0 | 1 | 0 | 0 | 25405-019-013809 | CHEROKEE COUNTY HEALTHCARE AUTHORITY
48197 | Permanently Closed | 2009-06-01 | 1990-09-01 | 2010-04-23 | Petroleum | Unleaded gasoline | Unleaded gasoline | Retail | Steel | Single Wall | Coated & cathodic protection (sti-P3) |  | Single Wall |  |  | Catchment Basin | Flow Rest 90% Full | Flow Rest 90% Full |  |  | Statistical Inventory Reconciliation (SIR) | [8 empty] | UST Currently In Use: 0; UST Temp Close: 0; AST Currently In Use: 0; AST Temp Closed: 0 | 0 | 0 | 2 | 23459-049-018177 | PAUL & GINNY ZULKER
48198 | Permanently Closed | 2009-06-01 | 1990-09-01 | 2010-04-23 | Petroleum | Premium gasoline | Premium gasoline | Retail | Single Wall | Single Wall | Coated & cathodic protection (sti-P3) |  | Fiberglass reinforced plastic |  |  | Catchment Basin | Flow Rest 90% Full | Flow Rest 90% Full |  |  | Statistical Inventory Reconciliation (SIR) | [8 empty] | UST Currently In Use: 0; UST Temp Close: 0; AST Currently In Use: 0; AST Temp Closed: 0 | 0 | 0 | 2 | 23459-049-018177 | PAUL & GINNY ZULKER
48199 | Temporary Closed | 2016-03-31 | 1998-08-14 |  | Petroleum | Unleaded gasoline | Unleaded gasoline | Retail | Fiberglass coated steel | Fiberglass coated steel |  |  | Fiberglass reinforced plastic |  | 1901-01-01 | Catchment Basin | Flow Rest 90% Full | Flow Rest 90% Full |  |  | Statistical Inventory Reconciliation (SIR) | [8 empty] | UST Currently In Use: 0; UST Temp Close: 1; AST Currently In Use: 0; AST Temp Closed: 0 | 0 | 1 | 3 | 24556-049-000207 | LARRY HAYNES
48200 | Temporary Closed | 2011-07-01 | 1997-08-06 |  | Petroleum | Unleaded gasoline | Unleaded gasoline | Retail | Steel | Steel | Coated & cathodic protection (sti-P3) |  | Fiberglass reinforced plastic |  |  | Catchment Basin | Flow Rest 90% Full | Flow Rest 90% Full |  |  | Statistical Inventory Reconciliation (SIR) |  | Automatic flow restrictor (MLLD) | Automatic flow restrictor (MLLD) |  |  | Statistical inventory reconciliation (SIR) | Statistical inventory reconciliation (SIR) |  | UST Currently In Use: 0; UST Temp Close: 2; AST Currently In Use: 0; AST Temp Closed: 0 | 0 | 2 | 0 | 23512-001-018178 | BARBARA & TIMOTHY DAY
48201 | Temporary Closed | 2011-07-01 | 1997-08-06 |  | Petroleum | On road diesel | On road diesel | Retail | Steel | Steel | Coated & cathodic protection (sti-P3) |  | Fiberglass reinforced plastic |  |  | Catchment Basin | Flow Rest 90% Full | Flow Rest 90% Full |  |  | Statistical Inventory Reconciliation (SIR) |  | Automatic flow restrictor (MLLD) | Automatic flow restrictor (MLLD) |  |  | Statistical inventory reconciliation (SIR) | Statistical inventory reconciliation (SIR) |  | UST Currently In Use: 0; UST Temp Close: 2; AST Currently In Use: 0; AST Temp Closed: 0 | 0 | 2 | 0 | 23512-001-018178 | BARBARA & TIMOTHY DAY
48202 | Currently in Use |  | 1991-07-01 |  | Petroleum | Unleaded gasoline | Unleaded gasoline | Retail | Steel | Steel | Coated & cathodic protection (sti-P3) |  | Fiberglass reinforced plastic |  |  | Catchment Basin | Automatic shutoff device At 95% full | Automatic shutoff device At 95% full |  |  | Statistical Inventory Reconciliation (SIR) | [8 empty] | UST Currently In Use: 1; UST Temp Close: 1; AST Currently In Use: 0; AST Temp Closed: 0 | 1 | 1 | 3 | 25192-125-011192 | KAMAL ALREYASHI
48203 | Temporary Closed | 2018-02-16 | 1991-07-01 |  | Petroleum | Premium gasoline | Premium gasoline | Retail | Steel | Steel | Coated & cathodic protection (sti-P3) |  | Fiberglass reinforced plastic |  |  | Catchment Basin | Automatic shutoff device At 95% full | Automatic shutoff device At 95% full |  |  | Statistical Inventory Reconciliation (SIR) | [8 empty] | UST Currently In Use: 1; UST Temp Close: 1; AST Currently In Use: 0; AST Temp Closed: 0 | 1 | 1 | 3 | 25192-125-011192 | KAMAL ALREYASHI
48204 | Temporary Closed | 2017-10-11 | 1987-01-04 |  | Petroleum | Unleaded gasoline | Unleaded gasoline | Retail | Steel | Steel | Coated & cathodic protection (sti-P3) |  | Steel |  |  | Catchment Basin | Automatic shutoff device At 95% full | Automatic shutoff device At 95% full |  |  | Statistical Inventory Reconciliation (SIR) | [8 empty] | UST Currently In Use: 0; UST Temp Close: 2; AST Currently In Use: 0; AST Temp Closed: 0 | 0 | 2 | 0 | 20612-097-018179 | RUTH M. HOPKINS JOHNSTON
48205 | Temporary Closed | 2017-10-11 | 1987-01-04 |  | Petroleum | Mid-grade gasoline | Mid-grade gasoline | Retail | Steel | Steel | Coated & cathodic protection (sti-P3) |  | Steel |  |  | Catchment Basin | Automatic shutoff device At 95% full | Automatic shutoff device At 95% full |  |  | Statistical Inventory Reconciliation (SIR) | [8 empty] | UST Currently In Use: 0; UST Temp Close: 2; AST Currently In Use: 0; AST Temp Closed: 0 | 0 | 2 | 0 | 20612-097-018179 | RUTH M. HOPKINS JOHNSTON
48206 | Currently in Use |  | 1997-10-01 |  | Petroleum | On road diesel | On road diesel | Industrial | Fiberglass reinforced plastic | Fiberglass reinforced plastic |  |  | Fiberglass reinforced plastic |  | 1901-01-01 | Catchment Basin | Automatic shutoff device At 95% full | Automatic shutoff device At 95% full | Interstitial Monitoring within Secondary Containment | SENSOR TO ATG | Continuous Automatic Tank Gauge |  | Automatic flow restrictor (MLLD) | Automatic flow restrictor (MLLD) |  |  | Annual line testing | Annual line testing |  | UST Currently In Use: 2; UST Temp Close: 0; AST Currently In Use: 0; AST Temp Closed: 0 | 2 | 0 | 6 | 12108-073-000124 | GOLDEN FLAKE SNACKFOOD ATTN TRANSPOR
48207 | Currently in Use |  | 1997-10-01 |  | Petroleum | On road diesel | On road diesel | Industrial | Fiberglass reinforced plastic | Fiberglass reinforced plastic |  |  | Fiberglass reinforced plastic |  | 1901-01-01 | Catchment Basin | Automatic shutoff device At 95% full | Automatic shutoff device At 95% full | Interstitial Monitoring within Secondary Containment | SENSOR TO ATG | Continuous Automatic Tank Gauge | [8 empty] | UST Currently In Use: 2; UST Temp Close: 0; AST Currently In Use: 0; AST Temp Closed: 0 | 2 | 0 | 6 | 12108-073-000124 | GOLDEN FLAKE SNACKFOOD ATTN TRANSPOR
48208 | Permanently Closed | 1998-07-01 | 1901-01-01 | 1999-10-28 | Petroleum | Unleaded gasoline | Unleaded gasoline | Retail | Steel | Steel |  | Painted or None | Steel |  | 1901-01-01 | [14 empty] | UST Currently In Use: 0; UST Temp Close: 0; AST Currently In Use: 0; AST Temp Closed: 0 | 0 | 0 | 3 | 20615-097-018180 | CREOLA WINCHESTER
48209 | Permanently Closed | 1998-07-01 | 1901-01-01 | 1999-10-28 | Petroleum | Mid-grade gasoline | Mid-grade gasoline | Retail | Steel | Steel |  | Painted or None | Steel |  | 1901-01-01 | [14 empty] | UST Currently In Use: 0; UST Temp Close: 0; AST Currently In Use: 0; AST Temp Closed: 0 | 0 | 0 | 3 | 20615-097-018180 | CREOLA WINCHESTER
48210 | Permanently Closed | 1998-07-01 | 1901-01-01 | 1999-10-28 | Petroleum | Premium gasoline | Premium gasoline | Retail | Steel | Steel |  | Painted or None | Steel |  | 1901-01-01 | [14 empty] | UST Currently In Use: 0; UST Temp Close: 0; AST Currently In Use: 0; AST Temp Closed: 0 | 0 | 0 | 3 | 20615-097-018180 | CREOLA WINCHESTER
48211 | Currently in Use |  | 1991-03-12 |  | Petroleum | Unleaded gasoline | Unleaded gasoline | Retail | Steel | Steel | Coated & cathodic protection (sti-P3) |  | Fiberglass reinforced plastic |  |  | Catchment Basin | Flow Rest 90% Full | Flow Rest 90% Full |  |  | Statistical Inventory Reconciliation (SIR) |  | Automatic flow restrictor (MLLD) | Automatic flow restrictor (MLLD) |  |  | Statistical inventory reconciliation (SIR) | Annual line testing |  | UST Currently In Use: 4; UST Temp Close: 1; AST Currently In Use: 0; AST Temp Closed: 0 | 4 | 1 | 0 | 22011-129-005218 | TATE'S SERVICE CENTER, INC.
48212 | Temporary Closed | 2016-01-01 | 1991-03-12 |  | Petroleum | Premium gasoline | Premium gasoline | Retail | STIP3 | Steel | Coated & cathodic protection (sti-P3) |  | Fiberglass reinforced plastic |  |  | Catchment Basin | Flow Rest 90% Full | Flow Rest 90% Full |  |  | Statistical Inventory Reconciliation (SIR) |  | Automatic flow restrictor (MLLD) | Automatic flow restrictor (MLLD) |  |  | Statistical inventory reconciliation (SIR) | Statistical inventory reconciliation (SIR) |  | UST Currently In Use: 4; UST Temp Close: 1; AST Currently In Use: 0; AST Temp Closed: 0 | 4 | 1 | 0 | 22011-129-005218 | TATE'S SERVICE CENTER, INC.
48213 | Currently in Use |  | 1991-03-12 |  | Petroleum | Unleaded gasoline | Unleaded gasoline | Retail | Steel | Steel | Coated & cathodic protection (sti-P3) |  | Fiberglass reinforced plastic |  |  | Catchment Basin | Flow Rest 90% Full | Flow Rest 90% Full |  |  | Statistical Inventory Reconciliation (SIR) |  | Automatic flow restrictor (MLLD) | Automatic flow restrictor (MLLD) |  |  | Statistical inventory reconciliation (SIR) | Annual line testing |  | UST Currently In Use: 4; UST Temp Close: 1; AST Currently In Use: 0; AST Temp Closed: 0 | 4 | 1 | 0 | 22011-129-005218 | TATE'S SERVICE CENTER, INC.
48214 | Currently in Use |  | 1986-01-01 |  | Petroleum | On road diesel | On road diesel | Retail | Steel | Steel | Coated & cathodic protection (sti-P3) |  | Steel |  |  | Catchment Basin | Flow Rest 90% Full | Automatic shutoff device At 95% full |  |  | Statistical Inventory Reconciliation (SIR) | [8 empty] | UST Currently In Use: 4; UST Temp Close: 1; AST Currently In Use: 0; AST Temp Closed: 0 | 4 | 1 | 0 | 22011-129-005218 | TATE'S SERVICE CENTER, INC.
48215 | Currently in Use |  | 1986-01-01 |  | Petroleum | On road diesel | On road diesel | Retail | Steel | Steel | Coated & cathodic protection (sti-P3) |  | Steel |  |  | Catchment Basin | Flow Rest 90% Full | Automatic shutoff device At 95% full |  |  | Statistical Inventory Reconciliation (SIR) | [8 empty] | UST Currently In Use: 4; UST Temp Close: 1; AST Currently In Use: 0; AST Temp Closed: 0 | 4 | 1 | 0 | 22011-129-005218 | TATE'S SERVICE CENTER, INC.
48216 | Currently in Use |  | 1993-07-01 |  | Petroleum | Unleaded gasoline | Unleaded gasoline | Retail | Steel | Steel | Coated & cathodic protection (sti-P3) |  | Fiberglass reinforced plastic |  |  | Catchment Basin | Flow Rest 90% Full | Flow Rest 90% Full |  |  | Continuous Automatic Tank Gauge |  | Automatic flow restrictor (MLLD) | Automatic flow restrictor (MLLD) | Interstitial Monitoring within Secondary Containment |  | Continuous alarm system | Continuous alarm system |  | UST Currently In Use: 5; UST Temp Close: 0; AST Currently In Use: 0; AST Temp Closed: 0 | 5 | 0 | 0 | 21576-117-018181 | SPEED-TRAC INC
48217 | Currently in Use |  | 1993-07-01 |  | Petroleum | Mid-grade gasoline | Mid-grade gasoline | Retail | Steel | Steel | Coated & cathodic protection (sti-P3) |  | Fiberglass reinforced plastic |  |  | Catchment Basin | Flow Rest 90% Full | Flow Rest 90% Full |  |  | Continuous Automatic Tank Gauge |  | Automatic flow restrictor (MLLD) | Automatic flow restrictor (MLLD) | Interstitial Monitoring within Secondary Containment |  | Continuous alarm system | Continuous alarm system |  | UST Currently In Use: 5; UST Temp Close: 0; AST Currently In Use: 0; AST Temp Closed: 0 | 5 | 0 | 0 | 21576-117-018181 | SPEED-TRAC INC
48218 | Currently in Use |  | 1993-07-01 |  | Petroleum | Premium gasoline | Premium gasoline | Retail | Steel | Steel | Coated & cathodic protection (sti-P3) |  | Fiberglass reinforced plastic |  |  | Catchment Basin | Flow Rest 90% Full | Flow Rest 90% Full |  |  | Continuous Automatic Tank Gauge |  | Automatic flow restrictor (MLLD) | Automatic flow restrictor (MLLD) | Interstitial Monitoring within Secondary Containment |  | Continuous alarm system | Continuous alarm system |  | UST Currently In Use: 5; UST Temp Close: 0; AST Currently In Use: 0; AST Temp Closed: 0 | 5 | 0 | 0 | 21576-117-018181 | SPEED-TRAC INC
48219 | Currently in Use |  | 1993-07-01 |  | Petroleum | On road diesel | On road diesel | Retail | Steel | Steel | Coated & cathodic protection (sti-P3) |  | Fiberglass reinforced plastic |  |  | Catchment Basin | Flow Rest 90% Full | Flow Rest 90% Full |  |  | Continuous Automatic Tank Gauge |  | Automatic flow restrictor (MLLD) | Automatic flow restrictor (MLLD) | Interstitial Monitoring within Secondary Containment |  | Continuous alarm system | Continuous alarm system |  | UST Currently In Use: 5; UST Temp Close: 0; AST Currently In Use: 0; AST Temp Closed: 0 | 5 | 0 | 0 | 21576-117-018181 | SPEED-TRAC INC
48220 | Currently in Use |  | 1993-07-01 |  | Petroleum | On road diesel | On road diesel | Retail | Steel | Steel | Coated & cathodic protection (sti-P3) |  | Fiberglass reinforced plastic |  |  | Catchment Basin | Flow Rest 90% Full | Flow Rest 90% Full |  |  | Continuous Automatic Tank Gauge |  | Automatic flow restrictor (MLLD) | Automatic flow restrictor (MLLD) | Interstitial Monitoring within Secondary Containment |  | Continuous alarm system | Continuous alarm system |  | UST Currently In Use: 5; UST Temp Close: 0; AST Currently In Use: 0; AST Temp Closed: 0 | 5 | 0 | 0 | 21576-117-018181 | SPEED-TRAC INC
48221 | Currently in Use |  | 1998-12-05 |  | Petroleum | Unleaded gasoline | Unleaded gasoline | Retail | Single Wall | Single Wall | Coated & cathodic protection (sti-P3) |  | POLYTECH | APT |  | Catchment Basin | Flow Rest 90% Full | Flow Rest 90% Full |  |  | Continuous Automatic Tank Gauge |  | Containment Sump | Automatic flow restrictor (MLLD) |  |  | Annual line testing | Annual line testing |  | UST Currently In Use: 3; UST Temp Close: 0; AST Currently In Use: 0; AST Temp Closed: 0 | 3 | 0 | 0 | 10249-073-018182 | ANDALUSIA ENTERPRISES INC.
48222 | Currently in Use |  | 1998-12-05 |  | Petroleum | Premium gasoline | Premium gasoline | Retail | Single Wall | Single Wall | Coated & cathodic protection (sti-P3) |  | Flexible | APT |  | Catchment Basin | Flow Rest 90% Full | Flow Rest 90% Full |  |  | Continuous Automatic Tank Gauge |  | Containment Sump | Automatic flow restrictor (MLLD) |  |  | Annual line testing | Annual line testing |  | UST Currently In Use: 3; UST Temp Close: 0; AST Currently In Use: 0; AST Temp Closed: 0 | 3 | 0 | 0 | 10249-073-018182 | ANDALUSIA ENTERPRISES INC.
48223 | Currently in Use |  | 1998-12-05 |  | Petroleum | On road diesel | On road diesel | Retail | 5D/5OFFD | Single Wall | Coated & cathodic protection (sti-P3) |  | Double Wall | APT |  | Catchment Basin | Flow Rest 90% Full | Flow Rest 90% Full |  |  | Continuous Automatic Tank Gauge |  | Containment Sump | Automatic flow restrictor (MLLD) |  |  | Annual line testing | Annual line testing |  | UST Currently In Use: 3; UST Temp Close: 0; AST Currently In Use: 0; AST Temp Closed: 0 | 3 | 0 | 0 | 10249-073-018182 | ANDALUSIA ENTERPRISES INC.
48224 | Currently in Use |  | 1998-07-15 |  | Petroleum | Unleaded gasoline | Unleaded gasoline | Retail | Single Wall | Fiberglass coated steel |  |  | Fiberglass reinforced plastic |  | 1901-01-01 | Catchment Basin | Automatic shutoff device At 95% full | Automatic shutoff device At 95% full |  |  | Continuous Automatic Tank Gauge |  | Automatic flow restrictor (MLLD) | Automatic flow restrictor (MLLD) |  |  | Annual line testing | Annual line testing |  | UST Currently In Use: 3; UST Temp Close: 0; AST Currently In Use: 0; AST Temp Closed: 0 | 3 | 0 | 0 | 22176-073-018183 | CIRCLE K
48225 | Currently in Use |  | 1998-07-15 |  | Petroleum | Premium gasoline | Premium gasoline | Retail | Fiberglass coated steel | Fiberglass coated steel |  |  | Double Wall |  | 1901-01-01 | Catchment Basin | Flow Rest 90% Full | Flow Rest 90% Full |  |  | Continuous Automatic Tank Gauge |  | Automatic flow restrictor (MLLD) | Automatic flow restrictor (MLLD) |  |  | Annual line testing | Annual line testing |  | UST Currently In Use: 3; UST Temp Close: 0; AST Currently In Use: 0; AST Temp Closed: 0 | 3 | 0 | 0 | 22176-073-018183 | CIRCLE K
48226 | Currently in Use |  | 1998-07-15 |  | Petroleum | On road diesel | On road diesel | Retail | Fiberglass coated steel | Fiberglass coated steel |  |  | 2-PIECES |  | 1901-01-01 | Catchment Basin | Flow Rest 90% Full | Flow Rest 90% Full |  |  | Automatic Tank Gauge |  | Containment Sump | Automatic flow restrictor (MLLD) |  |  | Annual line testing | Annual line testing |  | UST Currently In Use: 3; UST Temp Close: 0; AST Currently In Use: 0; AST Temp Closed: 0 | 3 | 0 | 0 | 22176-073-018183 | CIRCLE K
48227 | Permanently Closed | 2000-09-26 | 1986-01-01 | 2001-04-19 | Petroleum | Unleaded gasoline | Unleaded gasoline | Retail |  |  | Coated & cathodic protection (sti-P3) |  | Fiberglass reinforced plastic |  | 1901-01-01 | Catchment Basin | Automatic shutoff device At 95% full | Automatic shutoff device At 95% full |  |  | Statistical Inventory Reconciliation (SIR) | [8 empty] | UST Currently In Use: 0; UST Temp Close: 0; AST Currently In Use: 0; AST Temp Closed: 0 | 0 | 0 | 2 | 20621-117-018184 | PETER SHUNNARAH
48228 | Permanently Closed | 2000-09-26 | 1986-01-01 | 2001-04-19 | Petroleum | Premium gasoline | Premium gasoline | Retail | Steel | Steel | Coated & cathodic protection (sti-P3) |  | Fiberglass reinforced plastic |  | 1901-01-01 | Catchment Basin | Automatic shutoff device At 95% full | Automatic shutoff device At 95% full |  |  | Statistical Inventory Reconciliation (SIR) | [8 empty] | UST Currently In Use: 0; UST Temp Close: 0; AST Currently In Use: 0; AST Temp Closed: 0 | 0 | 0 | 2 | 20621-117-018184 | PETER SHUNNARAH
48229 | Currently in Use |  | 1998-05-30 |  | Petroleum | Unleaded gasoline | Unleaded gasoline | Retail | Steel | Steel | Coated & cathodic protection (sti-P3) |  | Flexible |  |  | Catchment Basin | Automatic shutoff device At 95% full | Automatic shutoff device At 95% full |  |  | Statistical Inventory Reconciliation (SIR) | [8 empty] | UST Currently In Use: 1; UST Temp Close: 0; AST Currently In Use: 0; AST Temp Closed: 0 | 1 | 0 | 3 | 10249-021-004384 | ANDALUSIA ENTERPRISES INC.
48230 | Currently in Use |  | 1998-10-08 |  | Petroleum | Premium gasoline | Premium gasoline | Retail | Double Wall | Double Wall | DBL WALL |  | Double Wall |  |  | Catchment Basin | Automatic shutoff device At 95% full | Automatic shutoff device At 95% full | Interstitial Monitoring within Secondary Containment | SENSOR TO ATG | Continuous Automatic Tank Gauge |  | Automatic flow restrictor (MLLD) | Automatic flow restrictor (MLLD) |  | SENSOR TO ATG | Continuous alarm system | Annual line testing |  | UST Currently In Use: 2; UST Temp Close: 0; AST Currently In Use: 0; AST Temp Closed: 0 | 2 | 0 | 0 | 13929-097-018185 | PRINCE OIL COMPANY, INC.
48231 | Currently in Use |  | 1998-10-08 |  | Petroleum | Unleaded gasoline | Unleaded gasoline | Retail | Double Wall | Double Wall | Coated & cathodic protection (sti-P3) |  | Double Wall |  |  | Catchment Basin | Flow Rest 90% Full | Flow Rest 90% Full | Interstitial Monitoring within Secondary Containment | SENSOR TO ATG | Continuous Automatic Tank Gauge |  | Automatic flow restrictor (MLLD) | Automatic flow restrictor (MLLD) |  | SENSOR TO ATG | Annual line testing | Annual line testing |  | UST Currently In Use: 2; UST Temp Close: 0; AST Currently In Use: 0; AST Temp Closed: 0 | 2 | 0 | 0 | 13929-097-018185 | PRINCE OIL COMPANY, INC.
48232 | Currently in Use |  | 1998-10-21 |  | Petroleum | Premium gasoline | Premium gasoline | Retail | Steel | Steel | Coated & cathodic protection (sti-P3) |  | Fiberglass reinforced plastic |  |  | Catchment Basin | Flow Rest 90% Full | Flow Rest 90% Full | Interstitial Monitoring within Secondary Containment |  | Continuous Automatic Tank Gauge |  | Containment Sump | Automatic flow restrictor (MLLD) | Interstitial Monitoring within Secondary Containment | SENSOR TO ATG | Annual line testing | Annual line testing |  | UST Currently In Use: 2; UST Temp Close: 0; AST Currently In Use: 0; AST Temp Closed: 0 | 2 | 0 | 0 | 24804-097-018186 | PRA PROPERTIES, LLC
48233 | Currently in Use |  | 1998-10-21 |  | Petroleum | Unleaded gasoline | Unleaded gasoline | Retail | Steel | Steel | Coated & cathodic protection (sti-P3) |  | Fiberglass reinforced plastic |  |  | Catchment Basin | Flow Rest 90% Full | Flow Rest 90% Full | Interstitial Monitoring within Secondary Containment |  | Continuous Automatic Tank Gauge |  | Containment Sump | Automatic flow restrictor (MLLD) | Interstitial Monitoring within Secondary Containment | SENSOR TO ATG | Continuous alarm system | Annual line testing |  | UST Currently In Use: 2; UST Temp Close: 0; AST Currently In Use: 0; AST Temp Closed: 0 | 2 | 0 | 0 | 24804-097-018186 | PRA PROPERTIES, LLC
48234 | Currently in Use |  | 1998-12-11 |  | Petroleum | On road diesel | On road diesel | Industrial | Fiberglass coated steel | Fiberglass coated steel |  |  | Single Wall |  |  | Catchment Basin | Automatic shutoff device At 95% full | Automatic shutoff device At 95% full |  |  | Automatic Tank Gauge | [8 empty] | UST Currently In Use: 1; UST Temp Close: 0; AST Currently In Use: 1; AST Temp Closed: 0 | 1 | 0 | 1 | 13145-103-001843 | LITTRELL LUMBER MILL INC
48235 | Currently in Use |  | 1998-12-18 |  | Petroleum | Premium gasoline | Premium gasoline | Retail | Double Wall | Double Wall |  |  | Flexible |  | 1901-01-01 | Catchment Basin | Automatic shutoff device At 95% full | Automatic shutoff device At 95% full |  |  | Automatic Tank Gauge | Single walled submersible pump containment sump | Automatic flow restrictor (MLLD) | Automatic flow restrictor (MLLD) |  |  | Statistical inventory reconciliation (SIR) | Statistical inventory reconciliation (SIR) |  | UST Currently In Use: 5; UST Temp Close: 0; AST Currently In Use: 0; AST Temp Closed: 0 | 5 | 0 | 5 | 11576-089-004814 | DUTCH OIL COMPANY
48236 | Currently in Use |  | 1998-12-18 |  | Petroleum | Mid-grade gasoline | Mid-grade gasoline | Retail | Double Wall | Double Wall |  |  | Double Wall |  | 1901-01-01 | Catchment Basin | Automatic shutoff device At 95% full | Automatic shutoff device At 95% full |  |  | Statistical Inventory Reconciliation (SIR) | Single walled submersible pump containment sump | Automatic flow restrictor (MLLD) | Automatic flow restrictor (MLLD) |  |  | Statistical inventory reconciliation (SIR) | Statistical inventory reconciliation (SIR) |  | UST Currently In Use: 5; UST Temp Close: 0; AST Currently In Use: 0; AST Temp Closed: 0 | 5 | 0 | 5 | 11576-089-004814 | DUTCH OIL COMPANY
48237 | Currently in Use |  | 1998-12-18 |  | Petroleum | Unleaded gasoline | Unleaded gasoline | Retail | Double Wall | Double Wall |  |  | Double Wall |  | 1901-01-01 | Catchment Basin | Automatic shutoff device At 95% full | Automatic shutoff device At 95% full |  |  | Automatic Tank Gauge | Single walled submersible pump containment sump | Containment Sump | Automatic flow restrictor (MLLD) |  |  | Statistical inventory reconciliation (SIR) | Statistical inventory reconciliation (SIR) |  | UST Currently In Use: 5; UST Temp Close: 0; AST Currently In Use: 0; AST Temp Closed: 0 | 5 | 0 | 5 | 11576-089-004814 | DUTCH OIL COMPANY
48238 | Currently in Use |  | 1998-12-18 |  | Petroleum | On road diesel | On road diesel | Retail | Fiberglass reinforced plastic | Double Wall |  |  | Flexible |  | 1901-01-01 | Catchment Basin | Automatic shutoff device At 95% full | Automatic shutoff device At 95% full |  |  | Automatic Tank Gauge | Single walled submersible pump containment sump | Containment Sump | Automatic flow restrictor (MLLD) |  |  | Statistical inventory reconciliation (SIR) | Statistical inventory reconciliation (SIR) |  | UST Currently In Use: 5; UST Temp Close: 0; AST Currently In Use: 0; AST Temp Closed: 0 | 5 | 0 | 5 | 11576-089-004814 | DUTCH OIL COMPANY
48239 | Currently in Use |  | 1998-12-18 |  | Petroleum | Kerosene | Kerosene | Retail | Fiberglass reinforced plastic | Double Wall |  |  | Double Wall |  | 1901-01-01 | Catchment Basin | Automatic shutoff device At 95% full | Automatic shutoff device At 95% full |  |  | Statistical Inventory Reconciliation (SIR) | [8 empty] | UST Currently In Use: 5; UST Temp Close: 0; AST Currently In Use: 0; AST Temp Closed: 0 | 5 | 0 | 5 | 11576-089-004814 | DUTCH OIL COMPANY
48240 | Temporary Closed | 2012-11-01 | 1997-07-14 |  | Petroleum | Premium gasoline | Premium gasoline | Retail | Steel | Single Wall | Coated & cathodic protection (sti-P3) |  | Flexible |  |  | Catchment Basin | Flow Rest 90% Full | Flow Rest 90% Full |  |  | Continuous Automatic Tank Gauge |  | Automatic flow restrictor (MLLD) | Automatic flow restrictor (MLLD) | Interstitial Monitoring within Secondary Containment | SENSOR TO ATG |  |  |  | UST Currently In Use: 0; UST Temp Close: 3; AST Currently In Use: 0; AST Temp Closed: 0 | 0 | 3 | 3 | 19750-033-004703 | GEORGE FOSTER
48241 | Permanently Closed | 2004-06-01 | 1998-12-10 | 2023-06-08 | Petroleum | On road diesel | On road diesel | Industrial | Fiberglass reinforced plastic | Fiberglass reinforced plastic |  |  | Flexible |  | 1901-01-01 | Catchment Basin | Automatic shutoff device At 95% full | Audible high level alarm At 90% full | Interstitial Monitoring within Secondary Containment |  | Continuous Automatic Tank Gauge |  | Automatic shutoff device (AELLD) | Automatic shutoff device (AELLD) | [5 empty] | UST Currently In Use: 0; UST Temp Close: 0; AST Currently In Use: 0; AST Temp Closed: 0 | 0 | 0 | 3 | 10146-097-011542 | ALABAMA POWER COMPANY
48242 | Currently in Use |  | 1998-11-12 |  | Petroleum | Unleaded gasoline | Unleaded gasoline | Retail | Fiberglass reinforced plastic | Fiberglass reinforced plastic |  |  | Flexible |  |  | Catchment Basin | Flow Rest 90% Full | Flow Rest 90% Full |  |  | Continuous Automatic Tank Gauge | Single walled submersible pump containment sump | Automatic flow restrictor (MLLD) | Automatic flow restrictor (MLLD) |  |  | Annual line testing | Annual line testing |  | UST Currently In Use: 4; UST Temp Close: 0; AST Currently In Use: 0; AST Temp Closed: 0 | 4 | 0 | 0 | 13529-093-018187 | MOORE PETROLEUM COMPANY, INC.
48243 | Currently in Use |  | 1998-11-12 |  | Petroleum | Premium gasoline | Premium gasoline | Retail | Fiberglass reinforced plastic | Fiberglass reinforced plastic |  |  | Double Wall |  |  | Catchment Basin | Flow Rest 90% Full | Flow Rest 90% Full |  |  | Continuous Automatic Tank Gauge | Single walled submersible pump containment sump | Automatic flow restrictor (MLLD) | Automatic flow restrictor (MLLD) |  |  | Annual line testing | Annual line testing |  | UST Currently In Use: 4; UST Temp Close: 0; AST Currently In Use: 0; AST Temp Closed: 0 | 4 | 0 | 0 | 13529-093-018187 | MOORE PETROLEUM COMPANY, INC.
48244 | Currently in Use |  | 1998-11-12 |  | Petroleum | On road diesel | On road diesel | Retail | Fiberglass reinforced plastic | Fiberglass reinforced plastic |  |  | Double Wall |  |  | Catchment Basin | Flow Rest 90% Full | Flow Rest 90% Full |  |  | Continuous Automatic Tank Gauge | Single walled submersible pump containment sump | Automatic flow restrictor (MLLD) | Automatic flow restrictor (MLLD) |  |  | Annual line testing | Annual line testing |  | UST Currently In Use: 4; UST Temp Close: 0; AST Currently In Use: 0; AST Temp Closed: 0 | 4 | 0 | 0 | 13529-093-018187 | MOORE PETROLEUM COMPANY, INC.
48245 | Currently in Use |  | 1998-11-12 |  | Petroleum | On road diesel | On road diesel | Retail | Fiberglass reinforced plastic | Fiberglass reinforced plastic |  |  | Double Wall |  |  | Catchment Basin | Flow Rest 90% Full | Flow Rest 90% Full |  |  | Continuous Automatic Tank Gauge | Single walled submersible pump containment sump | Automatic flow restrictor (MLLD) | Automatic flow restrictor (MLLD) |  |  | Annual line testing | Annual line testing |  | UST Currently In Use: 4; UST Temp Close: 0; AST Currently In Use: 0; AST Temp Closed: 0 | 4 | 0 | 0 | 13529-093-018187 | MOORE PETROLEUM COMPANY, INC.
48246 | Currently in Use |  | 1999-01-15 |  | Petroleum | Unleaded gasoline | Unleaded gasoline | Retail | Steel | Single Wall | Coated & cathodic protection (sti-P3) |  | Single Wall |  |  | Catchment Basin | Automatic shutoff device At 95% full | Automatic shutoff device At 95% full |  |  | Statistical Inventory Reconciliation (SIR) | [8 empty] | UST Currently In Use: 2; UST Temp Close: 0; AST Currently In Use: 0; AST Temp Closed: 0 | 2 | 0 | 0 | 25819-083-013465 | FADHL A ABUHAMRA
48247 | Currently in Use |  | 1999-01-15 |  | Petroleum | Unleaded gasoline | Unleaded gasoline | Retail | Steel | Single Wall | Coated & cathodic protection (sti-P3) |  | Single Wall |  |  | Catchment Basin | Automatic shutoff device At 95% full | Automatic shutoff device At 95% full |  |  | Statistical Inventory Reconciliation (SIR) | [8 empty] | UST Currently In Use: 2; UST Temp Close: 0; AST Currently In Use: 0; AST Temp Closed: 0 | 2 | 0 | 0 | 25819-083-013465 | FADHL A ABUHAMRA
48248 | Permanently Closed | 1998-12-01 | 1951-01-01 |  | Petroleum | On road diesel | On road diesel | Bulk facility | Steel | Steel | DONT KNOW |  | Steel |  | 1901-01-01 | [5 empty] | Statistical Inventory Reconciliation (SIR) | [8 empty] | UST Currently In Use: 0; UST Temp Close: 0; AST Currently In Use: 0; AST Temp Closed: 0 | 0 | 0 | 1 | 20624-095-018188 | ARAB CARTAGE & EXPRESS CO INC
48249 | Currently in Use |  | 1995-06-02 |  | Petroleum | Unleaded gasoline | Unleaded gasoline | Retail | Steel | Single Wall | Field installed cathodic protection |  | Fiberglass reinforced plastic |  |  | Catchment Basin | Flow Rest 90% Full | Flow Rest 90% Full |  |  | Continuous Automatic Tank Gauge |  | Automatic flow restrictor (MLLD) | Automatic flow restrictor (MLLD) |  |  | Annual line testing | Annual line testing |  | UST Currently In Use: 3; UST Temp Close: 1; AST Currently In Use: 0; AST Temp Closed: 0 | 3 | 1 | 0 | 23429-015-003674 | MUSA PROPERTIES, LLC
48250 | Permanently Closed | 2001-07-01 | 1990-10-01 | 2001-11-13 | Petroleum | Unleaded gasoline | Unleaded gasoline | Retail | Steel | Steel | Coated & cathodic protection (sti-P3) |  | Fiberglass reinforced plastic |  | 1901-01-01 | Catchment Basin | Automatic shutoff device At 95% full | Automatic shutoff device At 95% full |  |  | Statistical Inventory Reconciliation (SIR) | [5 empty] | Other | Other |  | UST Currently In Use: 2; UST Temp Close: 0; AST Currently In Use: 0; AST Temp Closed: 0 | 2 | 0 | 2 | 22923-081-018190 | VIJAY PATEL
48251 | Permanently Closed | 2001-07-01 | 1990-10-01 | 2001-11-13 | Petroleum | Mid-grade gasoline | Mid-grade gasoline | Retail | Steel | Steel | Coated & cathodic protection (sti-P3) |  | Fiberglass reinforced plastic |  | 1901-01-01 | Catchment Basin | Automatic shutoff device At 95% full | Automatic shutoff device At 95% full |  |  | Statistical Inventory Reconciliation (SIR) | [5 empty] | X | Other |  | UST Currently In Use: 2; UST Temp Close: 0; AST Currently In Use: 0; AST Temp Closed: 0 | 2 | 0 | 2 | 22923-081-018190 | VIJAY PATEL
48252 | Currently in Use |  | 1990-10-01 |  | Petroleum | Other, CONV | Other | Retail | Steel | Steel | Coated & cathodic protection (sti-P3) |  | Fiberglass reinforced plastic |  |  | Catchment Basin | Automatic shutoff device At 95% full | Automatic shutoff device At 95% full |  |  | Automatic Tank Gauge | [8 empty] | UST Currently In Use: 2; UST Temp Close: 0; AST Currently In Use: 0; AST Temp Closed: 0 | 2 | 0 | 2 | 22923-081-018190 | VIJAY PATEL
48253 | Temporary Closed | 2018-09-17 | 1998-11-19 |  | Petroleum | On road diesel | On road diesel | Local government | Fiberglass coated steel | Fiberglass coated steel |  |  | Fiberglass reinforced plastic |  | 1901-01-01 | Catchment Basin | Flow Rest 90% Full | Flow Rest 90% Full |  |  | Statistical Inventory Reconciliation (SIR) | [8 empty] | UST Currently In Use: 0; UST Temp Close: 1; AST Currently In Use: 0; AST Temp Closed: 0 | 0 | 1 | 2 | 18066-081-017966 | LEE CO BOARD OF EDUCATION
48254 | Temporary Closed | 2008-06-25 | 1991-08-28 |  | Petroleum | Unleaded gasoline | Unleaded gasoline | Retail | Steel | Steel | Coated & cathodic protection (sti-P3) |  | Fiberglass reinforced plastic |  | 1901-01-01 | Catchment Basin | Flow Rest 90% Full | Flow Rest 90% Full |  |  | Automatic Tank Gauge |  | Automatic flow restrictor (MLLD) | Automatic flow restrictor (MLLD) |  |  | Annual line testing | Annual line testing |  | UST Currently In Use: 0; UST Temp Close: 4; AST Currently In Use: 0; AST Temp Closed: 0 | 0 | 4 | 0 | 25291-071-015311 | LINDSEY EVANS LDE PRIDE LLC
48255 | Temporary Closed | 2006-07-28 | 1991-08-28 |  | Petroleum | Mid-grade gasoline | Mid-grade gasoline | Retail | Steel | Steel | Coated & cathodic protection (sti-P3) |  | Fiberglass reinforced plastic |  | 1901-01-01 | Catchment Basin | Flow Rest 90% Full | Flow Rest 90% Full |  |  | Automatic Tank Gauge |  | Automatic flow restrictor (MLLD) | Automatic flow restrictor (MLLD) |  |  | Annual line testing | Annual line testing |  | UST Currently In Use: 0; UST Temp Close: 4; AST Currently In Use: 0; AST Temp Closed: 0 | 0 | 4 | 0 | 25291-071-015311 | LINDSEY EVANS LDE PRIDE LLC
48256 | Temporary Closed | 2006-07-28 | 1991-08-28 |  | Petroleum | Premium gasoline | Premium gasoline | Retail | Steel | Steel | Coated & cathodic protection (sti-P3) |  | Fiberglass reinforced plastic |  | 1901-01-01 | Catchment Basin | Flow Rest 90% Full | Flow Rest 90% Full |  |  | Automatic Tank Gauge |  | Automatic flow restrictor (MLLD) | Automatic flow restrictor (MLLD) |  |  | Annual line testing | Annual line testing |  | UST Currently In Use: 0; UST Temp Close: 4; AST Currently In Use: 0; AST Temp Closed: 0 | 0 | 4 | 0 | 25291-071-015311 | LINDSEY EVANS LDE PRIDE LLC
48257 | Temporary Closed | 2020-01-10 | 1991-08-28 |  | Petroleum | On road diesel | On road diesel | Retail | Steel | Steel | Coated & cathodic protection (sti-P3) |  | Fiberglass reinforced plastic |  | 1901-01-01 | Catchment Basin | Flow Rest 90% Full | Flow Rest 90% Full |  |  | Statistical Inventory Reconciliation (SIR) |  | Automatic flow restrictor (MLLD) | Automatic flow restrictor (MLLD) |  |  | Annual line testing | Annual line testing |  | UST Currently In Use: 0; UST Temp Close: 4; AST Currently In Use: 0; AST Temp Closed: 0 | 0 | 4 | 0 | 25291-071-015311 | LINDSEY EVANS LDE PRIDE LLC
48259 | Permanently Closed | 2017-10-11 | 1998-12-29 | 2018-02-15 | Petroleum | Premium gasoline | Premium gasoline | Retail | Fiberglass coated steel | Fiberglass coated steel |  |  | Flexible |  | 1901-01-01 | Catchment Basin | Flow Rest 90% Full | Flow Rest 90% Full |  |  | Statistical Inventory Reconciliation (SIR) | [8 empty] | UST Currently In Use: 0; UST Temp Close: 0; AST Currently In Use: 0; AST Temp Closed: 0 | 0 | 0 | 7 | 23078-123-010322 | OURTOWN CONVENIENCE LLC
48260 | Permanently Closed | 2017-10-11 | 1998-12-29 | 2018-02-15 | Petroleum | Unleaded gasoline | Unleaded gasoline | Retail | Fiberglass coated steel | Fiberglass coated steel |  |  | Flexible |  | 1901-01-01 | Catchment Basin | Flow Rest 90% Full | Flow Rest 90% Full |  |  | Statistical Inventory Reconciliation (SIR) | [8 empty] | UST Currently In Use: 0; UST Temp Close: 0; AST Currently In Use: 0; AST Temp Closed: 0 | 0 | 0 | 7 | 23078-123-010322 | OURTOWN CONVENIENCE LLC
48262 | Temporary Closed | 2007-10-01 | 1992-02-01 |  | Petroleum | Unleaded gasoline | Unleaded gasoline | State/federal government | Fiberglass reinforced plastic | Fiberglass reinforced plastic |  |  | Fiberglass reinforced plastic |  | 1901-01-01 | Catchment Basin | Audible high level alarm At 90% full | Audible high level alarm At 90% full |  |  | Automatic Tank Gauge | [8 empty] | UST Currently In Use: 0; UST Temp Close: 2; AST Currently In Use: 0; AST Temp Closed: 0 | 0 | 2 | 3 | 12434-089-003136 | CITY OF HUNTSVILLE HOUSING AUTHORITY
48263 | Temporary Closed | 2007-10-01 | 1992-02-01 |  | Petroleum | On road diesel | On road diesel | State/federal government | Fiberglass reinforced plastic | Fiberglass reinforced plastic |  |  | Fiberglass reinforced plastic |  | 1901-01-01 | Catchment Basin | Audible high level alarm At 90% full | Audible high level alarm At 90% full |  |  | Automatic Tank Gauge | [8 empty] | UST Currently In Use: 0; UST Temp Close: 2; AST Currently In Use: 0; AST Temp Closed: 0 | 0 | 2 | 3 | 12434-089-003136 | CITY OF HUNTSVILLE HOUSING AUTHORITY
48267 | Currently in Use |  | 1998-12-09 |  | Petroleum | Premium gasoline | Premium gasoline | Retail | Fiberglass reinforced plastic | Fiberglass reinforced plastic |  |  | Flexible |  | 1901-01-01 | Catchment Basin | Automatic shutoff device At 95% full | Automatic shutoff device At 95% full |  |  | Statistical Inventory Reconciliation (SIR) |  | Containment Sump | Automatic flow restrictor (MLLD) |  |  | Statistical inventory reconciliation (SIR) | Statistical inventory reconciliation (SIR) |  | UST Currently In Use: 2; UST Temp Close: 0; AST Currently In Use: 0; AST Temp Closed: 0 | 2 | 0 | 5 | 11576-089-009930 | DUTCH OIL COMPANY
48268 | Currently in Use |  | 1998-12-09 |  | Petroleum | Unleaded gasoline | Unleaded gasoline | Retail | Fiberglass reinforced plastic | Fiberglass reinforced plastic |  |  | Double Wall |  | 1901-01-01 | Catchment Basin | Automatic shutoff device At 95% full | Automatic shutoff device At 95% full |  |  | Automatic Tank Gauge |  | Automatic flow restrictor (MLLD) | Automatic flow restrictor (MLLD) |  |  | Statistical inventory reconciliation (SIR) | Statistical inventory reconciliation (SIR) |  | UST Currently In Use: 2; UST Temp Close: 0; AST Currently In Use: 0; AST Temp Closed: 0 | 2 | 0 | 5 | 11576-089-009930 | DUTCH OIL COMPANY
48269 | Currently in Use |  | 1998-11-23 |  | Petroleum | Unleaded gasoline | Unleaded gasoline | State/federal government | Fiberglass coated steel | Fiberglass coated steel |  |  | Fiberglass reinforced plastic |  | 1901-01-01 | Catchment Basin | Flow Rest 90% Full | Flow Rest 90% Full |  |  | Continuous Automatic Tank Gauge | [8 empty] | UST Currently In Use: 2; UST Temp Close: 0; AST Currently In Use: 0; AST Temp Closed: 0 | 2 | 0 | 0 | 15114-089-018275 | UNIVERSITY OF ALA IN HUNTSVILLE
48270 | Currently in Use |  | 1998-11-23 |  | Petroleum | On road diesel | On road diesel | State/federal government | Fiberglass coated steel | Fiberglass coated steel |  |  | Fiberglass reinforced plastic |  | 1901-01-01 | Catchment Basin | Flow Rest 90% Full | Flow Rest 90% Full |  |  | Continuous Automatic Tank Gauge | [8 empty] | UST Currently In Use: 2; UST Temp Close: 0; AST Currently In Use: 0; AST Temp Closed: 0 | 2 | 0 | 0 | 15114-089-018275 | UNIVERSITY OF ALA IN HUNTSVILLE
48271 | Currently in Use |  | 1996-07-25 |  | Petroleum | Unleaded gasoline | Unleaded gasoline | Retail | Fiberglass coated steel | Fiberglass coated steel |  |  | Fiberglass reinforced plastic |  | 1901-01-01 | Catchment Basin | Flow Rest 90% Full | Flow Rest 90% Full |  |  | Continuous Automatic Tank Gauge |  | Containment Sump | Automatic flow restrictor (MLLD) |  | SENSOR TO ATG | Annual line testing | Annual line testing |  | UST Currently In Use: 2; UST Temp Close: 0; AST Currently In Use: 0; AST Temp Closed: 0 | 2 | 0 | 0 | 25897-003-018156 | MSM ENTERPRISES LLC
48272 | Currently in Use |  | 1996-07-25 |  | Petroleum | Premium gasoline | Premium gasoline | Retail | Fiberglass coated steel | Fiberglass coated steel |  |  | Fiberglass reinforced plastic |  | 1901-01-01 | Catchment Basin | Flow Rest 90% Full | Flow Rest 90% Full |  |  | Continuous Automatic Tank Gauge |  | Containment Sump | Automatic flow restrictor (MLLD) |  | SENSOR TO ATG | Annual line testing | Annual line testing |  | UST Currently In Use: 2; UST Temp Close: 0; AST Currently In Use: 0; AST Temp Closed: 0 | 2 | 0 | 0 | 25897-003-018156 | MSM ENTERPRISES LLC
48273 | Currently in Use |  | 1986-11-15 |  | Petroleum | Unleaded gasoline | Unleaded gasoline | Industrial | Steel | Single Wall | Coated & cathodic protection (sti-P3) |  | Single Wall |  |  | Catchment Basin | Automatic shutoff device At 95% full | Automatic shutoff device At 95% full |  |  | Automatic Tank Gauge | [8 empty] | UST Currently In Use: 1; UST Temp Close: 0; AST Currently In Use: 0; AST Temp Closed: 0 | 1 | 0 | 2 | 10538-089-018201 | BILL PENNEY MOTOR COMPANY, INC.
48274 | Permanently Closed | 1998-09-01 | 1986-11-15 | 2000-04-20 | Petroleum | Virgin oil | Virgin oil | Retail | Steel | Steel | Coated & cathodic protection (sti-P3) |  | Steel |  | 1901-01-01 | [14 empty] | UST Currently In Use: 1; UST Temp Close: 0; AST Currently In Use: 0; AST Temp Closed: 0 | 1 | 0 | 2 | 10538-089-018201 | BILL PENNEY MOTOR COMPANY, INC.
48275 | Permanently Closed | 1998-09-01 | 1986-11-15 | 2000-04-20 | Petroleum | Used oil | Used oil | Retail | Steel | Steel | Coated & cathodic protection (sti-P3) |  | Steel |  | 1901-01-01 | [14 empty] | UST Currently In Use: 1; UST Temp Close: 0; AST Currently In Use: 0; AST Temp Closed: 0 | 1 | 0 | 2 | 10538-089-018201 | BILL PENNEY MOTOR COMPANY, INC.
48276 | Currently in Use |  | 1998-10-01 |  | Petroleum | Unleaded gasoline | Unleaded gasoline | Retail | Steel | Steel | Field installed cathodic protection |  | Flexible |  |  | Catchment Basin | Automatic shutoff device At 95% full | Automatic shutoff device At 95% full |  |  | Statistical Inventory Reconciliation (SIR) |  | Containment Sump | Automatic flow restrictor (MLLD) |  |  | Statistical inventory reconciliation (SIR) | Statistical inventory reconciliation (SIR) |  | UST Currently In Use: 3; UST Temp Close: 0; AST Currently In Use: 0; AST Temp Closed: 0 | 3 | 0 | 2 | 22576-097-015757 | MICHAEL VAN VO
48277 | Currently in Use |  | 1999-01-10 |  | Petroleum | Unleaded gasoline | Unleaded gasoline | Retail | Fiberglass reinforced plastic | Fiberglass reinforced plastic |  |  | Flexible |  | 1901-01-01 | Catchment Basin | Automatic shutoff device At 95% full | Automatic shutoff device At 95% full |  |  | Automatic Tank Gauge |  | Automatic flow restrictor (MLLD) | Automatic flow restrictor (MLLD) | Interstitial Monitoring within Secondary Containment |  | Continuous alarm system | Continuous alarm system |  | UST Currently In Use: 2; UST Temp Close: 0; AST Currently In Use: 0; AST Temp Closed: 0 | 2 | 0 | 3 | 21308-125-000861 | PETRO AMERICA LLC
48278 | Currently in Use |  | 1999-01-10 |  | Petroleum | Premium gasoline | Premium gasoline | Retail | Fiberglass reinforced plastic | Fiberglass reinforced plastic |  |  | Flexible |  | 1901-01-01 | Catchment Basin | Automatic shutoff device At 95% full | Automatic shutoff device At 95% full |  |  | Automatic Tank Gauge |  | Automatic flow restrictor (MLLD) | Automatic flow restrictor (MLLD) | Interstitial Monitoring within Secondary Containment |  | Continuous alarm system | Continuous alarm system |  | UST Currently In Use: 2; UST Temp Close: 0; AST Currently In Use: 0; AST Temp Closed: 0 | 2 | 0 | 3 | 21308-125-000861 | PETRO AMERICA LLC
48282 | Currently in Use |  | 1995-01-01 |  | Petroleum | On road diesel | On road diesel | Retail | Steel | Steel | Coated & cathodic protection (sti-P3) |  | Fiberglass reinforced plastic |  |  | Catchment Basin | Flow Rest 90% Full | Flow Rest 90% Full |  |  | Automatic Tank Gauge |  | Automatic flow restrictor (MLLD) | Automatic flow restrictor (MLLD) |  |  | Annual line testing | Annual line testing |  | UST Currently In Use: 5; UST Temp Close: 0; AST Currently In Use: 0; AST Temp Closed: 0 | 5 | 0 | 0 | 23184-051-015987 | HITESHKUMAR PATEL
48286 | Temporary Closed | 2019-02-06 | 1999-02-01 |  | Petroleum | Unleaded gasoline | Unleaded gasoline | Retail | Steel | Steel | Coated & cathodic protection (sti-P3) |  | Fiberglass reinforced plastic |  |  | Catchment Basin | Flow Rest 90% Full | Audible high level alarm At 90% full |  |  | Continuous Automatic Tank Gauge | [8 empty] | UST Currently In Use: 1; UST Temp Close: 1; AST Currently In Use: 0; AST Temp Closed: 0 | 1 | 1 | 0 | 24748-111-018203 | MAD INDIAN INC. DBA MAD INDIAN QUICK
48288 | Currently in Use |  | 1999-02-01 |  | Petroleum | Unleaded gasoline | Unleaded gasoline | Retail | Steel | Steel | Coated & cathodic protection (sti-P3) |  | Fiberglass reinforced plastic |  |  | Catchment Basin | Flow Rest 90% Full | Audible high level alarm At 90% full |  |  | Continuous Automatic Tank Gauge | [8 empty] | UST Currently In Use: 1; UST Temp Close: 1; AST Currently In Use: 0; AST Temp Closed: 0 | 1 | 1 | 0 | 24748-111-018203 | MAD INDIAN INC. DBA MAD INDIAN QUICK
48289 | Currently in Use |  | 1999-01-19 |  | Petroleum | Unleaded gasoline | Unleaded gasoline | Retail | Double Wall | Double Wall |  |  | Flexible | SA&TCI | 1901-01-01 | Catchment Basin | Flow Rest 90% Full | Automatic shutoff device At 95% full | Interstitial Monitoring within Secondary Containment | SENSOR TO ATG | Continuous Automatic Tank Gauge |  | Automatic flow restrictor (MLLD) | Automatic flow restrictor (MLLD) | Interstitial Monitoring within Secondary Containment | SENSOR TO ATG | Continuous alarm system | Continuous alarm system |  | UST Currently In Use: 2; UST Temp Close: 0; AST Currently In Use: 0; AST Temp Closed: 0 | 2 | 0 | 0 | 13579-015-018204 | MURPHY OIL USA, INC.
48290 | Currently in Use |  | 1999-01-19 |  | Petroleum | Unleaded gasoline | Unleaded gasoline | Retail | 4R/8P | Double Wall |  |  | Flexible | SA&TCI | 1901-01-01 | Catchment Basin | Flow Rest 90% Full | Automatic shutoff device At 95% full | Interstitial Monitoring within Secondary Containment | SENSOR TO ATG | Continuous Automatic Tank Gauge |  | Automatic flow restrictor (MLLD) | Automatic flow restrictor (MLLD) | Interstitial Monitoring within Secondary Containment | SENSOR TO ATG | Continuous alarm system | Continuous alarm system |  | UST Currently In Use: 2; UST Temp Close: 0; AST Currently In Use: 0; AST Temp Closed: 0 | 2 | 0 | 0 | 13579-015-018204 | MURPHY OIL USA, INC.
48291 | Currently in Use |  | 1999-02-10 |  | Petroleum | Unleaded gasoline | Unleaded gasoline | Retail | Fiberglass coated steel | Fiberglass coated steel |  |  | Fiberglass reinforced plastic |  | 1901-01-01 | Catchment Basin | Automatic shutoff device At 95% full | Automatic shutoff device At 95% full |  |  | Statistical Inventory Reconciliation (SIR) | [8 empty] | UST Currently In Use: 2; UST Temp Close: 0; AST Currently In Use: 0; AST Temp Closed: 0 | 2 | 0 | 2 | 25247-083-003043 | SUNNY KUMAR PATEL
48292 | Permanently Closed | 1999-07-13 | 1986-12-01 | 1999-07-13 | Petroleum | Unleaded gasoline | Unleaded gasoline |  | Fiberglass reinforced plastic | Fiberglass reinforced plastic |  |  | Fiberglass reinforced plastic |  | 1901-01-01 | Catchment Basin | Automatic shutoff device At 95% full | Automatic shutoff device At 95% full |  |  | Statistical Inventory Reconciliation (SIR) | [5 empty] | Statistical inventory reconciliation (SIR) | Statistical inventory reconciliation (SIR) |  | UST Currently In Use: 0; UST Temp Close: 0; AST Currently In Use: 0; AST Temp Closed: 0 | 0 | 0 | 2 | 20645-015-018205 | WATER WORKS,GAS & SEWER BOARD
48293 | Permanently Closed | 1999-07-13 | 1986-12-01 | 1999-07-13 | Petroleum | On road diesel | On road diesel |  | Fiberglass reinforced plastic | Fiberglass reinforced plastic |  |  | Fiberglass reinforced plastic |  | 1901-01-01 | Catchment Basin | Automatic shutoff device At 95% full | Automatic shutoff device At 95% full |  |  | Statistical Inventory Reconciliation (SIR) | [5 empty] | Statistical inventory reconciliation (SIR) | Statistical inventory reconciliation (SIR) |  | UST Currently In Use: 0; UST Temp Close: 0; AST Currently In Use: 0; AST Temp Closed: 0 | 0 | 0 | 2 | 20645-015-018205 | WATER WORKS,GAS & SEWER BOARD
48294 | Temporary Closed | 2011-02-01 | 1998-12-09 |  | Petroleum | On road diesel | On road diesel |  | Fiberglass coated steel | Fiberglass coated steel |  |  | Fiberglass reinforced plastic |  | 1901-01-01 | Catchment Basin | Automatic shutoff device At 95% full | Automatic shutoff device At 95% full |  |  | Automatic Tank Gauge | [8 empty] | UST Currently In Use: 0; UST Temp Close: 3; AST Currently In Use: 0; AST Temp Closed: 0 | 0 | 3 | 0 | 25520-101-018207 | JESSE D PHILLIPS
48295 | Temporary Closed | 2011-02-11 | 1998-12-09 |  | Petroleum | Mid-grade gasoline | Mid-grade gasoline | Bulk facility | Fiberglass coated steel | Fiberglass coated steel |  |  | Fiberglass reinforced plastic |  | 1901-01-01 | Catchment Basin | Automatic shutoff device At 95% full | Automatic shutoff device At 95% full |  |  | Automatic Tank Gauge | [8 empty] | UST Currently In Use: 0; UST Temp Close: 3; AST Currently In Use: 0; AST Temp Closed: 0 | 0 | 3 | 0 | 25520-101-018207 | JESSE D PHILLIPS
48296 | Temporary Closed | 2015-02-11 | 1998-12-09 |  | Petroleum | On road diesel | On road diesel | Bulk facility | Fiberglass coated steel | Fiberglass coated steel |  |  | Fiberglass reinforced plastic |  | 1901-01-01 | Catchment Basin | Automatic shutoff device At 95% full | Automatic shutoff device At 95% full |  |  | Automatic Tank Gauge | [8 empty] | UST Currently In Use: 0; UST Temp Close: 3; AST Currently In Use: 0; AST Temp Closed: 0 | 0 | 3 | 0 | 25520-101-018207 | JESSE D PHILLIPS
48297 | Currently in Use |  | 1999-02-04 |  | Petroleum | Unleaded gasoline | Unleaded gasoline | Retail | Fiberglass reinforced plastic | Fiberglass reinforced plastic |  |  | Flexible |  | 1901-01-01 | Catchment Basin | Automatic shutoff device At 95% full | Automatic shutoff device At 95% full | Interstitial Monitoring within Secondary Containment | SENSOR TO ATG | Continuous Automatic Tank Gauge | Single walled submersible pump containment sump | Automatic flow restrictor (MLLD) | Automatic flow restrictor (MLLD) |  | SENSOR TO ATG | Annual line testing | Annual line testing |  | UST Currently In Use: 2; UST Temp Close: 0; AST Currently In Use: 0; AST Temp Closed: 0 | 2 | 0 | 0 | 13579-083-018206 | MURPHY OIL USA, INC.
48298 | Currently in Use |  | 1999-02-04 |  | Petroleum | Unleaded gasoline | Unleaded gasoline | Retail | Fiberglass reinforced plastic | Fiberglass reinforced plastic |  |  | Flexible |  | 1901-01-01 | Catchment Basin | Automatic shutoff device At 95% full | Automatic shutoff device At 95% full | Interstitial Monitoring within Secondary Containment | SENSOR TO ATG | Automatic Tank Gauge | Single walled submersible pump containment sump | Automatic flow restrictor (MLLD) | Automatic flow restrictor (MLLD) |  | SENSOR TO ATG | Annual line testing | Annual line testing |  | UST Currently In Use: 2; UST Temp Close: 0; AST Currently In Use: 0; AST Temp Closed: 0 | 2 | 0 | 0 | 13579-083-018206 | MURPHY OIL USA, INC.
48299 | Currently in Use |  | 1998-11-30 |  | Petroleum | Unleaded gasoline | Unleaded gasoline | Retail | Fiberglass coated steel | Fiberglass coated steel |  |  | Fiberglass reinforced plastic |  | 1901-01-01 | Catchment Basin | Automatic shutoff device At 95% full | Automatic shutoff device At 95% full |  |  | Continuous Automatic Tank Gauge |  | Automatic flow restrictor (MLLD) | Automatic flow restrictor (MLLD) |  |  | Annual line testing | Annual line testing |  | UST Currently In Use: 3; UST Temp Close: 0; AST Currently In Use: 0; AST Temp Closed: 0 | 3 | 0 | 0 | 22176-069-018208 | CIRCLE K
48300 | Currently in Use |  | 1998-11-30 |  | Petroleum | On road diesel | On road diesel | Retail | Fiberglass coated steel | Fiberglass coated steel |  |  | Fiberglass reinforced plastic |  | 1901-01-01 | Catchment Basin | Automatic shutoff device At 95% full | Automatic shutoff device At 95% full |  |  | Continuous Automatic Tank Gauge |  | Automatic flow restrictor (MLLD) | Automatic flow restrictor (MLLD) |  |  | Annual line testing | Annual line testing |  | UST Currently In Use: 3; UST Temp Close: 0; AST Currently In Use: 0; AST Temp Closed: 0 | 3 | 0 | 0 | 22176-069-018208 | CIRCLE K
48301 | Currently in Use |  | 1998-11-30 |  | Petroleum | Premium gasoline | Premium gasoline | Retail | Fiberglass coated steel | Fiberglass coated steel |  |  | Fiberglass reinforced plastic |  | 1901-01-01 | Catchment Basin | Automatic shutoff device At 95% full | Automatic shutoff device At 95% full |  |  | Continuous Automatic Tank Gauge |  | Automatic shutoff device (AELLD) | Automatic shutoff device (AELLD) | [5 empty] | UST Currently In Use: 3; UST Temp Close: 0; AST Currently In Use: 0; AST Temp Closed: 0 | 3 | 0 | 0 | 22176-069-018208 | CIRCLE K
48304 | Temporary Closed | 2011-06-02 | 1993-01-01 |  | Petroleum | Premium gasoline | Premium gasoline | Retail | Double Wall | Double Wall | Coated & cathodic protection (sti-P3) |  | Fiberglass reinforced plastic |  |  | Catchment Basin | Flow Rest 90% Full | Flow Rest 90% Full | Interstitial Monitoring within Secondary Containment | MANUAL/VISUAL CHECK | [9 empty] | UST Currently In Use: 1; UST Temp Close: 1; AST Currently In Use: 0; AST Temp Closed: 0 | 1 | 1 | 3 | 18074-037-014837 | PARKER CREEK MARINA INC
48305 | Currently in Use |  | 1997-01-01 |  | Petroleum | Mid-grade gasoline | Mid-grade gasoline | Retail | Double Wall | Double Wall | Coated & cathodic protection (sti-P3) |  | Single Wall |  |  | Catchment Basin | Automatic shutoff device At 95% full | Automatic shutoff device At 95% full |  | MANUAL/VISUAL CHECK | Statistical Inventory Reconciliation (SIR) | [8 empty] | UST Currently In Use: 1; UST Temp Close: 1; AST Currently In Use: 0; AST Temp Closed: 0 | 1 | 1 | 3 | 18074-037-014837 | PARKER CREEK MARINA INC
48306 | Currently in Use |  | 1997-12-10 |  | Petroleum | On road diesel | On road diesel | Industrial | Double Wall | Double Wall |  |  | Fiberglass reinforced plastic |  | 1901-01-01 | Catchment Basin | Audible high level alarm At 90% full | Audible high level alarm At 90% full | Interstitial Monitoring within Secondary Containment | SENSOR TO ATG | [6 empty] | Continuous alarm system | Continuous alarm system |  | UST Currently In Use: 1; UST Temp Close: 0; AST Currently In Use: 0; AST Temp Closed: 0 | 1 | 0 | 1 | 14462-043-015554 | BELLSOUTH TELECOMM. DBA AT&T ALA.
48307 | Currently in Use |  | 1998-12-01 |  | Petroleum | Unleaded gasoline | Unleaded gasoline | Retail | Fiberglass reinforced plastic | Fiberglass reinforced plastic |  |  | Fiberglass reinforced plastic |  | 1901-01-01 | Catchment Basin | Flow Rest 90% Full | Flow Rest 90% Full |  |  | Automatic Tank Gauge |  | Automatic flow restrictor (MLLD) | Automatic flow restrictor (MLLD) |  |  | Annual line testing | Annual line testing |  | UST Currently In Use: 2; UST Temp Close: 0; AST Currently In Use: 0; AST Temp Closed: 0 | 2 | 0 | 3 | 12737-101-010140 | GARY JACKSON
48308 | Currently in Use |  | 1998-12-01 |  | Petroleum | Mid-grade gasoline | Mid-grade gasoline | Retail | Fiberglass reinforced plastic | Fiberglass reinforced plastic |  |  | Fiberglass reinforced plastic |  | 1901-01-01 | Catchment Basin | Flow Rest 90% Full | Flow Rest 90% Full |  |  | Automatic Tank Gauge |  | Automatic flow restrictor (MLLD) | Automatic flow restrictor (MLLD) |  |  | Annual line testing | Annual line testing |  | UST Currently In Use: 2; UST Temp Close: 0; AST Currently In Use: 0; AST Temp Closed: 0 | 2 | 0 | 3 | 12737-101-010140 | GARY JACKSON
48312 | Temporary Closed | 2016-04-13 | 1987-01-29 |  | Petroleum | Unleaded gasoline | Unleaded gasoline | Retail | Fiberglass reinforced plastic | Fiberglass reinforced plastic |  |  | Fiberglass reinforced plastic |  | 1901-01-01 | Catchment Basin | Automatic shutoff device At 95% full | Automatic shutoff device At 95% full |  |  | Statistical Inventory Reconciliation (SIR) | Direct Bury submersible pump | [7 empty] | UST Currently In Use: 0; UST Temp Close: 4; AST Currently In Use: 0; AST Temp Closed: 0 | 0 | 4 | 5 | 24363-093-010790 | WILLIAM SELF
48313 | Temporary Closed | 2016-04-13 | 1987-01-29 |  | Petroleum | Premium gasoline | Premium gasoline | Retail | Fiberglass reinforced plastic | Fiberglass reinforced plastic |  |  | Fiberglass reinforced plastic |  | 1901-01-01 | Catchment Basin | Automatic shutoff device At 95% full | Automatic shutoff device At 95% full |  |  | Statistical Inventory Reconciliation (SIR) | Direct Bury submersible pump | [7 empty] | UST Currently In Use: 0; UST Temp Close: 4; AST Currently In Use: 0; AST Temp Closed: 0 | 0 | 4 | 5 | 24363-093-010790 | WILLIAM SELF
48314 | Temporary Closed | 2016-04-13 | 1987-01-29 |  | Petroleum | Unleaded gasoline | Unleaded gasoline | Retail | Fiberglass reinforced plastic | Fiberglass reinforced plastic |  |  | Fiberglass reinforced plastic |  | 1901-01-01 | Catchment Basin | Automatic shutoff device At 95% full | Automatic shutoff device At 95% full |  |  | Statistical Inventory Reconciliation (SIR) | Direct Bury submersible pump | [7 empty] | UST Currently In Use: 0; UST Temp Close: 4; AST Currently In Use: 0; AST Temp Closed: 0 | 0 | 4 | 5 | 24363-093-010790 | WILLIAM SELF
48315 | Temporary Closed | 2023-05-24 | 1988-08-30 |  | Petroleum | Unleaded gasoline | Unleaded gasoline | Retail | Fiberglass coated steel | Fiberglass coated steel |  |  | Fiberglass reinforced plastic |  | 1901-01-01 | Catchment Basin | Automatic shutoff device At 95% full | Automatic shutoff device At 95% full |  |  | Statistical Inventory Reconciliation (SIR) | [8 empty] | UST Currently In Use: 0; UST Temp Close: 1; AST Currently In Use: 0; AST Temp Closed: 0 | 0 | 1 | 0 | 20647-069-018210 | SCARBAROUGH AND ASSOCIATES
48316 | Temporary Closed | 2016-04-13 | 1987-01-29 |  | Petroleum | On road diesel | On road diesel | Retail | Fiberglass reinforced plastic | Fiberglass reinforced plastic |  |  | Single Wall |  | 1901-01-01 | Catchment Basin |  |  |  |  | Statistical Inventory Reconciliation (SIR) | Direct Bury submersible pump | [7 empty] | UST Currently In Use: 0; UST Temp Close: 4; AST Currently In Use: 0; AST Temp Closed: 0 | 0 | 4 | 5 | 24363-093-010790 | WILLIAM SELF
48317 | Currently in Use |  | 1991-07-08 |  | Petroleum | Unleaded gasoline | Unleaded gasoline | Industrial | Double Wall | Double Wall |  |  | Double Wall |  | 1901-01-01 | Catchment Basin | Flow Rest 90% Full | Automatic shutoff device At 95% full | Interstitial Monitoring within Secondary Containment | SENSOR TO ATG | Automatic Tank Gauge |  | Containment Sump | Automatic flow restrictor (MLLD) | Interstitial Monitoring within Secondary Containment | SENSOR TO ATG | Continuous alarm system | Continuous alarm system |  | UST Currently In Use: 1; UST Temp Close: 0; AST Currently In Use: 0; AST Temp Closed: 0 | 1 | 0 | 2 | 15094-015-002652 | UNITED PARCEL SERVICE
48318 | Currently in Use |  | 1965-06-01 |  | Petroleum | On road diesel | On road diesel | Industrial | Steel | Steel | Field installed cathodic protection |  | Steel |  |  | Catchment Basin | Automatic shutoff device At 95% full | Automatic shutoff device At 95% full |  |  | Other | [8 empty] | UST Currently In Use: 1; UST Temp Close: 0; AST Currently In Use: 0; AST Temp Closed: 0 | 1 | 0 | 0 | 20648-027-018211 | CLAY COUNTY HEALTHCARE AUTHORITY
48319 | Permanently Closed | 1997-04-08 | 1984-05-01 | 1999-04-08 | Petroleum | On road diesel | On road diesel | Emergency power generator | Steel | Steel |  |  | Steel |  | 1901-01-01 | Catchment Basin | [13 empty] | UST Currently In Use: 1; UST Temp Close: 0; AST Currently In Use: 0; AST Temp Closed: 0 | 1 | 0 | 1 | 20649-055-018212 | GADSDEN SURGERY CENTER
48320 | Permanently Closed | 2016-09-21 | 1997-06-30 | 2016-09-21 | Petroleum | Unleaded gasoline | Unleaded gasoline | State/federal government | Steel | Steel | Coated & cathodic protection (sti-P3) |  | Flexible |  |  | Catchment Basin | Flow Rest 90% Full | Flow Rest 90% Full |  |  | Continuous Automatic Tank Gauge |  | Containment Sump | Containment Sump |  |  | Continuous alarm system | Annual line testing |  | UST Currently In Use: 0; UST Temp Close: 0; AST Currently In Use: 0; AST Temp Closed: 0 | 0 | 0 | 3 | 24983-051-018214 | ALDOT - SOUTHEAST REGIONAL MNTG AREA
48322 | Permanently Closed | 2016-09-21 | 1997-06-30 | 2016-09-21 | Petroleum | Premium gasoline | Premium gasoline | State/federal government | Steel | Steel | Coated & cathodic protection (sti-P3) |  | Flexible |  |  | Catchment Basin | Flow Rest 90% Full | Flow Rest 90% Full |  |  | Continuous Automatic Tank Gauge |  | Containment Sump | Containment Sump |  |  | Annual line testing | Annual line testing |  | UST Currently In Use: 0; UST Temp Close: 0; AST Currently In Use: 0; AST Temp Closed: 0 | 0 | 0 | 3 | 24983-051-018214 | ALDOT - SOUTHEAST REGIONAL MNTG AREA
48323 | Permanently Closed | 2016-09-21 | 1997-06-30 | 2016-09-21 | Petroleum | On road diesel | On road diesel | State/federal government | Steel | Steel | Coated & cathodic protection (sti-P3) |  | Flexible |  |  | Catchment Basin | Flow Rest 90% Full | Flow Rest 90% Full |  |  | Continuous Automatic Tank Gauge |  | Containment Sump | Containment Sump |  |  | Continuous alarm system | Annual line testing |  | UST Currently In Use: 0; UST Temp Close: 0; AST Currently In Use: 0; AST Temp Closed: 0 | 0 | 0 | 3 | 24983-051-018214 | ALDOT - SOUTHEAST REGIONAL MNTG AREA
48325 | Currently in Use |  | 1997-12-01 |  | Petroleum | On road diesel | On road diesel | Retail | Steel | Steel | Coated & cathodic protection (sti-P3) |  | Fiberglass reinforced plastic |  |  | Catchment Basin | Automatic shutoff device At 95% full | Automatic shutoff device At 95% full |  |  | Statistical Inventory Reconciliation (SIR) | [8 empty] | UST Currently In Use: 3; UST Temp Close: 0; AST Currently In Use: 0; AST Temp Closed: 0 | 3 | 0 | 1 | 16220-017-014038 | GEORGE CHAMBLEY
48326 | Currently in Use |  | 1999-01-15 |  | Petroleum | Unleaded gasoline | Unleaded gasoline | Retail | Steel | Single Wall | Coated & cathodic protection (sti-P3) |  | Flexible | APT |  | Catchment Basin | Automatic shutoff device At 95% full | Automatic shutoff device At 95% full |  |  | Continuous Automatic Tank Gauge |  | Automatic flow restrictor (MLLD) | Automatic flow restrictor (MLLD) |  |  | Annual line testing | Annual line testing |  | UST Currently In Use: 2; UST Temp Close: 0; AST Currently In Use: 0; AST Temp Closed: 0 | 2 | 0 | 4 | 22953-115-006706 | JOHNNY THOMAS
48327 | Currently in Use |  | 1999-01-15 |  | Petroleum | Premium gasoline | Premium gasoline | Retail | Steel | Single Wall | Coated & cathodic protection (sti-P3) |  | Double Wall | APT |  | Catchment Basin | Automatic shutoff device At 95% full | Automatic shutoff device At 95% full |  |  | Continuous Automatic Tank Gauge |  | Automatic flow restrictor (MLLD) | Automatic flow restrictor (MLLD) |  |  | Annual line testing | Annual line testing |  | UST Currently In Use: 2; UST Temp Close: 0; AST Currently In Use: 0; AST Temp Closed: 0 | 2 | 0 | 4 | 22953-115-006706 | JOHNNY THOMAS
48328 | Currently in Use |  | 1998-09-07 |  | Petroleum | Other, CONV | Other | Retail | Steel | Steel | Coated & cathodic protection (sti-P3) |  | Flexible |  |  | Catchment Basin | Flow Rest 90% Full | Flow Rest 90% Full |  |  | Automatic Tank Gauge |  | Automatic flow restrictor (MLLD) | Automatic flow restrictor (MLLD) |  |  | Annual line testing | Annual line testing |  | UST Currently In Use: 4; UST Temp Close: 0; AST Currently In Use: 0; AST Temp Closed: 0 | 4 | 0 | 6 | 25784-069-005757 | SANDERI KRUPA
48329 | Currently in Use |  | 1998-09-07 |  | Petroleum | Unleaded gasoline | Unleaded gasoline | Retail | Steel | Steel | Coated & cathodic protection (sti-P3) |  | Flexible |  |  | Catchment Basin | Flow Rest 90% Full | Flow Rest 90% Full |  |  | Automatic Tank Gauge |  | Containment Sump | Automatic flow restrictor (MLLD) |  |  | Annual line testing | Annual line testing |  | UST Currently In Use: 4; UST Temp Close: 0; AST Currently In Use: 0; AST Temp Closed: 0 | 4 | 0 | 6 | 25784-069-005757 | SANDERI KRUPA
48330 | Currently in Use |  | 1998-09-07 |  | Petroleum | Unleaded gasoline | Unleaded gasoline | Retail | Steel | Steel | Coated & cathodic protection (sti-P3) |  | Flexible |  |  | Catchment Basin | Flow Rest 90% Full | Flow Rest 90% Full |  |  | Automatic Tank Gauge |  | Containment Sump | Automatic flow restrictor (MLLD) |  |  | Annual line testing | Annual line testing |  | UST Currently In Use: 4; UST Temp Close: 0; AST Currently In Use: 0; AST Temp Closed: 0 | 4 | 0 | 6 | 25784-069-005757 | SANDERI KRUPA
48331 | Currently in Use |  | 1998-05-21 |  | Petroleum | Unleaded gasoline | Unleaded gasoline | Retail | Double Wall | Double Wall |  |  | Double Wall | SA&TCI | 1901-01-01 | Catchment Basin | Automatic shutoff device At 95% full | Automatic shutoff device At 95% full | Interstitial Monitoring within Secondary Containment | SENSOR TO ATG |  |  | Automatic flow restrictor (MLLD) | Automatic flow restrictor (MLLD) | Interstitial Monitoring within Secondary Containment | SENSOR TO ATG | Continuous alarm system | Continuous alarm system |  | UST Currently In Use: 2; UST Temp Close: 0; AST Currently In Use: 0; AST Temp Closed: 0 | 2 | 0 | 2 | 25265-055-003821 | LGWS/CROSS AMERICA PARTNERS
48332 | Currently in Use |  | 1998-05-21 |  | Petroleum | Unleaded gasoline | Unleaded gasoline | Retail | 8R/4P | Double Wall |  |  | Double Wall | SA&TCI |  | Catchment Basin | Automatic shutoff device At 95% full | Automatic shutoff device At 95% full | Interstitial Monitoring within Secondary Containment | SENSOR TO ATG |  |  | Automatic flow restrictor (MLLD) | Automatic flow restrictor (MLLD) | Interstitial Monitoring within Secondary Containment | SENSOR TO ATG | Continuous alarm system | Continuous alarm system |  | UST Currently In Use: 2; UST Temp Close: 0; AST Currently In Use: 0; AST Temp Closed: 0 | 2 | 0 | 2 | 25265-055-003821 | LGWS/CROSS AMERICA PARTNERS
48333 | Currently in Use |  | 1998-04-01 |  | Petroleum | Unleaded gasoline | Unleaded gasoline | Local government | Steel | Steel | Coated & cathodic protection (sti-P3) |  | Fiberglass reinforced plastic |  |  | Catchment Basin | Automatic shutoff device At 95% full | Automatic shutoff device At 95% full |  |  | Continuous Automatic Tank Gauge | [8 empty] | UST Currently In Use: 2; UST Temp Close: 0; AST Currently In Use: 0; AST Temp Closed: 0 | 2 | 0 | 0 | 16952-029-015007 | CLEBURNE COUNTY BOARD OF EDUCATION
48335 | Currently in Use |  | 1997-10-04 |  | Petroleum | Unleaded gasoline | Unleaded gasoline | Local government | Single Wall | Fiberglass reinforced plastic |  |  | Single Wall |  | 1901-01-01 | Catchment Basin | Automatic shutoff device At 95% full | Automatic shutoff device At 95% full |  |  | Continuous Automatic Tank Gauge | [8 empty] | UST Currently In Use: 2; UST Temp Close: 0; AST Currently In Use: 0; AST Temp Closed: 0 | 2 | 0 | 1 | 16952-029-015005 | CLEBURNE COUNTY BOARD OF EDUCATION
48341 | Currently in Use |  | 1997-10-04 |  | Petroleum | On road diesel | On road diesel | Local government | Fiberglass reinforced plastic | Fiberglass reinforced plastic |  |  | Fiberglass reinforced plastic |  | 1901-01-01 | Catchment Basin | Automatic shutoff device At 95% full | Automatic shutoff device At 95% full |  |  | Continuous Automatic Tank Gauge | [8 empty] | UST Currently In Use: 2; UST Temp Close: 0; AST Currently In Use: 0; AST Temp Closed: 0 | 2 | 0 | 1 | 16952-029-015005 | CLEBURNE COUNTY BOARD OF EDUCATION
48342 | Currently in Use |  | 1998-12-07 |  | Petroleum | On road diesel | On road diesel | Local government | Fiberglass coated steel | Fiberglass coated steel |  |  | Fiberglass reinforced plastic |  | 1901-01-01 | Catchment Basin | Flow Rest 90% Full | Flow Rest 90% Full |  |  | Automatic Tank Gauge | [8 empty] | UST Currently In Use: 1; UST Temp Close: 0; AST Currently In Use: 0; AST Temp Closed: 0 | 1 | 0 | 1 | 13175-085-011932 | LOWNDES COUNTY BOARD OF EDUCATION
48343 | Currently in Use |  | 1998-11-17 |  | Petroleum | On road diesel | On road diesel | Local government | Fiberglass coated steel | Fiberglass coated steel |  |  | Fiberglass reinforced plastic |  | 1901-01-01 | Catchment Basin | Flow Rest 90% Full | Flow Rest 90% Full |  |  | Automatic Tank Gauge | [8 empty] | UST Currently In Use: 1; UST Temp Close: 0; AST Currently In Use: 0; AST Temp Closed: 0 | 1 | 0 | 1 | 13175-085-011935 | LOWNDES COUNTY BOARD OF EDUCATION
48344 | Currently in Use |  | 1998-12-04 |  | Petroleum | Unleaded gasoline | Unleaded gasoline | Local government | Fiberglass coated steel | Fiberglass coated steel |  |  | Fiberglass reinforced plastic |  | 1901-01-01 | Catchment Basin | Flow Rest 90% Full | Flow Rest 90% Full |  |  | Automatic Tank Gauge | [8 empty] | UST Currently In Use: 1; UST Temp Close: 0; AST Currently In Use: 0; AST Temp Closed: 0 | 1 | 0 | 2 | 13175-085-011936 | LOWNDES COUNTY BOARD OF EDUCATION
48345 | Permanently Closed | 2005-07-28 | 1999-01-01 | 2005-07-28 | Petroleum | Unleaded gasoline | Unleaded gasoline | Local government | Fiberglass coated steel | Fiberglass coated steel |  |  | Fiberglass reinforced plastic |  | 1901-01-01 | Catchment Basin | Flow Rest 90% Full | Flow Rest 90% Full | [11 empty] | UST Currently In Use: 1; UST Temp Close: 0; AST Currently In Use: 0; AST Temp Closed: 0 | 1 | 0 | 2 | 13175-085-011934 | LOWNDES COUNTY BOARD OF EDUCATION
48346 | Currently in Use |  | 1998-12-14 |  | Petroleum | On road diesel | On road diesel | Local government | Fiberglass reinforced plastic | Fiberglass reinforced plastic |  |  | Fiberglass reinforced plastic |  | 1901-01-01 | Catchment Basin | Flow Rest 90% Full | Flow Rest 90% Full |  |  | Statistical Inventory Reconciliation (SIR) | [8 empty] | UST Currently In Use: 1; UST Temp Close: 0; AST Currently In Use: 0; AST Temp Closed: 0 | 1 | 0 | 1 | 11271-039-001900 | COVINGTON COUNTY BOARD OF EDUCATION
48348 | Currently in Use |  | 1998-12-01 |  | Petroleum | Unleaded gasoline | Unleaded gasoline | Retail | Fiberglass coated steel | Fiberglass coated steel |  |  | Flexible |  | 1901-01-01 | Catchment Basin | Automatic shutoff device At 95% full | Automatic shutoff device At 95% full |  |  | Automatic Tank Gauge | [8 empty] | UST Currently In Use: 1; UST Temp Close: 0; AST Currently In Use: 0; AST Temp Closed: 0 | 1 | 0 | 3 | 23371-051-008879 | MARUTI NANDAN INC
48349 | Permanently Closed | 2009-05-14 | 1998-12-11 | 2009-05-14 | Petroleum | On road diesel | On road diesel | Emergency power generator | Fiberglass reinforced plastic | Fiberglass reinforced plastic |  |  | Flexible |  | 1901-01-01 | Catchment Basin | Audible high level alarm At 90% full | Audible high level alarm At 90% full | Interstitial Monitoring within Secondary Containment |  | Continuous Automatic Tank Gauge | [8 empty] | UST Currently In Use: 0; UST Temp Close: 0; AST Currently In Use: 0; AST Temp Closed: 0 | 0 | 0 | 3 | 21014-073-017778 | HEALTHSOUTH METRO WEST HOSPITAL
48350 | Currently in Use |  | 1997-01-01 |  | Petroleum | Unleaded gasoline | Unleaded gasoline | Retail | Steel | Steel | Coated & cathodic protection (sti-P3) |  | Fiberglass reinforced plastic |  |  | Catchment Basin | Automatic shutoff device At 95% full | Automatic shutoff device At 95% full |  |  | Continuous Automatic Tank Gauge | [8 empty] | UST Currently In Use: 1; UST Temp Close: 1; AST Currently In Use: 0; AST Temp Closed: 0 | 1 | 1 | 0 | 25913-017-013716 | MOHINDER SINGH
48351 | Currently in Use |  | 1998-06-05 |  | Petroleum | Unleaded gasoline | Unleaded gasoline |  | Fiberglass reinforced plastic | Fiberglass reinforced plastic |  |  | Double Wall | ENVIRON | 1901-01-01 | Catchment Basin | Audible high level alarm At 90% full | Audible high level alarm At 90% full |  |  | Automatic Tank Gauge |  | Automatic flow restrictor (MLLD) | Automatic flow restrictor (MLLD) |  |  | Annual line testing | Annual line testing |  | UST Currently In Use: 1; UST Temp Close: 0; AST Currently In Use: 0; AST Temp Closed: 0 | 1 | 0 | 2 | 17425-073-012072 | CITY OF IRONDALE
48352 | Currently in Use |  | 1998-04-18 |  | Petroleum | Unleaded gasoline | Unleaded gasoline | Retail | Fiberglass coated steel | Fiberglass coated steel |  |  | Flexible |  | 1901-01-01 | Catchment Basin | Flow Rest 90% Full | Flow Rest 90% Full | Interstitial Monitoring within Secondary Containment | OTHER | Other |  | Automatic flow restrictor (MLLD) | Automatic flow restrictor (MLLD) | Interstitial Monitoring within Secondary Containment | MANUAL/VISUAL CHECK |  |  |  | UST Currently In Use: 2; UST Temp Close: 0; AST Currently In Use: 0; AST Temp Closed: 0 | 2 | 0 | 0 | 13421-099-013123 | MICHEAL R NALL
48353 | Currently in Use |  | 1998-04-18 |  | Petroleum | On road diesel | On road diesel | Retail | Fiberglass coated steel | Fiberglass coated steel |  |  | Flexible |  | 1901-01-01 | Catchment Basin | Flow Rest 90% Full | Flow Rest 90% Full | Interstitial Monitoring within Secondary Containment | OTHER | Other |  | Automatic flow restrictor (MLLD) | Automatic flow restrictor (MLLD) | Interstitial Monitoring within Secondary Containment | MANUAL/VISUAL CHECK |  |  |  | UST Currently In Use: 2; UST Temp Close: 0; AST Currently In Use: 0; AST Temp Closed: 0 | 2 | 0 | 0 | 13421-099-013123 | MICHEAL R NALL
48354 | Permanently Closed | 2012-10-19 | 1985-09-01 | 2012-10-19 | Petroleum | On road diesel | On road diesel | Emergency Power Generator | Fiberglass reinforced plastic | Fiberglass reinforced plastic |  |  | COPPER |  | 1901-01-01 | Catchment Basin | Automatic shutoff device At 95% full | Automatic shutoff device At 95% full | [11 empty] | UST Currently In Use: 0; UST Temp Close: 0; AST Currently In Use: 0; AST Temp Closed: 0 | 0 | 0 | 1 | 20682-021-018215 | CITY OF CLANTON
48355 | Permanently Closed | 2019-06-26 | 1996-10-01 | 2020-12-17 | Petroleum | Unleaded gasoline | Unleaded gasoline | Retail | Single Wall | Fiberglass reinforced plastic |  |  | Fiberglass reinforced plastic |  | 1901-01-01 | Catchment Basin | Flow Rest 90% Full | Flow Rest 90% Full |  |  | Automatic Tank Gauge |  | Automatic flow restrictor (MLLD) | Automatic flow restrictor (MLLD) |  |  | Annual line testing | Annual line testing |  | UST Currently In Use: 0; UST Temp Close: 0; AST Currently In Use: 0; AST Temp Closed: 0 | 0 | 0 | 7 | 24850-073-011529 | MOVING ON UP III, LLC
48356 | Permanently Closed | 2019-06-26 | 1996-10-01 | 2020-12-17 | Petroleum | Premium gasoline | Premium gasoline | Retail | Single Wall | Fiberglass reinforced plastic |  |  | 2-PIECES |  | 1901-01-01 | Catchment Basin | Flow Rest 90% Full | Flow Rest 90% Full |  |  | Automatic Tank Gauge |  | Automatic flow restrictor (MLLD) | Automatic flow restrictor (MLLD) |  |  | Annual line testing | Annual line testing |  | UST Currently In Use: 0; UST Temp Close: 0; AST Currently In Use: 0; AST Temp Closed: 0 | 0 | 0 | 7 | 24850-073-011529 | MOVING ON UP III, LLC
48357 | Currently in Use |  | 1998-10-01 |  | Petroleum | Unleaded gasoline | Unleaded gasoline | Retail | Fiberglass coated steel | Fiberglass coated steel |  |  | Fiberglass reinforced plastic |  | 1901-01-01 | Catchment Basin | Automatic shutoff device At 95% full | Automatic shutoff device At 95% full |  |  | Continuous Automatic Tank Gauge |  | Automatic flow restrictor (MLLD) | Automatic flow restrictor (MLLD) |  |  | Annual line testing | Annual line testing |  | UST Currently In Use: 2; UST Temp Close: 0; AST Currently In Use: 2; AST Temp Closed: 0 | 2 | 0 | 3 | 23555-117-007085 | CREDENCE INC
48358 | Currently in Use |  | 1998-10-01 |  | Petroleum | Premium gasoline | Premium gasoline | Retail | Steel | Fiberglass coated steel | Coated & cathodic protection (sti-P3) |  | Fiberglass reinforced plastic |  | 1901-01-01 | Catchment Basin | Automatic shutoff device At 95% full | Automatic shutoff device At 95% full |  |  | Continuous Automatic Tank Gauge |  | Automatic flow restrictor (MLLD) | Automatic flow restrictor (MLLD) |  |  | Annual line testing | Annual line testing |  | UST Currently In Use: 2; UST Temp Close: 0; AST Currently In Use: 2; AST Temp Closed: 0 | 2 | 0 | 3 | 23555-117-007085 | CREDENCE INC
48359 | Currently in Use |  | 1999-01-14 |  | Petroleum | Unleaded gasoline | Unleaded gasoline | Industrial | Fiberglass coated steel | Double Wall |  |  | Single Wall |  | 1901-01-01 | Catchment Basin | Automatic shutoff device At 95% full | Automatic shutoff device At 95% full |  |  | Automatic Tank Gauge |  | Automatic flow restrictor (MLLD) | Automatic flow restrictor (MLLD) |  |  | Annual line testing | Annual line testing |  | UST Currently In Use: 2; UST Temp Close: 0; AST Currently In Use: 2; AST Temp Closed: 0 | 2 | 0 | 2 | 14440-073-001713 | SMI STEEL INC
48360 | Currently in Use |  | 1999-01-14 |  | Petroleum | On road diesel | On road diesel | Industrial | Fiberglass coated steel | Double Wall |  |  | Fiberglass reinforced plastic |  | 1901-01-01 | Catchment Basin | Automatic shutoff device At 95% full | Automatic shutoff device At 95% full |  |  | Automatic Tank Gauge |  | Automatic flow restrictor (MLLD) | Automatic flow restrictor (MLLD) |  |  | Annual line testing | Annual line testing |  | UST Currently In Use: 2; UST Temp Close: 0; AST Currently In Use: 2; AST Temp Closed: 0 | 2 | 0 | 2 | 14440-073-001713 | SMI STEEL INC
48361 | Permanently Closed | 2007-05-15 | 1998-08-11 | 2007-05-15 | Petroleum | Unleaded gasoline | Unleaded gasoline | Local government | Fiberglass reinforced plastic | Fiberglass reinforced plastic |  |  | Flexible |  | 1901-01-01 | Catchment Basin | Automatic shutoff device At 95% full | Audible high level alarm At 90% full |  |  | Automatic Tank Gauge |  |  |  | Interstitial Monitoring within Secondary Containment |  | Continuous alarm system | Continuous alarm system |  | UST Currently In Use: 0; UST Temp Close: 0; AST Currently In Use: 1; AST Temp Closed: 0 | 0 | 0 | 6 | 13063-077-001207 | LAUDERDALE COUNTY COMMISSION
48362 | Currently in Use |  | 1993-01-21 |  | Petroleum | On road diesel | On road diesel | Industrial | Steel | Steel | Coated & cathodic protection (sti-P3) |  | Double Wall |  |  | Catchment Basin | Automatic shutoff device At 95% full | Automatic shutoff device At 95% full |  |  | Statistical Inventory Reconciliation (SIR) | [8 empty] | UST Currently In Use: 1; UST Temp Close: 0; AST Currently In Use: 0; AST Temp Closed: 0 | 1 | 0 | 1 | 17193-073-015185 | BULTRUST 15TH STREET LLC
48363 | Currently in Use |  | 1998-07-31 |  | Petroleum | Unleaded gasoline | Unleaded gasoline | Retail | Fiberglass reinforced plastic | Fiberglass reinforced plastic |  |  | 2-PIECES |  | 1901-01-01 | Catchment Basin | Audible high level alarm At 90% full | Audible high level alarm At 90% full |  |  | Continuous Automatic Tank Gauge |  | Automatic shutoff device (AELLD) | Automatic shutoff device (AELLD) | [5 empty] | UST Currently In Use: 3; UST Temp Close: 0; AST Currently In Use: 0; AST Temp Closed: 0 | 3 | 0 | 0 | 23679-073-018216 | BOCA PROPERTIES LLC
48364 | Currently in Use |  | 1998-07-31 |  | Petroleum | Premium gasoline | Premium gasoline | Retail | Fiberglass reinforced plastic | Fiberglass reinforced plastic |  |  | 2-PIECES |  | 1901-01-01 | Catchment Basin | Audible high level alarm At 90% full | Audible high level alarm At 90% full |  |  | Continuous Automatic Tank Gauge |  | Automatic shutoff device (AELLD) | Automatic shutoff device (AELLD) | [5 empty] | UST Currently In Use: 3; UST Temp Close: 0; AST Currently In Use: 0; AST Temp Closed: 0 | 3 | 0 | 0 | 23679-073-018216 | BOCA PROPERTIES LLC
48365 | Currently in Use |  | 1998-07-31 |  | Petroleum | On road diesel | On road diesel | Retail | Fiberglass reinforced plastic | Fiberglass reinforced plastic |  |  | Fiberglass reinforced plastic |  | 1901-01-01 | Catchment Basin | Audible high level alarm At 90% full | Audible high level alarm At 90% full |  |  | Continuous Automatic Tank Gauge |  | Automatic shutoff device (AELLD) | Automatic shutoff device (AELLD) | [5 empty] | UST Currently In Use: 3; UST Temp Close: 0; AST Currently In Use: 0; AST Temp Closed: 0 | 3 | 0 | 0 | 23679-073-018216 | BOCA PROPERTIES LLC
48366 | Currently in Use |  | 1997-11-06 |  | Petroleum | Unleaded gasoline | Unleaded gasoline | Retail | Double Wall | Double Wall |  |  | Double Wall | APT | 1901-01-01 | Catchment Basin | Automatic shutoff device At 95% full | Automatic shutoff device At 95% full |  |  | Continuous Automatic Tank Gauge |  | Automatic shutoff device (AELLD) | Automatic shutoff device (AELLD) | [5 empty] | UST Currently In Use: 3; UST Temp Close: 0; AST Currently In Use: 0; AST Temp Closed: 0 | 3 | 0 | 0 | 13526-073-018217 | MOORE OIL COMPANY, INC.
48367 | Currently in Use |  | 1997-11-06 |  | Petroleum | Premium gasoline | Premium gasoline | Retail | Fiberglass reinforced plastic | Double Wall |  |  | Double Wall | APT | 1901-01-01 | Catchment Basin | Automatic shutoff device At 95% full | Automatic shutoff device At 95% full |  |  | Continuous Automatic Tank Gauge |  | Automatic shutoff device (AELLD) | Automatic shutoff device (AELLD) | [5 empty] | UST Currently In Use: 3; UST Temp Close: 0; AST Currently In Use: 0; AST Temp Closed: 0 | 3 | 0 | 0 | 13526-073-018217 | MOORE OIL COMPANY, INC.
48368 | Currently in Use |  | 1997-11-06 |  | Petroleum | On road diesel | On road diesel | Retail | Double Wall | Double Wall |  |  | Flexible | APT | 1901-01-01 | Catchment Basin | Automatic shutoff device At 95% full | Automatic shutoff device At 95% full |  |  | Continuous Automatic Tank Gauge |  | Automatic shutoff device (AELLD) | Automatic shutoff device (AELLD) | [5 empty] | UST Currently In Use: 3; UST Temp Close: 0; AST Currently In Use: 0; AST Temp Closed: 0 | 3 | 0 | 0 | 13526-073-018217 | MOORE OIL COMPANY, INC.
48370 | Retired | 1987-04-01 | 1987-04-01 |  | Petroleum | Unleaded gasoline | Unleaded gasoline | Bulk facility | Fiberglass reinforced plastic | Fiberglass reinforced plastic |  |  | CP07/06/01 |  |  | Catchment Basin | Audible high level alarm At 90% full | Audible high level alarm At 90% full |  |  | Continuous Automatic Tank Gauge | [5 empty] | Continuous alarm system | Continuous alarm system |  | UST Currently In Use: 2; UST Temp Close: 0; AST Currently In Use: 0; AST Temp Closed: 0 | 2 | 0 | 0 | 20301-073-017877 | AIR QUARTERS INC
48371 | Currently in Use |  | 1999-01-26 |  | Petroleum | Unleaded gasoline | Unleaded gasoline | Retail | Fiberglass coated steel | Fiberglass coated steel |  |  | Flexible |  | 1901-01-01 | Catchment Basin | Flow Rest 90% Full | Flow Rest 90% Full | Interstitial Monitoring within Secondary Containment |  |  |  | Containment Sump | Automatic flow restrictor (MLLD) |  |  | Annual line testing | Annual line testing |  | UST Currently In Use: 1; UST Temp Close: 0; AST Currently In Use: 0; AST Temp Closed: 0 | 1 | 0 | 2 | 24537-003-000240 | AMHM HOLDINGS LLC
48372 | Temporary Closed | 2009-07-10 | 1998-12-05 |  | Petroleum | Unleaded gasoline | Unleaded gasoline |  | Fiberglass coated steel | Fiberglass coated steel |  |  | Flexible |  |  | Catchment Basin | Flow Rest 90% Full | Flow Rest 90% Full |  |  | Statistical Inventory Reconciliation (SIR) |  | Automatic flow restrictor (MLLD) | Automatic flow restrictor (MLLD) | Interstitial Monitoring within Secondary Containment |  |  |  |  | UST Currently In Use: 0; UST Temp Close: 2; AST Currently In Use: 0; AST Temp Closed: 0 | 0 | 2 | 2 | 22558-013-000083 | JAY JALARAM REALTY LLC
48373 | Temporary Closed | 2012-02-01 | 1994-06-01 |  | Petroleum | Unleaded gasoline | Unleaded gasoline | Retail | Fiberglass reinforced plastic | Fiberglass reinforced plastic |  |  | Single Wall |  | 1901-01-01 | Catchment Basin | Automatic shutoff device At 95% full | Automatic shutoff device At 95% full |  |  | Statistical Inventory Reconciliation (SIR) | Direct Bury submersible pump | [7 empty] | UST Currently In Use: 0; UST Temp Close: 4; AST Currently In Use: 0; AST Temp Closed: 0 | 0 | 4 | 0 | 23766-093-018218 | ANDISCHE INC
48374 | Temporary Closed | 2012-02-01 | 1994-06-01 |  | Petroleum | Premium gasoline | Premium gasoline | Retail | Fiberglass reinforced plastic | Fiberglass reinforced plastic |  |  | Single Wall |  | 1901-01-01 | Catchment Basin | Flow Rest 90% Full | Automatic shutoff device At 95% full |  |  | Statistical Inventory Reconciliation (SIR) | Direct Bury submersible pump | [7 empty] | UST Currently In Use: 0; UST Temp Close: 4; AST Currently In Use: 0; AST Temp Closed: 0 | 0 | 4 | 0 | 23766-093-018218 | ANDISCHE INC
48375 | Temporary Closed | 2012-02-01 | 1994-06-01 |  | Petroleum | Mid-grade gasoline | Mid-grade gasoline | Retail | Fiberglass reinforced plastic | Fiberglass reinforced plastic |  |  | Fiberglass reinforced plastic |  | 1901-01-01 | Catchment Basin | Flow Rest 90% Full | Automatic shutoff device At 95% full |  |  | Statistical Inventory Reconciliation (SIR) | Direct Bury submersible pump | [7 empty] | UST Currently In Use: 0; UST Temp Close: 4; AST Currently In Use: 0; AST Temp Closed: 0 | 0 | 4 | 0 | 23766-093-018218 | ANDISCHE INC
48376 | Temporary Closed | 2012-02-01 | 1994-06-01 |  | Petroleum | On road diesel | On road diesel | Retail | Fiberglass reinforced plastic | Fiberglass reinforced plastic |  |  | Fiberglass reinforced plastic |  | 1901-01-01 | Catchment Basin | Flow Rest 90% Full | Flow Rest 90% Full |  |  | Statistical Inventory Reconciliation (SIR) | Direct Bury submersible pump | Automatic flow restrictor (MLLD) | Automatic flow restrictor (MLLD) |  |  | Statistical inventory reconciliation (SIR) | Statistical inventory reconciliation (SIR) |  | UST Currently In Use: 0; UST Temp Close: 4; AST Currently In Use: 0; AST Temp Closed: 0 | 0 | 4 | 0 | 23766-093-018218 | ANDISCHE INC
48377 | Currently in Use |  | 1998-12-14 |  | Petroleum | On road diesel | On road diesel | Emergency power generator | Fiberglass reinforced plastic | Fiberglass reinforced plastic |  |  | Flexible |  | 1901-01-01 | Catchment Basin | Automatic shutoff device At 95% full | Automatic shutoff device At 95% full |  |  | Automatic Tank Gauge | [8 empty] | UST Currently In Use: 1; UST Temp Close: 0; AST Currently In Use: 0; AST Temp Closed: 0 | 1 | 0 | 0 | 20688-083-018219 | ATHENS LIMESTONE HOSPITAL
48378 | Currently in Use |  | 1980-01-01 |  | Petroleum | Aviation fuel (JP-4; etc.) | Aviation fuel (JP-4; etc.) | Retail | Steel | Steel | Field installed cathodic protection |  | Steel |  |  | Catchment Basin | Automatic shutoff device At 95% full | Automatic shutoff device At 95% full |  |  | Statistical Inventory Reconciliation (SIR) | [8 empty] | UST Currently In Use: 1; UST Temp Close: 0; AST Currently In Use: 0; AST Temp Closed: 0 | 1 | 0 | 2 | 20684-045-000781 | CITY OF OZARK
48379 | Permanently Closed | 2019-02-01 | 1983-01-01 | 2019-10-21 | Petroleum | Aviation fuel (JP-4; etc.) | Aviation fuel (JP-4; etc.) | Local Government | Steel | Steel | Field installed cathodic protection |  | Steel |  |  | Catchment Basin | Automatic shutoff device At 95% full | Automatic shutoff device At 95% full |  |  | Statistical Inventory Reconciliation (SIR) | [8 empty] | UST Currently In Use: 1; UST Temp Close: 0; AST Currently In Use: 0; AST Temp Closed: 0 | 1 | 0 | 2 | 20684-045-000781 | CITY OF OZARK
48380 | Currently in Use |  | 1998-01-01 |  | Petroleum | Unleaded gasoline | Unleaded gasoline | Retail | Fiberglass coated steel | Fiberglass coated steel |  |  | Fiberglass reinforced plastic |  | 1901-01-01 | Catchment Basin | Flow Rest 90% Full | Flow Rest 90% Full |  |  | Continuous Automatic Tank Gauge |  | Automatic flow restrictor (MLLD) | Automatic flow restrictor (MLLD) |  |  | Annual line testing | Annual line testing |  | UST Currently In Use: 2; UST Temp Close: 0; AST Currently In Use: 0; AST Temp Closed: 0 | 2 | 0 | 0 | 25204-113-003770 | ARCHANABEN PATEL
48381 | Currently in Use |  | 1998-01-01 |  | Petroleum | On road diesel | On road diesel | Retail | Fiberglass coated steel | Fiberglass coated steel |  |  | Fiberglass reinforced plastic |  | 1901-01-01 | Catchment Basin | Flow Rest 90% Full | Flow Rest 90% Full |  |  | Continuous Automatic Tank Gauge |  | Automatic flow restrictor (MLLD) | Automatic flow restrictor (MLLD) |  |  | Annual line testing | Annual line testing |  | UST Currently In Use: 2; UST Temp Close: 0; AST Currently In Use: 0; AST Temp Closed: 0 | 2 | 0 | 0 | 25204-113-003770 | ARCHANABEN PATEL
48382 | Currently in Use |  | 1990-04-13 |  | Petroleum | On road diesel | On road diesel | Retail | Steel | Steel | Coated & cathodic protection (sti-P3) |  | Fiberglass reinforced plastic |  |  | Catchment Basin | Flow Rest 90% Full | Automatic shutoff device At 95% full |  |  | Automatic Tank Gauge | [8 empty] | UST Currently In Use: 3; UST Temp Close: 0; AST Currently In Use: 0; AST Temp Closed: 0 | 3 | 0 | 0 | 22760-113-018220 | HAPSH CORPORATION DBA WILLAMSGROCERY
48383 | Currently in Use |  | 1990-04-13 |  | Petroleum | Mid-grade gasoline | Mid-grade gasoline | Retail | Steel | Steel | Coated & cathodic protection (sti-P3) |  | Fiberglass reinforced plastic |  |  | Catchment Basin | Automatic shutoff device At 95% full | Automatic shutoff device At 95% full |  |  | Automatic Tank Gauge | [8 empty] | UST Currently In Use: 3; UST Temp Close: 0; AST Currently In Use: 0; AST Temp Closed: 0 | 3 | 0 | 0 | 22760-113-018220 | HAPSH CORPORATION DBA WILLAMSGROCERY
48384 | Currently in Use |  | 1990-04-13 |  | Petroleum | Unleaded gasoline | Unleaded gasoline | Retail | Steel | Steel | Coated & cathodic protection (sti-P3) |  | Fiberglass reinforced plastic |  |  | Catchment Basin | Flow Rest 90% Full | Automatic shutoff device At 95% full |  |  | Automatic Tank Gauge | [8 empty] | UST Currently In Use: 3; UST Temp Close: 0; AST Currently In Use: 0; AST Temp Closed: 0 | 3 | 0 | 0 | 22760-113-018220 | HAPSH CORPORATION DBA WILLAMSGROCERY
48385 | Currently in Use |  | 1998-07-17 |  | Petroleum | On road diesel | On road diesel | Emergency Power Generator | Single Wall | Fiberglass reinforced plastic |  |  | Flexible |  |  | Catchment Basin | Automatic shutoff device At 95% full | Automatic shutoff device At 95% full |  |  | Manual Tank Gauging (only tanks 1000 gal. or less and 48” or 64” in diameter) | [8 empty] | UST Currently In Use: 1; UST Temp Close: 0; AST Currently In Use: 0; AST Temp Closed: 0 | 1 | 0 | 1 | 17762-059-015761 | RUSSELLVILLE HOSPITAL
48386 | Currently in Use |  | 1997-06-01 |  | Petroleum | Premium gasoline | Premium gasoline | Retail | Fiberglass coated steel | Fiberglass coated steel |  |  | Fiberglass reinforced plastic |  | 1901-01-01 | Catchment Basin | Flow Rest 90% Full | Flow Rest 90% Full |  |  | Continuous Automatic Tank Gauge |  | Automatic flow restrictor (MLLD) | Automatic flow restrictor (MLLD) |  |  | Annual line testing | Annual line testing |  | UST Currently In Use: 3; UST Temp Close: 0; AST Currently In Use: 0; AST Temp Closed: 0 | 3 | 0 | 0 | 22176-055-017880 | CIRCLE K
48392 | Currently in Use |  | 1997-06-01 |  | Petroleum | On road diesel | On road diesel | Retail | Fiberglass coated steel | Fiberglass coated steel |  |  | Fiberglass reinforced plastic |  | 1901-01-01 | Catchment Basin | Flow Rest 90% Full | Flow Rest 90% Full |  |  | Continuous Automatic Tank Gauge |  | Automatic flow restrictor (MLLD) | Automatic flow restrictor (MLLD) |  |  | Annual line testing | Annual line testing |  | UST Currently In Use: 3; UST Temp Close: 0; AST Currently In Use: 0; AST Temp Closed: 0 | 3 | 0 | 0 | 22176-055-017880 | CIRCLE K
48393 | Permanently Closed | 1998-10-01 | 1901-01-01 | 1999-08-24 | Petroleum | Unleaded gasoline | Unleaded gasoline | Local government | Steel | Steel |  | Painted or None | Steel |  | 1901-01-01 | [5 empty] | Statistical Inventory Reconciliation (SIR) | [8 empty] | UST Currently In Use: 0; UST Temp Close: 0; AST Currently In Use: 0; AST Temp Closed: 0 | 0 | 0 | 3 | 20692-073-018221 | CITY OF LEEDS
48394 | Permanently Closed | 1998-10-01 | 1901-01-01 | 1999-08-24 | Petroleum | Unleaded gasoline | Unleaded gasoline | Local government | Steel | Steel |  | Painted or None | Steel |  | 1901-01-01 | [5 empty] | Statistical Inventory Reconciliation (SIR) | [8 empty] | UST Currently In Use: 0; UST Temp Close: 0; AST Currently In Use: 0; AST Temp Closed: 0 | 0 | 0 | 3 | 20692-073-018221 | CITY OF LEEDS
48395 | Permanently Closed | 1998-10-01 | 1901-01-01 | 1999-08-24 | Petroleum | On road diesel | On road diesel | Local government | Steel | Steel |  | Painted or None | Steel |  | 1901-01-01 | [5 empty] | Statistical Inventory Reconciliation (SIR) | [8 empty] | UST Currently In Use: 0; UST Temp Close: 0; AST Currently In Use: 0; AST Temp Closed: 0 | 0 | 0 | 3 | 20692-073-018221 | CITY OF LEEDS
48396 | Currently in Use |  | 1997-02-01 |  | Petroleum | Unleaded gasoline | Unleaded gasoline | Retail | Fiberglass reinforced plastic | Fiberglass reinforced plastic |  |  | Fiberglass reinforced plastic |  | 1901-01-01 | Catchment Basin | Automatic shutoff device At 95% full | Automatic shutoff device At 95% full |  |  | Continuous Automatic Tank Gauge |  | Automatic shutoff device (AELLD) | Automatic shutoff device (AELLD) |  |  | Statistical inventory reconciliation (SIR) | Statistical inventory reconciliation (SIR) |  | UST Currently In Use: 2; UST Temp Close: 0; AST Currently In Use: 0; AST Temp Closed: 0 | 2 | 0 | 3 | 23413-101-015089 | CIRCLE K STORES, INC.
48397 | Currently in Use |  | 1997-02-01 |  | Petroleum | Premium gasoline | Premium gasoline | Retail | Fiberglass reinforced plastic | Fiberglass reinforced plastic |  |  | Fiberglass reinforced plastic |  | 1901-01-01 | Catchment Basin | Automatic shutoff device At 95% full | Automatic shutoff device At 95% full |  |  | Continuous Automatic Tank Gauge |  | Automatic shutoff device (AELLD) | Automatic shutoff device (AELLD) |  |  | Statistical inventory reconciliation (SIR) | Statistical inventory reconciliation (SIR) |  | UST Currently In Use: 2; UST Temp Close: 0; AST Currently In Use: 0; AST Temp Closed: 0 | 2 | 0 | 3 | 23413-101-015089 | CIRCLE K STORES, INC.
48398 | Temporary Closed | 2018-01-01 | 1998-12-05 |  | Petroleum | Unleaded gasoline | Unleaded gasoline | Retail | Steel | Steel | Coated & cathodic protection (sti-P3) |  | Flexible |  |  | Catchment Basin | Automatic shutoff device At 95% full | Automatic shutoff device At 95% full | Interstitial Monitoring within Secondary Containment | [10 empty] | UST Currently In Use: 0; UST Temp Close: 2; AST Currently In Use: 0; AST Temp Closed: 0 | 0 | 2 | 4 | 15021-051-003658 | TURNER OIL INC
48401 | Temporary Closed | 2018-01-01 | 1998-12-05 |  | Petroleum | Mid-grade gasoline | Mid-grade gasoline | Retail | Steel | Steel | Coated & cathodic protection (sti-P3) |  | Flexible |  |  | Catchment Basin | Automatic shutoff device At 95% full | Automatic shutoff device At 95% full | Interstitial Monitoring within Secondary Containment | [10 empty] | UST Currently In Use: 0; UST Temp Close: 2; AST Currently In Use: 0; AST Temp Closed: 0 | 0 | 2 | 4 | 15021-051-003658 | TURNER OIL INC
48402 | Currently in Use |  | 1998-05-01 |  | Petroleum | Premium gasoline | Premium gasoline | Retail | Fiberglass coated steel | Fiberglass coated steel | Field installed cathodic protection |  | Fiberglass reinforced plastic |  |  | Catchment Basin | Automatic shutoff device At 95% full | Automatic shutoff device At 95% full |  |  | Continuous Automatic Tank Gauge |  | Automatic shutoff device (AELLD) | Automatic shutoff device (AELLD) | [5 empty] | UST Currently In Use: 3; UST Temp Close: 0; AST Currently In Use: 1; AST Temp Closed: 0 | 3 | 0 | 2 | 25877-073-008660 | KAISHNA PATEL
48403 | Currently in Use |  | 1998-05-01 |  | Petroleum | On road diesel | On road diesel | Retail | Fiberglass coated steel | Fiberglass coated steel | Field installed cathodic protection |  | Fiberglass reinforced plastic |  |  | Catchment Basin | Automatic shutoff device At 95% full | Automatic shutoff device At 95% full |  |  | Continuous Automatic Tank Gauge | [8 empty] | UST Currently In Use: 3; UST Temp Close: 0; AST Currently In Use: 1; AST Temp Closed: 0 | 3 | 0 | 2 | 25877-073-008660 | KAISHNA PATEL
48404 | Currently in Use |  | 1998-09-15 |  | Petroleum | Unleaded gasoline | Unleaded gasoline | Retail | Steel | Steel | Coated & cathodic protection (sti-P3) |  | Flexible |  |  | Catchment Basin | Automatic shutoff device At 95% full | Automatic shutoff device At 95% full |  |  | Automatic Tank Gauge |  | Containment Sump | Automatic flow restrictor (MLLD) |  |  | Annual line testing | Annual line testing |  | UST Currently In Use: 2; UST Temp Close: 0; AST Currently In Use: 0; AST Temp Closed: 0 | 2 | 0 | 0 | 25526-051-013833 | SUNNYKRINA LLC
48405 | Currently in Use |  | 1998-09-15 |  | Petroleum | Premium gasoline | Premium gasoline | Retail | Steel | Steel | Coated & cathodic protection (sti-P3) |  | Flexible |  |  | Catchment Basin | Automatic shutoff device At 95% full | Automatic shutoff device At 95% full |  |  | Automatic Tank Gauge |  | Containment Sump | Automatic flow restrictor (MLLD) |  |  | Annual line testing | Annual line testing |  | UST Currently In Use: 2; UST Temp Close: 0; AST Currently In Use: 0; AST Temp Closed: 0 | 2 | 0 | 0 | 25526-051-013833 | SUNNYKRINA LLC
48406 | Cannot Locate or abandoned | 2009-12-01 | 1999-01-29 |  | Petroleum | Unleaded gasoline | Unleaded gasoline | Retail | Steel | Single Wall | 8K/5K TWO |  | Fiberglass reinforced plastic |  |  | Catchment Basin | Automatic shutoff device At 95% full | Automatic shutoff device At 95% full |  |  | Continuous Automatic Tank Gauge | [8 empty] | UST Currently In Use: 0; UST Temp Close: 0; AST Currently In Use: 0; AST Temp Closed: 0 | 0 | 0 | 0 | 22937-015-018224 | AKBAR POONAWALA
48415 | Currently in Use |  | 1998-10-10 |  | Petroleum | On road diesel | On road diesel | Retail | Fiberglass coated steel | Fiberglass coated steel | Coated & cathodic protection (sti-P3) |  | Single Wall |  |  | Catchment Basin | Automatic shutoff device At 95% full | Automatic shutoff device At 95% full |  |  | Continuous Automatic Tank Gauge | [8 empty] | UST Currently In Use: 4; UST Temp Close: 0; AST Currently In Use: 0; AST Temp Closed: 0 | 4 | 0 | 3 | 15201-127-005590 | VULCAN OIL COMPANY INC.
48416 | Currently in Use |  | 1998-12-01 |  | Petroleum | Unleaded gasoline | Unleaded gasoline | Retail | Fiberglass coated steel | Fiberglass coated steel |  |  | Flexible |  | 1901-01-01 | Catchment Basin | Flow Rest 90% Full | Flow Rest 90% Full |  |  | Continuous Automatic Tank Gauge |  | Automatic flow restrictor (MLLD) | Automatic flow restrictor (MLLD) |  |  | Annual line testing | Annual line testing |  | UST Currently In Use: 2; UST Temp Close: 0; AST Currently In Use: 0; AST Temp Closed: 0 | 2 | 0 | 0 | 21440-013-018226 | BATES DEVELOPMENT LLC
48417 | Currently in Use |  | 1998-12-01 |  | Petroleum | Premium gasoline | Premium gasoline | Retail | Fiberglass coated steel | Fiberglass coated steel |  |  | Flexible |  | 1901-01-01 | Catchment Basin | Flow Rest 90% Full | Flow Rest 90% Full |  |  | Continuous Automatic Tank Gauge |  | Containment Sump | Automatic flow restrictor (MLLD) |  |  | Annual line testing | Annual line testing |  | UST Currently In Use: 2; UST Temp Close: 0; AST Currently In Use: 0; AST Temp Closed: 0 | 2 | 0 | 0 | 21440-013-018226 | BATES DEVELOPMENT LLC
48418 | Temporary Closed | 2016-06-28 | 1993-02-01 |  | Petroleum | Unleaded gasoline | Unleaded gasoline | Retail | Single Wall | Single Wall | Coated & cathodic protection (sti-P3) |  | Fiberglass reinforced plastic |  |  | Catchment Basin | Flow Rest 90% Full | Automatic shutoff device At 95% full |  |  | Statistical Inventory Reconciliation (SIR) | [8 empty] | UST Currently In Use: 0; UST Temp Close: 3; AST Currently In Use: 0; AST Temp Closed: 0 | 0 | 3 | 0 | 20698-095-008271 | TONY COOLEY
48419 | Temporary Closed | 2016-06-28 | 1993-02-01 |  | Petroleum | Mid-grade gasoline | Mid-grade gasoline | Retail | Steel | Single Wall | Coated & cathodic protection (sti-P3) |  | Fiberglass reinforced plastic |  |  | Catchment Basin | Flow Rest 90% Full | Automatic shutoff device At 95% full |  |  | Statistical Inventory Reconciliation (SIR) | [8 empty] | UST Currently In Use: 0; UST Temp Close: 3; AST Currently In Use: 0; AST Temp Closed: 0 | 0 | 3 | 0 | 20698-095-008271 | TONY COOLEY
48420 | Temporary Closed | 2016-06-28 | 1993-02-01 |  | Petroleum | Premium gasoline | Premium gasoline | Retail | Single Wall | Single Wall | Coated & cathodic protection (sti-P3) |  | Fiberglass reinforced plastic |  |  | Catchment Basin | Automatic shutoff device At 95% full | Automatic shutoff device At 95% full |  |  | Statistical Inventory Reconciliation (SIR) | [8 empty] | UST Currently In Use: 0; UST Temp Close: 3; AST Currently In Use: 0; AST Temp Closed: 0 | 0 | 3 | 0 | 20698-095-008271 | TONY COOLEY
48421 | Currently in Use |  | 1991-08-01 |  | Petroleum | Unleaded gasoline | Unleaded gasoline | Retail | Single Wall | Single Wall | Coated & cathodic protection (sti-P3) |  | Fiberglass reinforced plastic |  |  | Catchment Basin | Flow Rest 90% Full | Flow Rest 90% Full |  |  | Continuous Automatic Tank Gauge |  | Automatic shutoff device (AELLD) | Automatic shutoff device (AELLD) | [5 empty] | UST Currently In Use: 2; UST Temp Close: 0; AST Currently In Use: 0; AST Temp Closed: 0 | 2 | 0 | 2 | 21973-073-004237 | NAM TRUONG
48422 | Currently in Use |  | 1991-08-01 |  | Petroleum | Premium gasoline | Premium gasoline | Retail | Single Wall | Single Wall | Coated & cathodic protection (sti-P3) |  | Fiberglass reinforced plastic |  |  | Catchment Basin | Flow Rest 90% Full | Flow Rest 90% Full |  |  | Continuous Automatic Tank Gauge |  | Automatic shutoff device (AELLD) | Automatic shutoff device (AELLD) | [5 empty] | UST Currently In Use: 2; UST Temp Close: 0; AST Currently In Use: 0; AST Temp Closed: 0 | 2 | 0 | 2 | 21973-073-004237 | NAM TRUONG
48423 | Currently in Use |  | 1998-12-04 |  | Petroleum | Unleaded gasoline | Unleaded gasoline | Retail | Single Wall | Fiberglass coated steel |  |  | Flexible | OPW |  | Catchment Basin | Automatic shutoff device At 95% full | Automatic shutoff device At 95% full |  |  | Continuous Automatic Tank Gauge |  | Automatic flow restrictor (MLLD) | Automatic flow restrictor (MLLD) |  |  | Annual line testing | Annual line testing |  | UST Currently In Use: 2; UST Temp Close: 0; AST Currently In Use: 0; AST Temp Closed: 0 | 2 | 0 | 3 | 22608-073-014026 | BOBBY BECKMANN
48424 | Currently in Use |  | 1998-12-04 |  | Petroleum | Premium gasoline | Premium gasoline | Retail | Single Wall | Single Wall | Coated & cathodic protection (sti-P3) |  | Flexible | OPW |  | Catchment Basin | Automatic shutoff device At 95% full | Automatic shutoff device At 95% full |  |  | Continuous Automatic Tank Gauge |  | Automatic flow restrictor (MLLD) | Automatic flow restrictor (MLLD) |  |  | Annual line testing | Annual line testing |  | UST Currently In Use: 2; UST Temp Close: 0; AST Currently In Use: 0; AST Temp Closed: 0 | 2 | 0 | 3 | 22608-073-014026 | BOBBY BECKMANN
48425 | Permanently Closed | 1998-12-21 | 1981-01-01 | 1999-10-01 | Petroleum | Mid-grade gasoline | Mid-grade gasoline | Industrial | Steel | Steel |  | Painted or None | Steel |  | 1901-01-01 | [14 empty] | UST Currently In Use: 0; UST Temp Close: 0; AST Currently In Use: 0; AST Temp Closed: 0 | 0 | 0 | 2 | 20702-073-018228 | LABARGE PIPE & STEEL
48426 | Permanently Closed | 1998-12-21 | 1981-01-01 | 1999-10-01 | Petroleum | On road diesel | On road diesel | Industrial | Steel | Steel |  | Painted or None | Steel |  | 1901-01-01 | [14 empty] | UST Currently In Use: 0; UST Temp Close: 0; AST Currently In Use: 0; AST Temp Closed: 0 | 0 | 0 | 2 | 20702-073-018228 | LABARGE PIPE & STEEL
48427 | Permanently Closed | 2003-08-21 | 1998-09-01 | 2015-02-24 | Petroleum | Unleaded gasoline | Unleaded gasoline | Retail | Steel | Steel | Coated & cathodic protection (sti-P3) |  | Fiberglass reinforced plastic |  | 1901-01-01 | Catchment Basin | Flow Rest 90% Full | Flow Rest 90% Full | [11 empty] | UST Currently In Use: 0; UST Temp Close: 0; AST Currently In Use: 0; AST Temp Closed: 0 | 0 | 0 | 2 | 14657-107-013226 | DEPARTMENT OF TRANSPORTATION HIGHWAY
48428 | Permanently Closed | 2003-08-21 | 1998-09-01 | 2015-02-24 | Petroleum | Premium gasoline | Premium gasoline | Retail | Steel | Steel | Coated & cathodic protection (sti-P3) |  | Fiberglass reinforced plastic |  | 1901-01-01 | Catchment Basin | Flow Rest 90% Full | Flow Rest 90% Full |  |  | Statistical Inventory Reconciliation (SIR) | [8 empty] | UST Currently In Use: 0; UST Temp Close: 0; AST Currently In Use: 0; AST Temp Closed: 0 | 0 | 0 | 2 | 14657-107-013226 | DEPARTMENT OF TRANSPORTATION HIGHWAY
48429 | Currently in Use |  | 1998-06-01 |  | Petroleum | Unleaded gasoline | Unleaded gasoline | Retail | Fiberglass coated steel | Fiberglass coated steel |  |  | Flexible | OPW | 1901-01-01 | Catchment Basin | Flow Rest 90% Full | Flow Rest 90% Full |  |  | Continuous Automatic Tank Gauge |  | Containment Sump | Automatic flow restrictor (MLLD) |  |  | Annual line testing | Annual line testing |  | UST Currently In Use: 3; UST Temp Close: 2; AST Currently In Use: 0; AST Temp Closed: 0 | 3 | 2 | 0 | 23429-015-018230 | MUSA PROPERTIES, LLC
48430 | Currently in Use |  | 1998-06-01 |  | Petroleum | Premium gasoline | Premium gasoline | Retail | Fiberglass coated steel | Fiberglass coated steel |  |  | Flexible | OPW | 1901-01-01 | Catchment Basin | Flow Rest 90% Full | Flow Rest 90% Full |  |  | Continuous Automatic Tank Gauge |  | Containment Sump | Automatic flow restrictor (MLLD) |  |  | Annual line testing | Annual line testing |  | UST Currently In Use: 3; UST Temp Close: 2; AST Currently In Use: 0; AST Temp Closed: 0 | 3 | 2 | 0 | 23429-015-018230 | MUSA PROPERTIES, LLC
48431 | Currently in Use |  | 1998-06-01 |  | Petroleum | On road diesel | On road diesel | Retail | Fiberglass coated steel | Fiberglass coated steel |  |  | Flexible | OPW | 1901-01-01 | Catchment Basin | Flow Rest 90% Full | Flow Rest 90% Full |  |  | Continuous Automatic Tank Gauge |  | Automatic flow restrictor (MLLD) | Automatic flow restrictor (MLLD) |  |  | Annual line testing | Annual line testing |  | UST Currently In Use: 3; UST Temp Close: 2; AST Currently In Use: 0; AST Temp Closed: 0 | 3 | 2 | 0 | 23429-015-018230 | MUSA PROPERTIES, LLC
48432 | Temporary Closed | 2016-02-01 | 1998-06-01 |  | Petroleum | Other, OFFROAD | Other | Retail | Fiberglass coated steel | Fiberglass coated steel |  |  | Flexible | OPW | 1901-01-01 | Catchment Basin | Flow Rest 90% Full | Flow Rest 90% Full |  |  | Continuous Automatic Tank Gauge |  | Automatic flow restrictor (MLLD) | Automatic flow restrictor (MLLD) |  |  | Annual line testing | Annual line testing |  | UST Currently In Use: 3; UST Temp Close: 2; AST Currently In Use: 0; AST Temp Closed: 0 | 3 | 2 | 0 | 23429-015-018230 | MUSA PROPERTIES, LLC
48433 | Temporary Closed | 2018-08-13 | 1998-06-01 |  | Petroleum | On road diesel | On road diesel | Retail | Fiberglass coated steel | Fiberglass coated steel |  |  | Double Wall | OPW | 1901-01-01 | Catchment Basin | Flow Rest 90% Full | Flow Rest 90% Full |  |  | Continuous Automatic Tank Gauge |  | Containment Sump | Automatic flow restrictor (MLLD) |  |  | Annual line testing | Annual line testing |  | UST Currently In Use: 3; UST Temp Close: 2; AST Currently In Use: 0; AST Temp Closed: 0 | 3 | 2 | 0 | 23429-015-018230 | MUSA PROPERTIES, LLC
48434 | Currently in Use |  | 1998-01-22 |  | Petroleum | Unleaded gasoline | Unleaded gasoline | Local government | Fiberglass coated steel | Fiberglass coated steel |  |  | Fiberglass reinforced plastic |  | 1901-01-01 | Catchment Basin | Automatic shutoff device At 95% full | Automatic shutoff device At 95% full |  |  | Continuous Automatic Tank Gauge | [8 empty] | UST Currently In Use: 2; UST Temp Close: 0; AST Currently In Use: 0; AST Temp Closed: 0 | 2 | 0 | 3 | 15746-123-013724 | CITY OF ALEXANDER CITY
48435 | Currently in Use |  | 1998-01-22 |  | Petroleum | On road diesel | On road diesel | Local government | Fiberglass coated steel | Fiberglass coated steel |  |  | Fiberglass reinforced plastic |  | 1901-01-01 | Catchment Basin | Automatic shutoff device At 95% full | Automatic shutoff device At 95% full |  |  | Continuous Automatic Tank Gauge | [8 empty] | UST Currently In Use: 2; UST Temp Close: 0; AST Currently In Use: 0; AST Temp Closed: 0 | 2 | 0 | 3 | 15746-123-013724 | CITY OF ALEXANDER CITY
48436 | Currently in Use |  | 1998-12-18 |  | Petroleum | Unleaded gasoline | Unleaded gasoline | Retail | Fiberglass reinforced plastic | Fiberglass reinforced plastic |  |  | DW | ENVIRON | 1901-01-01 | Catchment Basin | Automatic shutoff device At 95% full | Automatic shutoff device At 95% full |  |  | Statistical Inventory Reconciliation (SIR) |  | Automatic flow restrictor (MLLD) | Automatic flow restrictor (MLLD) |  | MANUAL/VISUAL CHECK | Statistical inventory reconciliation (SIR) | Statistical inventory reconciliation (SIR) |  | UST Currently In Use: 3; UST Temp Close: 0; AST Currently In Use: 0; AST Temp Closed: 0 | 3 | 0 | 4 | 24197-099-010187 | THERESA STRICKLAND
48437 | Currently in Use |  | 1998-12-11 |  | Petroleum | On road diesel | On road diesel | Retail | Fiberglass reinforced plastic | Fiberglass reinforced plastic |  |  | Flexible | ENVIRON | 1901-01-01 | Catchment Basin | Automatic shutoff device At 95% full | Automatic shutoff device At 95% full |  |  | Statistical Inventory Reconciliation (SIR) |  | Containment Sump | Automatic flow restrictor (MLLD) |  | MANUAL/VISUAL CHECK | Statistical inventory reconciliation (SIR) | Statistical inventory reconciliation (SIR) |  | UST Currently In Use: 3; UST Temp Close: 0; AST Currently In Use: 0; AST Temp Closed: 0 | 3 | 0 | 4 | 24197-099-010187 | THERESA STRICKLAND
48438 | Currently in Use |  | 1998-12-11 |  | Petroleum | On road diesel | On road diesel | Retail | Fiberglass reinforced plastic | Fiberglass reinforced plastic |  |  | Flexible |  |  | Catchment Basin | Automatic shutoff device At 95% full | Automatic shutoff device At 95% full |  |  | Statistical Inventory Reconciliation (SIR) |  | Automatic flow restrictor (MLLD) | Automatic flow restrictor (MLLD) |  | MANUAL/VISUAL CHECK | Statistical inventory reconciliation (SIR) | Statistical inventory reconciliation (SIR) |  | UST Currently In Use: 3; UST Temp Close: 0; AST Currently In Use: 0; AST Temp Closed: 0 | 3 | 0 | 4 | 24197-099-010187 | THERESA STRICKLAND
48439 | Currently in Use |  | 1991-10-07 |  | Petroleum | On road diesel | On road diesel | Local government | Double Wall | Double Wall |  |  | Double Wall |  | 1901-01-01 | Catchment Basin | Audible high level alarm At 90% full | Audible high level alarm At 90% full |  |  | Continuous Automatic Tank Gauge |  | Automatic flow restrictor (MLLD) | Automatic flow restrictor (MLLD) |  |  | Annual line testing | Annual line testing |  | UST Currently In Use: 4; UST Temp Close: 5; AST Currently In Use: 0; AST Temp Closed: 0 | 4 | 5 | 8 | 10572-073-002493 | WATER AND SEWER BOARD OF BIRMINGHAM
48440 | Currently in Use |  | 1991-10-07 |  | Petroleum | On road diesel | On road diesel | Local government | Double Wall | Double Wall |  |  | Double Wall |  | 1901-01-01 | Catchment Basin | Audible high level alarm At 90% full | Audible high level alarm At 90% full |  |  | Continuous Automatic Tank Gauge |  | Automatic flow restrictor (MLLD) | Automatic flow restrictor (MLLD) |  |  | Annual line testing | Annual line testing |  | UST Currently In Use: 4; UST Temp Close: 5; AST Currently In Use: 0; AST Temp Closed: 0 | 4 | 5 | 8 | 10572-073-002493 | WATER AND SEWER BOARD OF BIRMINGHAM
48441 | Currently in Use |  | 1991-10-07 |  | Petroleum | Mid-grade gasoline | Mid-grade gasoline | Local government | Double Wall | Double Wall |  |  | Double Wall |  | 1901-01-01 | Catchment Basin | Audible high level alarm At 90% full | Audible high level alarm At 90% full |  |  | Continuous Automatic Tank Gauge |  | Automatic flow restrictor (MLLD) | Automatic flow restrictor (MLLD) |  |  | Annual line testing | Annual line testing |  | UST Currently In Use: 4; UST Temp Close: 5; AST Currently In Use: 0; AST Temp Closed: 0 | 4 | 5 | 8 | 10572-073-002493 | WATER AND SEWER BOARD OF BIRMINGHAM
48442 | Currently in Use |  | 1991-10-07 |  | Petroleum | Mid-grade gasoline | Mid-grade gasoline | Local government | Double Wall | Double Wall |  |  | Double Wall |  | 1901-01-01 | Catchment Basin | Audible high level alarm At 90% full | Audible high level alarm At 90% full |  |  | Continuous Automatic Tank Gauge |  | Automatic flow restrictor (MLLD) | Automatic flow restrictor (MLLD) |  |  | Annual line testing | Annual line testing |  | UST Currently In Use: 4; UST Temp Close: 5; AST Currently In Use: 0; AST Temp Closed: 0 | 4 | 5 | 8 | 10572-073-002493 | WATER AND SEWER BOARD OF BIRMINGHAM
48443 | Temporary Closed | 2015-12-02 | 1991-10-07 |  | Petroleum | Used oil | Used oil | Local government | Double Wall | Double Wall |  |  | Fiberglass reinforced plastic |  | 1901-01-01 | Other | Other | Other | [11 empty] | UST Currently In Use: 4; UST Temp Close: 5; AST Currently In Use: 0; AST Temp Closed: 0 | 4 | 5 | 8 | 10572-073-002493 | WATER AND SEWER BOARD OF BIRMINGHAM
48444 | Currently in Use |  | 1999-01-05 |  | Petroleum | Unleaded gasoline | Unleaded gasoline | Retail | Single Wall | Single Wall | Coated & cathodic protection (sti-P3) |  | Double Wall |  |  | Catchment Basin | Automatic shutoff device At 95% full | Automatic shutoff device At 95% full |  |  | Continuous Automatic Tank Gauge |  | Containment Sump | Automatic shutoff device (AELLD) | [5 empty] | UST Currently In Use: 2; UST Temp Close: 0; AST Currently In Use: 0; AST Temp Closed: 0 | 2 | 0 | 3 | 15420-027-003260 | MAPCO EXPRESS, INC.
48445 | Currently in Use |  | 1999-01-05 |  | Petroleum | Premium gasoline | Premium gasoline | Retail | Single Wall | Single Wall | Coated & cathodic protection (sti-P3) |  | Steel |  |  | Catchment Basin | Automatic shutoff device At 95% full | Automatic shutoff device At 95% full |  |  | Continuous Automatic Tank Gauge |  | Containment Sump | Automatic shutoff device (AELLD) | [5 empty] | UST Currently In Use: 2; UST Temp Close: 0; AST Currently In Use: 0; AST Temp Closed: 0 | 2 | 0 | 3 | 15420-027-003260 | MAPCO EXPRESS, INC.
48446 | Temporary Closed | 2015-12-02 | 1991-10-07 |  | Hazardous Substance |  |  | Local government | Double Wall | Double Wall |  |  | Fiberglass reinforced plastic |  | 1901-01-01 | Other | Other | Other | [11 empty] | UST Currently In Use: 4; UST Temp Close: 5; AST Currently In Use: 0; AST Temp Closed: 0 | 4 | 5 | 8 | 10572-073-002493 | WATER AND SEWER BOARD OF BIRMINGHAM
48447 | Temporary Closed | 2015-12-02 | 1991-10-07 |  | Hazardous Substance |  |  | Local government | Double Wall | Double Wall |  |  | Fiberglass reinforced plastic |  | 1901-01-01 | Other | Flow Rest 90% Full | Flow Rest 90% Full | [11 empty] | UST Currently In Use: 4; UST Temp Close: 5; AST Currently In Use: 0; AST Temp Closed: 0 | 4 | 5 | 8 | 10572-073-002493 | WATER AND SEWER BOARD OF BIRMINGHAM
48448 | Temporary Closed | 2015-12-02 | 1991-10-07 |  | Petroleum | Virgin oil | Virgin oil | Local government | Fiberglass reinforced plastic | Double Wall |  |  | Fiberglass reinforced plastic |  | 1901-01-01 | Other | Flow Rest 90% Full | Flow Rest 90% Full | [11 empty] | UST Currently In Use: 4; UST Temp Close: 5; AST Currently In Use: 0; AST Temp Closed: 0 | 4 | 5 | 8 | 10572-073-002493 | WATER AND SEWER BOARD OF BIRMINGHAM
48451 | Temporary Closed | 2015-11-25 | 1991-10-07 |  | Petroleum | Other, HYDROL OIL | Other | Local government | Fiberglass reinforced plastic | Double Wall |  |  | Fiberglass reinforced plastic |  | 1901-01-01 | Other | Flow Rest 90% Full | Flow Rest 90% Full | [11 empty] | UST Currently In Use: 4; UST Temp Close: 5; AST Currently In Use: 0; AST Temp Closed: 0 | 4 | 5 | 8 | 10572-073-002493 | WATER AND SEWER BOARD OF BIRMINGHAM
48452 | Temporary Closed | 2014-01-16 | 1991-02-01 |  | Petroleum | Mid-grade gasoline | Mid-grade gasoline | Retail | Single Wall | Single Wall | Coated & cathodic protection (sti-P3) |  | Single Wall |  |  | Catchment Basin | Flow Rest 90% Full | Flow Rest 90% Full |  |  | Continuous Automatic Tank Gauge |  | Automatic flow restrictor (MLLD) | Automatic flow restrictor (MLLD) |  |  | Annual line testing | Annual line testing |  | UST Currently In Use: 0; UST Temp Close: 2; AST Currently In Use: 0; AST Temp Closed: 0 | 0 | 2 | 4 | 11124-073-002012 | CLIFTON MCELROY JR
48453 | Temporary Closed | 2014-12-31 | 1991-02-01 |  | Petroleum | Mid-grade gasoline | Mid-grade gasoline | Retail | Steel | Single Wall | Coated & cathodic protection (sti-P3) |  | Fiberglass reinforced plastic |  |  | Catchment Basin | Flow Rest 90% Full | Flow Rest 90% Full |  |  | Continuous Automatic Tank Gauge |  | Automatic flow restrictor (MLLD) | Automatic flow restrictor (MLLD) |  |  | Annual line testing | Annual line testing |  | UST Currently In Use: 0; UST Temp Close: 2; AST Currently In Use: 0; AST Temp Closed: 0 | 0 | 2 | 4 | 11124-073-002012 | CLIFTON MCELROY JR
48454 | Currently in Use |  | 1999-01-01 |  | Petroleum | Unleaded gasoline | Unleaded gasoline | Retail | 8U/4P | Fiberglass coated steel |  |  | Double Wall | APT | 1999-01-01 | Catchment Basin | Flow Rest 90% Full | Flow Rest 90% Full |  |  | Continuous Automatic Tank Gauge |  | Automatic shutoff device (AELLD) | Automatic shutoff device (AELLD) |  |  | MASTER | Other |  | UST Currently In Use: 3; UST Temp Close: 0; AST Currently In Use: 2; AST Temp Closed: 0 | 3 | 0 | 0 | 20712-055-018231 | KITCHENS EXPRESS LANE
48455 | Currently in Use |  | 1999-01-01 |  | Petroleum | Unleaded gasoline | Unleaded gasoline | Retail | 6U/2P | Fiberglass coated steel |  |  | Flexible | APT | 1999-01-01 | Catchment Basin | Flow Rest 90% Full | Flow Rest 90% Full |  |  | Continuous Automatic Tank Gauge |  | Containment Sump | Containment Sump |  |  | SLAVED | Other |  | UST Currently In Use: 3; UST Temp Close: 0; AST Currently In Use: 2; AST Temp Closed: 0 | 3 | 0 | 0 | 20712-055-018231 | KITCHENS EXPRESS LANE
48458 | Currently in Use |  | 1999-02-01 |  | Petroleum | Unleaded gasoline | Unleaded gasoline | Retail | Fiberglass reinforced plastic | Fiberglass reinforced plastic |  |  | Flexible |  |  | Catchment Basin | Flow Rest 90% Full | Flow Rest 90% Full |  |  | Continuous Automatic Tank Gauge | Single walled submersible pump containment sump | Containment Sump | Automatic flow restrictor (MLLD) |  |  | Annual line testing | Annual line testing |  | UST Currently In Use: 4; UST Temp Close: 0; AST Currently In Use: 0; AST Temp Closed: 0 | 4 | 0 | 0 | 21369-103-018232 | ALLY & RICH PROPERTIES LLC
48459 | Currently in Use |  | 1999-02-01 |  | Petroleum | Premium gasoline | Premium gasoline | Retail | Fiberglass reinforced plastic | Fiberglass reinforced plastic |  |  | Flexible |  |  | Catchment Basin | Flow Rest 90% Full | Flow Rest 90% Full |  |  | Continuous Automatic Tank Gauge | Single walled submersible pump containment sump | Automatic flow restrictor (MLLD) | Automatic flow restrictor (MLLD) |  |  | Annual line testing | Annual line testing |  | UST Currently In Use: 4; UST Temp Close: 0; AST Currently In Use: 0; AST Temp Closed: 0 | 4 | 0 | 0 | 21369-103-018232 | ALLY & RICH PROPERTIES LLC
48460 | Currently in Use |  | 1999-02-01 |  | Petroleum | On road diesel | On road diesel | Retail | Single Wall | Fiberglass reinforced plastic |  |  | Flexible |  |  | Catchment Basin | Flow Rest 90% Full | Flow Rest 90% Full |  |  | Continuous Automatic Tank Gauge | Single walled submersible pump containment sump | Containment Sump | Automatic flow restrictor (MLLD) |  |  | Annual line testing | Annual line testing |  | UST Currently In Use: 4; UST Temp Close: 0; AST Currently In Use: 0; AST Temp Closed: 0 | 4 | 0 | 0 | 21369-103-018232 | ALLY & RICH PROPERTIES LLC
48461 | Currently in Use |  | 1999-02-01 |  | Petroleum | Kerosene | Kerosene | Retail | Single Wall | Fiberglass reinforced plastic |  |  | Double Wall |  |  | Catchment Basin | Flow Rest 90% Full | Flow Rest 90% Full |  |  | Continuous Automatic Tank Gauge | Single walled submersible pump containment sump | Containment Sump | Automatic flow restrictor (MLLD) |  |  | Annual line testing | Annual line testing |  | UST Currently In Use: 4; UST Temp Close: 0; AST Currently In Use: 0; AST Temp Closed: 0 | 4 | 0 | 0 | 21369-103-018232 | ALLY & RICH PROPERTIES LLC
48462 | Temporary Closed | 2009-05-11 | 1999-03-22 |  | Petroleum | Unleaded gasoline | Unleaded gasoline | Retail | Steel | Steel | Coated & cathodic protection (sti-P3) |  | Fiberglass reinforced plastic |  |  | Catchment Basin | Flow Rest 90% Full | Flow Rest 90% Full | [11 empty] | UST Currently In Use: 0; UST Temp Close: 1; AST Currently In Use: 0; AST Temp Closed: 0 | 0 | 1 | 3 | 17266-005-006280 | CIRCLE M INC DBA MURPHY OIL
48463 | Currently in Use |  | 1995-06-20 |  | Petroleum | Unleaded gasoline | Unleaded gasoline | Retail | Steel | Steel | Coated & cathodic protection (sti-P3) |  | Flexible |  |  | Catchment Basin | Automatic shutoff device At 95% full | Automatic shutoff device At 95% full |  |  | Continuous Automatic Tank Gauge |  | Automatic flow restrictor (MLLD) | Automatic flow restrictor (MLLD) | Interstitial Monitoring within Secondary Containment |  | Annual line testing | Annual line testing |  | UST Currently In Use: 2; UST Temp Close: 0; AST Currently In Use: 0; AST Temp Closed: 0 | 2 | 0 | 0 | 23128-117-018247 | DIYA GIA, LLC
48464 | Currently in Use |  | 1995-06-20 |  | Petroleum | Premium gasoline | Premium gasoline | Retail | Steel | Steel | Coated & cathodic protection (sti-P3) |  | Flexible |  |  | Catchment Basin | Automatic shutoff device At 95% full | Automatic shutoff device At 95% full |  |  | Continuous Automatic Tank Gauge |  | Automatic flow restrictor (MLLD) | Automatic flow restrictor (MLLD) | Interstitial Monitoring within Secondary Containment |  | Annual line testing | Annual line testing |  | UST Currently In Use: 2; UST Temp Close: 0; AST Currently In Use: 0; AST Temp Closed: 0 | 2 | 0 | 0 | 23128-117-018247 | DIYA GIA, LLC
48465 | Currently in Use |  | 1999-01-04 |  | Petroleum | Unleaded gasoline | Unleaded gasoline | Retail | Fiberglass coated steel | Fiberglass coated steel |  |  | Flexible |  | 1901-01-01 | Catchment Basin | Flow Rest 90% Full | Flow Rest 90% Full |  |  | Continuous Automatic Tank Gauge | [8 empty] | UST Currently In Use: 2; UST Temp Close: 0; AST Currently In Use: 0; AST Temp Closed: 0 | 2 | 0 | 2 | 24217-081-015480 | MOHAMMED Y KHAN
48466 | Currently in Use |  | 1999-01-04 |  | Petroleum | On road diesel | On road diesel | Retail | Fiberglass coated steel | Fiberglass coated steel |  |  | Flexible |  | 1901-01-01 | Catchment Basin | Flow Rest 90% Full | Flow Rest 90% Full |  |  | Continuous Automatic Tank Gauge | [8 empty] | UST Currently In Use: 2; UST Temp Close: 0; AST Currently In Use: 0; AST Temp Closed: 0 | 2 | 0 | 2 | 24217-081-015480 | MOHAMMED Y KHAN
48467 | Temporary Closed | 2011-10-31 | 1999-02-11 |  | Petroleum | Unleaded gasoline | Unleaded gasoline | Retail | Steel | Steel | Coated & cathodic protection (sti-P3) |  | Fiberglass reinforced plastic |  |  | Catchment Basin | Automatic shutoff device At 95% full | Automatic shutoff device At 95% full |  |  | Statistical Inventory Reconciliation (SIR) | [8 empty] | UST Currently In Use: 0; UST Temp Close: 3; AST Currently In Use: 0; AST Temp Closed: 0 | 0 | 3 | 2 | 13370-023-010051 | MCLEMORE DISTRIBUTORS INC
48468 | Temporary Closed | 2011-06-01 | 1999-02-11 |  | Petroleum | Unleaded gasoline | Unleaded gasoline | Retail | Steel | Steel | Coated & cathodic protection (sti-P3) |  | Fiberglass reinforced plastic |  |  | Catchment Basin | Automatic shutoff device At 95% full | Automatic shutoff device At 95% full |  |  | Statistical Inventory Reconciliation (SIR) | [8 empty] | UST Currently In Use: 0; UST Temp Close: 3; AST Currently In Use: 0; AST Temp Closed: 0 | 0 | 3 | 2 | 13370-023-010051 | MCLEMORE DISTRIBUTORS INC
48470 | Temporary Closed | 2011-10-31 | 1999-02-11 |  | Petroleum | On road diesel | On road diesel | Retail | Steel | Steel | Coated & cathodic protection (sti-P3) |  | Fiberglass reinforced plastic |  |  | Catchment Basin | Automatic shutoff device At 95% full | Automatic shutoff device At 95% full |  |  | Statistical Inventory Reconciliation (SIR) | [8 empty] | UST Currently In Use: 0; UST Temp Close: 3; AST Currently In Use: 0; AST Temp Closed: 0 | 0 | 3 | 2 | 13370-023-010051 | MCLEMORE DISTRIBUTORS INC
48471 | Currently in Use |  | 1999-01-25 |  | Petroleum | On road diesel | On road diesel | Retail | Single Wall | Fiberglass coated steel |  |  | Fiberglass reinforced plastic |  | 1901-01-01 | Catchment Basin | Automatic shutoff device At 95% full | Automatic shutoff device At 95% full |  |  | Other |  | Containment Sump | Automatic flow restrictor (MLLD) |  |  | CITLD | CITLD |  | UST Currently In Use: 6; UST Temp Close: 0; AST Currently In Use: 0; AST Temp Closed: 0 | 6 | 0 | 0 | 19984-097-018237 | PILOT TRAVEL CENTERS, LLC
48472 | Currently in Use |  | 1999-01-28 |  | Petroleum | On road diesel | On road diesel | Retail | Single Wall | Fiberglass coated steel |  |  | Fiberglass reinforced plastic |  | 1901-01-01 | Catchment Basin | Automatic shutoff device At 95% full | Automatic shutoff device At 95% full |  |  | Other |  | Containment Sump | Automatic flow restrictor (MLLD) |  |  | CITLD | CITLD |  | UST Currently In Use: 6; UST Temp Close: 0; AST Currently In Use: 0; AST Temp Closed: 0 | 6 | 0 | 0 | 19984-097-018237 | PILOT TRAVEL CENTERS, LLC
48473 | Currently in Use |  | 1999-01-28 |  | Petroleum | On road diesel | On road diesel | Retail | Single Wall | Fiberglass coated steel |  |  | Fiberglass reinforced plastic |  | 1901-01-01 | Catchment Basin | Automatic shutoff device At 95% full | Automatic shutoff device At 95% full |  |  | Other |  | Automatic flow restrictor (MLLD) | Automatic flow restrictor (MLLD) |  |  | WARREN ROG | CITLD |  | UST Currently In Use: 6; UST Temp Close: 0; AST Currently In Use: 0; AST Temp Closed: 0 | 6 | 0 | 0 | 19984-097-018237 | PILOT TRAVEL CENTERS, LLC
48474 | Currently in Use |  | 1999-01-28 |  | Petroleum | Unleaded gasoline | Unleaded gasoline | Retail | Fiberglass coated steel | Fiberglass coated steel |  |  | POLYTECH |  | 1901-01-01 | Catchment Basin | Automatic shutoff device At 95% full | Automatic shutoff device At 95% full |  |  | Other |  | Automatic flow restrictor (MLLD) | Automatic flow restrictor (MLLD) |  |  | Other | CITLD |  | UST Currently In Use: 6; UST Temp Close: 0; AST Currently In Use: 0; AST Temp Closed: 0 | 6 | 0 | 0 | 19984-097-018237 | PILOT TRAVEL CENTERS, LLC
48475 | Currently in Use |  | 1999-01-29 |  | Petroleum | Unleaded gasoline | Unleaded gasoline | Retail | Fiberglass coated steel | Fiberglass coated steel |  |  | Fiberglass reinforced plastic |  | 1901-01-01 | Catchment Basin | Automatic shutoff device At 95% full | Automatic shutoff device At 95% full |  |  | Other |  | Containment Sump | Automatic flow restrictor (MLLD) |  |  | WARREN ROG | CITLD |  | UST Currently In Use: 6; UST Temp Close: 0; AST Currently In Use: 0; AST Temp Closed: 0 | 6 | 0 | 0 | 19984-097-018237 | PILOT TRAVEL CENTERS, LLC
48476 | Currently in Use |  | 1999-01-29 |  | Petroleum | Premium gasoline | Premium gasoline | Retail | Fiberglass coated steel | Fiberglass coated steel |  |  | Fiberglass reinforced plastic |  | 1901-01-01 | Catchment Basin | Automatic shutoff device At 95% full | Automatic shutoff device At 95% full |  |  | Other |  | Containment Sump | Automatic flow restrictor (MLLD) |  |  | Other | CITLD |  | UST Currently In Use: 6; UST Temp Close: 0; AST Currently In Use: 0; AST Temp Closed: 0 | 6 | 0 | 0 | 19984-097-018237 | PILOT TRAVEL CENTERS, LLC
48477 | Currently in Use |  | 1999-03-08 |  | Petroleum | Unleaded gasoline | Unleaded gasoline | Retail | Steel | Steel | Coated & cathodic protection (sti-P3) |  | Steel |  |  | Catchment Basin | Automatic shutoff device At 95% full | Automatic shutoff device At 95% full |  |  | Continuous Automatic Tank Gauge |  | Automatic shutoff device (AELLD) | Automatic shutoff device (AELLD) | [5 empty] | UST Currently In Use: 4; UST Temp Close: 0; AST Currently In Use: 3; AST Temp Closed: 0 | 4 | 0 | 0 | 23092-071-006010 | DONALD WELDON
48478 | Currently in Use |  | 1999-03-08 |  | Petroleum | Premium gasoline | Premium gasoline | Retail | Steel | Steel | Coated & cathodic protection (sti-P3) |  | Steel |  |  | Catchment Basin | Automatic shutoff device At 95% full | Automatic shutoff device At 95% full |  |  | Continuous Automatic Tank Gauge |  | Automatic shutoff device (AELLD) | Automatic shutoff device (AELLD) | [5 empty] | UST Currently In Use: 4; UST Temp Close: 0; AST Currently In Use: 3; AST Temp Closed: 0 | 4 | 0 | 0 | 23092-071-006010 | DONALD WELDON
48479 | Currently in Use |  | 1999-03-08 |  | Petroleum | On road diesel | On road diesel | Retail | Steel | Steel | Coated & cathodic protection (sti-P3) |  | Steel |  |  | Catchment Basin | Automatic shutoff device At 95% full | Automatic shutoff device At 95% full |  |  | Continuous Automatic Tank Gauge |  | Automatic shutoff device (AELLD) | Automatic shutoff device (AELLD) | [5 empty] | UST Currently In Use: 4; UST Temp Close: 0; AST Currently In Use: 3; AST Temp Closed: 0 | 4 | 0 | 0 | 23092-071-006010 | DONALD WELDON
48480 | Currently in Use |  | 1998-11-01 |  | Petroleum | Unleaded gasoline | Unleaded gasoline | Retail | Steel | Steel | Coated & cathodic protection (sti-P3) |  | Flexible |  |  | Catchment Basin | Flow Rest 90% Full | Flow Rest 90% Full |  |  | Continuous Automatic Tank Gauge |  | Containment Sump | Automatic flow restrictor (MLLD) |  |  | Annual line testing | Annual line testing |  | UST Currently In Use: 4; UST Temp Close: 0; AST Currently In Use: 0; AST Temp Closed: 0 | 4 | 0 | 0 | 12409-039-018239 | Tim Shirley
48481 | Currently in Use |  | 1998-11-01 |  | Petroleum | Ethanol free gasoline | Ethanol free gasoline | Retail | Steel | Steel | Coated & cathodic protection (sti-P3) |  | Double Wall |  |  | Catchment Basin | Flow Rest 90% Full | Flow Rest 90% Full |  |  | Continuous Automatic Tank Gauge |  | Automatic flow restrictor (MLLD) | Automatic flow restrictor (MLLD) |  |  | Annual line testing | Annual line testing |  | UST Currently In Use: 4; UST Temp Close: 0; AST Currently In Use: 0; AST Temp Closed: 0 | 4 | 0 | 0 | 12409-039-018239 | Tim Shirley
48482 | Currently in Use |  | 1998-11-01 |  | Petroleum | Premium gasoline | Premium gasoline | Retail | Steel | Steel | Coated & cathodic protection (sti-P3) |  | Flexible |  |  | Catchment Basin | Flow Rest 90% Full | Flow Rest 90% Full |  |  | Continuous Automatic Tank Gauge |  | Containment Sump | Automatic flow restrictor (MLLD) |  |  | Annual line testing | Annual line testing |  | UST Currently In Use: 4; UST Temp Close: 0; AST Currently In Use: 0; AST Temp Closed: 0 | 4 | 0 | 0 | 12409-039-018239 | Tim Shirley
48483 | Currently in Use |  | 1998-11-01 |  | Petroleum | On road diesel | On road diesel | Retail | Steel | Steel | Coated & cathodic protection (sti-P3) |  | Double Wall |  |  | Catchment Basin | Flow Rest 90% Full | Flow Rest 90% Full |  |  | Continuous Automatic Tank Gauge |  | Containment Sump | Automatic flow restrictor (MLLD) |  |  | Annual line testing | Annual line testing |  | UST Currently In Use: 4; UST Temp Close: 0; AST Currently In Use: 0; AST Temp Closed: 0 | 4 | 0 | 0 | 12409-039-018239 | Tim Shirley
48484 | Permanently Closed | 2013-09-11 | 1998-10-01 | 2013-09-11 | Petroleum | On road diesel | On road diesel | Local government | Fiberglass coated steel | Fiberglass coated steel | Coated & cathodic protection (sti-P3) |  | Fiberglass reinforced plastic |  |  | Catchment Basin | Flow Rest 90% Full | Automatic shutoff device At 95% full |  |  | Automatic Tank Gauge | [8 empty] | UST Currently In Use: 0; UST Temp Close: 0; AST Currently In Use: 0; AST Temp Closed: 0 | 0 | 0 | 2 | 14393-117-009134 | SHELBY COUNTY BOARD OF EDUCATION
48485 | Currently in Use |  | 1999-05-03 |  | Petroleum | Unleaded gasoline | Unleaded gasoline | Retail | Steel | Steel | Coated & cathodic protection (sti-P3) |  | Fiberglass reinforced plastic |  |  | Catchment Basin | Flow Rest 90% Full | Flow Rest 90% Full |  |  | Statistical Inventory Reconciliation (SIR) |  | Automatic flow restrictor (MLLD) | Automatic flow restrictor (MLLD) |  |  | Statistical inventory reconciliation (SIR) | Statistical inventory reconciliation (SIR) |  | UST Currently In Use: 1; UST Temp Close: 3; AST Currently In Use: 0; AST Temp Closed: 0 | 1 | 3 | 4 | 23386-045-008772 | KBC LLC
48487 | Currently in Use |  | 1999-01-22 |  | Petroleum | Unleaded gasoline | Unleaded gasoline | Retail | Fiberglass reinforced plastic | Double Wall |  |  | Fiberglass reinforced plastic |  | 1901-01-01 | Catchment Basin | Flow Rest 90% Full | Automatic shutoff device At 95% full |  |  | Continuous Automatic Tank Gauge |  | Automatic shutoff device (AELLD) | Automatic shutoff device (AELLD) | [5 empty] | UST Currently In Use: 2; UST Temp Close: 0; AST Currently In Use: 0; AST Temp Closed: 0 | 2 | 0 | 0 | 13526-073-018240 | MOORE OIL COMPANY, INC.
48488 | Currently in Use |  | 1999-01-22 |  | Petroleum | Premium gasoline | Premium gasoline | Retail | Double Wall | Double Wall |  |  | 2 PIECES |  | 1901-01-01 | Catchment Basin | Automatic shutoff device At 95% full | Automatic shutoff device At 95% full |  |  | Continuous Automatic Tank Gauge |  | Automatic shutoff device (AELLD) | Automatic shutoff device (AELLD) | [5 empty] | UST Currently In Use: 2; UST Temp Close: 0; AST Currently In Use: 0; AST Temp Closed: 0 | 2 | 0 | 0 | 13526-073-018240 | MOORE OIL COMPANY, INC.
48490 | Currently in Use |  | 1999-01-07 |  | Petroleum | Unleaded gasoline | Unleaded gasoline | Retail | Steel | Single Wall | Coated & cathodic protection (sti-P3) |  | Double Wall |  | 2012-04-17 | Catchment Basin | Flow Rest 90% Full | Flow Rest 90% Full |  |  | Continuous Automatic Tank Gauge |  | Automatic flow restrictor (MLLD) | Automatic flow restrictor (MLLD) |  |  | Annual line testing | Annual line testing |  | UST Currently In Use: 5; UST Temp Close: 0; AST Currently In Use: 0; AST Temp Closed: 0 | 5 | 0 | 4 | 25136-125-006714 | DEV FOODS LLC
48491 | Currently in Use |  | 1999-01-07 |  | Petroleum | Mid-grade gasoline | Mid-grade gasoline | Retail | Single Wall | Single Wall | Coated & cathodic protection (sti-P3) |  | Fiberglass reinforced plastic |  | 2012-04-17 | Catchment Basin | Flow Rest 90% Full | Flow Rest 90% Full |  |  | Continuous Automatic Tank Gauge |  | Automatic flow restrictor (MLLD) | Automatic flow restrictor (MLLD) |  |  | Annual line testing | Annual line testing |  | UST Currently In Use: 5; UST Temp Close: 0; AST Currently In Use: 0; AST Temp Closed: 0 | 5 | 0 | 4 | 25136-125-006714 | DEV FOODS LLC
48492 | Currently in Use |  | 1999-01-07 |  | Petroleum | Premium gasoline | Premium gasoline | Retail | Steel | Single Wall | Coated & cathodic protection (sti-P3) |  | Fiberglass reinforced plastic |  | 2012-04-17 | Catchment Basin | Flow Rest 90% Full | Flow Rest 90% Full |  |  | Continuous Automatic Tank Gauge |  | Automatic flow restrictor (MLLD) | Automatic flow restrictor (MLLD) |  |  | Annual line testing | Annual line testing |  | UST Currently In Use: 5; UST Temp Close: 0; AST Currently In Use: 0; AST Temp Closed: 0 | 5 | 0 | 4 | 25136-125-006714 | DEV FOODS LLC
48494 | Currently in Use |  | 1999-02-01 |  | Petroleum | Unleaded gasoline | Unleaded gasoline | Retail | Double Wall | Double Wall |  |  | Double Wall |  | 2008-01-26 | Catchment Basin | Flow Rest 90% Full | Flow Rest 90% Full | Interstitial Monitoring within Secondary Containment |  | Continuous Automatic Tank Gauge | Single walled submersible pump containment sump | Containment Sump | Automatic shutoff device (AELLD) | Interstitial Monitoring within Secondary Containment | SENSOR TO ATG | Continuous alarm system | Continuous alarm system |  | UST Currently In Use: 2; UST Temp Close: 0; AST Currently In Use: 0; AST Temp Closed: 0 | 2 | 0 | 7 | 22340-073-011273 | MOHMOOD M SHABANI
48495 | Currently in Use |  | 1999-02-01 |  | Petroleum | Premium gasoline | Premium gasoline | Retail | Double Wall | Double Wall |  |  | Double Wall |  | 2008-01-26 | Catchment Basin | Flow Rest 90% Full | Flow Rest 90% Full |  |  | Continuous Automatic Tank Gauge | Single walled submersible pump containment sump | Automatic shutoff device (AELLD) | Automatic shutoff device (AELLD) | Interstitial Monitoring within Secondary Containment | SENSOR TO ATG | Continuous alarm system | Continuous alarm system |  | UST Currently In Use: 2; UST Temp Close: 0; AST Currently In Use: 0; AST Temp Closed: 0 | 2 | 0 | 7 | 22340-073-011273 | MOHMOOD M SHABANI
48496 | Permanently Closed | 2001-12-23 | 1991-04-05 | 2005-08-05 | Petroleum | Unleaded gasoline | Unleaded gasoline | Retail | Steel | Steel | Coated & cathodic protection (sti-P3) |  | Fiberglass reinforced plastic |  | 1901-01-01 | Catchment Basin | Flow Rest 90% Full | Flow Rest 90% Full | [11 empty] | UST Currently In Use: 0; UST Temp Close: 0; AST Currently In Use: 0; AST Temp Closed: 0 | 0 | 0 | 4 | 16406-125-014296 | DAVID CANNON
48497 | Permanently Closed | 2001-12-23 | 1991-04-05 | 2005-08-05 | Petroleum | Unleaded gasoline | Unleaded gasoline | Retail | Steel | Steel | Coated & cathodic protection (sti-P3) |  | Fiberglass reinforced plastic |  | 1901-01-01 | Catchment Basin | Flow Rest 90% Full | Flow Rest 90% Full | [11 empty] | UST Currently In Use: 0; UST Temp Close: 0; AST Currently In Use: 0; AST Temp Closed: 0 | 0 | 0 | 4 | 16406-125-014296 | DAVID CANNON
48498 | Permanently Closed | 2002-10-19 | 1975-01-01 | 2004-10-19 | Petroleum | On road diesel | On road diesel | Emergency power generator | Steel | Steel | Field installed cathodic protection |  | Steel |  | 1901-01-01 | Catchment Basin | Automatic shutoff device At 95% full | Automatic shutoff device At 95% full | [11 empty] | UST Currently In Use: 0; UST Temp Close: 0; AST Currently In Use: 0; AST Temp Closed: 0 | 0 | 0 | 1 | 20723-127-018241 | W F COBB
48499 | Currently in Use |  | 1999-02-26 |  | Petroleum | Unleaded gasoline | Unleaded gasoline | Retail | Fiberglass coated steel | Fiberglass coated steel |  |  | Fiberglass reinforced plastic |  | 1901-01-01 | Catchment Basin | Automatic shutoff device At 95% full | Automatic shutoff device At 95% full |  |  | Statistical Inventory Reconciliation (SIR) | [8 empty] | UST Currently In Use: 2; UST Temp Close: 0; AST Currently In Use: 0; AST Temp Closed: 0 | 2 | 0 | 0 | 24943-021-007634 | RACHEL TUBBS
48500 | Currently in Use |  | 1999-02-26 |  | Petroleum | Mid-grade gasoline | Mid-grade gasoline | Retail | Fiberglass coated steel | Fiberglass coated steel |  |  | Fiberglass reinforced plastic |  | 1901-01-01 | Catchment Basin | Automatic shutoff device At 95% full | Automatic shutoff device At 95% full |  |  | Statistical Inventory Reconciliation (SIR) | [8 empty] | UST Currently In Use: 2; UST Temp Close: 0; AST Currently In Use: 0; AST Temp Closed: 0 | 2 | 0 | 0 | 24943-021-007634 | RACHEL TUBBS
48501 | Temporary Closed | 2011-10-01 | 1999-02-02 |  | Petroleum | Unleaded gasoline | Unleaded gasoline | Retail | Fiberglass coated steel | Fiberglass coated steel |  |  | Fiberglass reinforced plastic |  | 1901-01-01 | Catchment Basin | Automatic shutoff device At 95% full | Automatic shutoff device At 95% full |  |  | Statistical Inventory Reconciliation (SIR) | [8 empty] | UST Currently In Use: 0; UST Temp Close: 2; AST Currently In Use: 0; AST Temp Closed: 0 | 0 | 2 | 0 | 23152-021-011770 | PEGGY JONES
48502 | Temporary Closed | 2011-06-03 | 1999-02-02 |  | Petroleum | Unleaded gasoline | Unleaded gasoline | Retail | Fiberglass coated steel | Fiberglass coated steel |  |  | Fiberglass reinforced plastic |  | 1901-01-01 | Catchment Basin | Automatic shutoff device At 95% full | Automatic shutoff device At 95% full |  |  | Statistical Inventory Reconciliation (SIR) | [8 empty] | UST Currently In Use: 0; UST Temp Close: 2; AST Currently In Use: 0; AST Temp Closed: 0 | 0 | 2 | 0 | 23152-021-011770 | PEGGY JONES
48504 | Currently in Use |  | 1998-12-15 |  | Petroleum | Unleaded gasoline | Unleaded gasoline | Retail | Double Wall | Double Wall | DOUBLEWALL |  | Flexible |  | 1901-01-01 | Catchment Basin | Flow Rest 90% Full | Flow Rest 90% Full |  |  | Continuous Automatic Tank Gauge |  | Automatic flow restrictor (MLLD) | Automatic flow restrictor (MLLD) |  |  | Annual line testing | Annual line testing |  | UST Currently In Use: 3; UST Temp Close: 0; AST Currently In Use: 0; AST Temp Closed: 0 | 3 | 0 | 0 | 23040-095-018243 | RASIKLAL P. PATEL
48505 | Currently in Use |  | 1998-12-15 |  | Petroleum | Premium gasoline | Premium gasoline | Retail | Double Wall | Double Wall | Other |  | Flexible |  | 1901-01-01 | Catchment Basin | Flow Rest 90% Full | Flow Rest 90% Full |  |  | Continuous Automatic Tank Gauge |  | Automatic flow restrictor (MLLD) | Automatic flow restrictor (MLLD) |  |  | Annual line testing | Annual line testing |  | UST Currently In Use: 3; UST Temp Close: 0; AST Currently In Use: 0; AST Temp Closed: 0 | 3 | 0 | 0 | 23040-095-018243 | RASIKLAL P. PATEL
48506 | Currently in Use |  | 1998-12-15 |  | Petroleum | On road diesel | On road diesel | Retail | 2D,2OFF,1K | Double Wall | Other |  | Double Wall |  | 1901-01-01 | Catchment Basin | Automatic shutoff device At 95% full | Automatic shutoff device At 95% full |  |  | Continuous Automatic Tank Gauge | [8 empty] | UST Currently In Use: 3; UST Temp Close: 0; AST Currently In Use: 0; AST Temp Closed: 0 | 3 | 0 | 0 | 23040-095-018243 | RASIKLAL P. PATEL
48507 | Permanently Closed | 2001-07-19 | 1975-01-01 | 2001-07-19 | Petroleum | Unleaded gasoline | Unleaded gasoline | Retail | Steel | Steel |  |  | Steel |  | 1901-01-01 | [5 empty] | Manual Tank Gauging (only tanks 1000 gal. or less and 48” or 64” in diameter) | [8 empty] | UST Currently In Use: 1; UST Temp Close: 0; AST Currently In Use: 0; AST Temp Closed: 0 | 1 | 0 | 2 | 20727-097-018244 | CITY OF PRICHARD, PUBLIC WORKS DEPT.
48508 | Permanently Closed | 2001-07-19 | 1975-01-01 | 2001-07-19 | Petroleum | Unleaded gasoline | Unleaded gasoline |  | Steel | Steel |  |  | Steel |  | 1901-01-01 |  |  |  | Interstitial Monitoring within Secondary Containment | [10 empty] | UST Currently In Use: 1; UST Temp Close: 0; AST Currently In Use: 0; AST Temp Closed: 0 | 1 | 0 | 2 | 20727-097-018244 | CITY OF PRICHARD, PUBLIC WORKS DEPT.
48509 | Currently in Use |  | 1999-03-30 |  | Petroleum | Unleaded gasoline | Unleaded gasoline | Retail | Fiberglass coated steel | Fiberglass coated steel |  |  | Fiberglass reinforced plastic |  |  | Catchment Basin | Flow Rest 90% Full | Flow Rest 90% Full |  |  | Continuous Automatic Tank Gauge |  | Containment Sump | Automatic flow restrictor (MLLD) |  |  | Annual line testing | Annual line testing |  | UST Currently In Use: 3; UST Temp Close: 0; AST Currently In Use: 0; AST Temp Closed: 0 | 3 | 0 | 0 | 11686-117-003747 | MARTHA HUFF
48510 | Currently in Use |  | 1999-02-01 |  | Petroleum | Unleaded gasoline | Unleaded gasoline | Retail | Double Wall | Double Wall |  |  | Double Wall | OPW | 1901-01-01 | Catchment Basin | Flow Rest 90% Full | Flow Rest 90% Full |  |  | Continuous Automatic Tank Gauge |  | Containment Sump | Containment Sump | Interstitial Monitoring within Secondary Containment | SENSOR TO ATG | Continuous alarm system | Continuous alarm system |  | UST Currently In Use: 3; UST Temp Close: 0; AST Currently In Use: 0; AST Temp Closed: 0 | 3 | 0 | 0 | 12373-121-018245 | HILL PETROLEUM CO INC
48511 | Currently in Use |  | 1999-02-01 |  | Petroleum | Mid-grade gasoline | Mid-grade gasoline | Retail | 7M/8P | Double Wall |  |  | Double Wall | OPW | 1901-01-01 | Catchment Basin | Flow Rest 90% Full | Flow Rest 90% Full |  |  | Continuous Automatic Tank Gauge |  | Sump sensor relayed to automatically shut off submersible pump | Containment Sump | Interstitial Monitoring within Secondary Containment | SENSOR TO ATG | Continuous alarm system | Continuous alarm system |  | UST Currently In Use: 3; UST Temp Close: 0; AST Currently In Use: 0; AST Temp Closed: 0 | 3 | 0 | 0 | 12373-121-018245 | HILL PETROLEUM CO INC
48512 | Currently in Use |  | 1999-02-01 |  | Petroleum | On road diesel | On road diesel | Retail | Fiberglass coated steel | Double Wall |  |  | Double Wall | OPW | 1901-01-01 | Catchment Basin | Flow Rest 90% Full | Flow Rest 90% Full |  |  | Continuous Automatic Tank Gauge |  | Sump sensor relayed to automatically shut off submersible pump | Containment Sump | Interstitial Monitoring within Secondary Containment | SENSOR TO ATG | Continuous alarm system | Continuous alarm system |  | UST Currently In Use: 3; UST Temp Close: 0; AST Currently In Use: 0; AST Temp Closed: 0 | 3 | 0 | 0 | 12373-121-018245 | HILL PETROLEUM CO INC
48513 | Currently in Use |  | 1996-01-01 |  | Petroleum | On road diesel | On road diesel | Retail | Fiberglass reinforced plastic | Fiberglass reinforced plastic |  |  | Fiberglass reinforced plastic |  | 1901-01-01 | Catchment Basin | Audible high level alarm At 90% full | Audible high level alarm At 90% full | Interstitial Monitoring within Secondary Containment |  | Continuous Automatic Tank Gauge | Single walled submersible pump containment sump | Automatic shutoff device (AELLD) | Automatic shutoff device (AELLD) |  |  | Annual line testing | Annual line testing |  | UST Currently In Use: 3; UST Temp Close: 0; AST Currently In Use: 0; AST Temp Closed: 0 | 3 | 0 | 0 | 14001-117-018246 | RACETRAC PETROLEUM, INC.
48514 | Currently in Use |  | 1996-01-01 |  | Petroleum | Premium gasoline | Premium gasoline | Retail | Fiberglass reinforced plastic | Fiberglass reinforced plastic |  |  | Fiberglass reinforced plastic |  | 1901-01-01 | Catchment Basin | Audible high level alarm At 90% full | Audible high level alarm At 90% full | Interstitial Monitoring within Secondary Containment |  | Continuous Automatic Tank Gauge | Single walled submersible pump containment sump | Containment Sump | Automatic shutoff device (AELLD) |  |  | Annual line testing | Annual line testing |  | UST Currently In Use: 3; UST Temp Close: 0; AST Currently In Use: 0; AST Temp Closed: 0 | 3 | 0 | 0 | 14001-117-018246 | RACETRAC PETROLEUM, INC.
48515 | Currently in Use |  | 1996-01-01 |  | Petroleum | Unleaded gasoline | Unleaded gasoline | Retail | Fiberglass reinforced plastic | Fiberglass reinforced plastic |  |  | Fiberglass reinforced plastic |  | 1901-01-01 | Catchment Basin | Audible high level alarm At 90% full | Audible high level alarm At 90% full | Interstitial Monitoring within Secondary Containment |  | Continuous Automatic Tank Gauge | Single walled submersible pump containment sump | Automatic shutoff device (AELLD) | Automatic shutoff device (AELLD) |  | SENSOR TO ATG | Annual line testing | Annual line testing |  | UST Currently In Use: 3; UST Temp Close: 0; AST Currently In Use: 0; AST Temp Closed: 0 | 3 | 0 | 0 | 14001-117-018246 | RACETRAC PETROLEUM, INC.
48516 | Currently in Use |  | 1999-04-16 |  | Petroleum | Unleaded gasoline | Unleaded gasoline | Retail | Fiberglass coated steel | Double Wall |  |  | Double Wall |  |  | Catchment Basin | Audible high level alarm At 90% full | Audible high level alarm At 90% full | Interstitial Monitoring within Secondary Containment | SENSOR TO ATG | Continuous Automatic Tank Gauge | Single walled submersible pump containment sump | Containment Sump | Automatic shutoff device (AELLD) |  | SENSOR TO ATG | Annual line testing | Annual line testing |  | UST Currently In Use: 3; UST Temp Close: 0; AST Currently In Use: 0; AST Temp Closed: 0 | 3 | 0 | 5 | 14001-103-013998 | RACETRAC PETROLEUM, INC.
48517 | Currently in Use |  | 1999-04-16 |  | Petroleum | On road diesel | On road diesel | Retail | Double Wall | Double Wall |  |  | Fiberglass reinforced plastic |  |  | Catchment Basin | Audible high level alarm At 90% full | Audible high level alarm At 90% full | Interstitial Monitoring within Secondary Containment | SENSOR TO ATG | Continuous Automatic Tank Gauge | Single walled submersible pump containment sump | Automatic shutoff device (AELLD) | Automatic shutoff device (AELLD) |  | SENSOR TO ATG | Annual line testing | Annual line testing |  | UST Currently In Use: 3; UST Temp Close: 0; AST Currently In Use: 0; AST Temp Closed: 0 | 3 | 0 | 5 | 14001-103-013998 | RACETRAC PETROLEUM, INC.
48518 | Currently in Use |  | 1999-04-16 |  | Petroleum | Premium gasoline | Premium gasoline | Retail | Double Wall | Double Wall |  |  | Fiberglass reinforced plastic |  |  | Catchment Basin | Audible high level alarm At 90% full | Audible high level alarm At 90% full | Interstitial Monitoring within Secondary Containment | SENSOR TO ATG | Continuous Automatic Tank Gauge | Single walled submersible pump containment sump | Containment Sump | Automatic shutoff device (AELLD) |  | SENSOR TO ATG | Annual line testing | Annual line testing |  | UST Currently In Use: 3; UST Temp Close: 0; AST Currently In Use: 0; AST Temp Closed: 0 | 3 | 0 | 5 | 14001-103-013998 | RACETRAC PETROLEUM, INC.
48519 | Permanently Closed | 2011-11-22 | 1998-10-15 | 2011-11-22 | Petroleum | On road diesel | On road diesel | Local government | Steel | Steel | Coated & cathodic protection (sti-P3) |  | Fiberglass reinforced plastic |  |  | Catchment Basin | Flow Rest 90% Full | Flow Rest 90% Full |  |  | Automatic Tank Gauge | [8 empty] | UST Currently In Use: 0; UST Temp Close: 0; AST Currently In Use: 0; AST Temp Closed: 0 | 0 | 0 | 2 | 14393-117-007060 | SHELBY COUNTY BOARD OF EDUCATION
48520 | Currently in Use |  | 1998-12-09 |  | Petroleum | Unleaded gasoline | Unleaded gasoline |  | Fiberglass reinforced plastic | Fiberglass reinforced plastic |  |  | Fiberglass reinforced plastic |  | 1901-01-01 | Catchment Basin | Automatic shutoff device At 95% full | Automatic shutoff device At 95% full |  |  | Automatic Tank Gauge |  | Containment Sump | Automatic flow restrictor (MLLD) | Interstitial Monitoring within Secondary Containment |  |  |  |  | UST Currently In Use: 1; UST Temp Close: 0; AST Currently In Use: 0; AST Temp Closed: 0 | 1 | 0 | 0 | 12409-069-018238 | Tim Shirley
48521 | Permanently Closed | 2002-06-19 | 1999-01-12 | 2002-06-19 | Petroleum | Unleaded gasoline | Unleaded gasoline | Retail | Steel | Steel | Coated & cathodic protection (sti-P3) |  | Flexible |  | 1901-01-01 | Catchment Basin | Flow Rest 90% Full | Flow Rest 90% Full | Interstitial Monitoring within Secondary Containment |  | Continuous Automatic Tank Gauge |  |  |  | Interstitial Monitoring within Secondary Containment |  | Continuous alarm system | Continuous alarm system |  | UST Currently In Use: 0; UST Temp Close: 0; AST Currently In Use: 0; AST Temp Closed: 0 | 0 | 0 | 2 | 17609-097-018248 | PUMP AND SAVE INC
48522 | Permanently Closed | 2002-06-19 | 1999-01-12 | 2002-06-19 | Petroleum | Premium gasoline | Premium gasoline | Retail | Steel | Steel | Coated & cathodic protection (sti-P3) |  | Flexible |  | 1901-01-01 | Catchment Basin | Flow Rest 90% Full | Flow Rest 90% Full | Interstitial Monitoring within Secondary Containment |  | Continuous Automatic Tank Gauge |  |  |  | Interstitial Monitoring within Secondary Containment |  | Continuous alarm system | Continuous alarm system |  | UST Currently In Use: 0; UST Temp Close: 0; AST Currently In Use: 0; AST Temp Closed: 0 | 0 | 0 | 2 | 17609-097-018248 | PUMP AND SAVE INC
48523 | Permanently Closed | 2008-11-10 | 1999-04-05 | 2008-11-10 | Petroleum | Unleaded gasoline | Unleaded gasoline | Retail | Fiberglass coated steel | Fiberglass coated steel |  |  | Flexible |  | 1901-01-01 | Catchment Basin | Automatic shutoff device At 95% full | Automatic shutoff device At 95% full |  |  | Automatic Tank Gauge | [5 empty] | Annual line testing | Annual line testing |  | UST Currently In Use: 0; UST Temp Close: 0; AST Currently In Use: 0; AST Temp Closed: 0 | 0 | 0 | 4 | 16791-003-006395 | EASY STOP, INC.
48525 | Permanently Closed | 2002-08-15 | 1998-10-11 | 2002-08-15 | Petroleum | Unleaded gasoline | Unleaded gasoline | Retail | Steel | Steel | Coated & cathodic protection (sti-P3) |  | Fiberglass reinforced plastic |  | 1901-01-01 | Catchment Basin | Flow Rest 90% Full | Flow Rest 90% Full | [11 empty] | UST Currently In Use: 0; UST Temp Close: 0; AST Currently In Use: 0; AST Temp Closed: 0 | 0 | 0 | 1 | 20729-073-018249 | THE CITY OF ADAMSVILLE
48526 | Currently in Use |  | 1998-08-27 |  | Petroleum | Unleaded gasoline | Unleaded gasoline | Industrial | Steel | Steel | Coated & cathodic protection (sti-P3) |  | Fiberglass reinforced plastic |  |  | Catchment Basin | Automatic shutoff device At 95% full | Automatic shutoff device At 95% full | Interstitial Monitoring within Secondary Containment |  | Automatic Tank Gauge | [8 empty] | UST Currently In Use: 1; UST Temp Close: 0; AST Currently In Use: 0; AST Temp Closed: 0 | 1 | 0 | 0 | 20730-097-018250 | SOUTH ALABAMA UTILITIES
48528 | Temporary Closed | 2009-07-22 | 1999-01-27 |  | Petroleum | Unleaded gasoline | Unleaded gasoline | Retail | 8K-R/4K-P | Fiberglass coated steel |  |  | Flexible | ENVIRON |  | Catchment Basin | Automatic shutoff device At 95% full | Automatic shutoff device At 95% full |  |  | Statistical Inventory Reconciliation (SIR) | [8 empty] | UST Currently In Use: 0; UST Temp Close: 1; AST Currently In Use: 0; AST Temp Closed: 0 | 0 | 1 | 4 | 14134-115-002746 | ROBERT L DOROUGH
48529 | Currently in Use |  | 1999-05-14 |  | Petroleum | Unleaded gasoline | Unleaded gasoline | Retail | Single Wall | Single Wall | Coated & cathodic protection (sti-P3) |  | Double Wall |  | 2022-09-01 | Catchment Basin | Flow Rest 90% Full | Flow Rest 90% Full |  |  | Automatic Tank Gauge |  | Automatic flow restrictor (MLLD) | Automatic flow restrictor (MLLD) | Interstitial Monitoring within Secondary Containment | SENSOR TO ATG |  |  |  | UST Currently In Use: 2; UST Temp Close: 0; AST Currently In Use: 0; AST Temp Closed: 0 | 2 | 0 | 0 | 22859-115-018255 | KARIMA ALLUDDIN
48530 | Currently in Use |  | 1901-01-01 |  | Petroleum | Unleaded gasoline | Unleaded gasoline | Retail | Steel | Steel | Coated & cathodic protection (sti-P3) |  | Flexible |  |  | Catchment Basin | Flow Rest 90% Full | Flow Rest 90% Full |  |  | Statistical Inventory Reconciliation (SIR) |  | Automatic flow restrictor (MLLD) | Automatic flow restrictor (MLLD) |  |  | Statistical inventory reconciliation (SIR) | Statistical inventory reconciliation (SIR) |  | UST Currently In Use: 1; UST Temp Close: 0; AST Currently In Use: 0; AST Temp Closed: 0 | 1 | 0 | 0 | 22507-097-014970 | HOANG VINH BUI NGUYEN
48531 | Currently in Use |  | 1998-12-20 |  | Petroleum | Aviation fuel (JP-4; etc.) | Aviation fuel (JP-4; etc.) | Industrial | Single Wall | Fiberglass reinforced plastic |  |  | Single Wall |  | 1901-01-01 | Other | Audible high level alarm At 90% full | Audible high level alarm At 90% full |  |  | Automatic Tank Gauge |  | ABOVEGRD | Other |  |  | Other | Other |  | UST Currently In Use: 1; UST Temp Close: 0; AST Currently In Use: 0; AST Temp Closed: 0 | 1 | 0 | 3 | 25872-073-014785 | HANGAR 27 LLC
48532 | Currently in Use |  | 1999-02-10 |  | Petroleum | Unleaded gasoline | Unleaded gasoline | Retail | Fiberglass coated steel | Fiberglass coated steel |  |  | Fiberglass reinforced plastic |  | 1901-01-01 | Catchment Basin | Flow Rest 90% Full | Flow Rest 90% Full | Interstitial Monitoring within Secondary Containment |  | Continuous Automatic Tank Gauge |  | Automatic flow restrictor (MLLD) | Automatic flow restrictor (MLLD) |  |  | Annual line testing | Annual line testing |  | UST Currently In Use: 2; UST Temp Close: 0; AST Currently In Use: 0; AST Temp Closed: 0 | 2 | 0 | 0 | 20621-117-018256 | PETER SHUNNARAH
48533 | Currently in Use |  | 1999-02-10 |  | Petroleum | Premium gasoline | Premium gasoline | Retail | Fiberglass coated steel | Fiberglass coated steel |  |  | Fiberglass reinforced plastic |  | 1901-01-01 | Catchment Basin | Flow Rest 90% Full | Flow Rest 90% Full | Interstitial Monitoring within Secondary Containment |  | Continuous Automatic Tank Gauge |  | Automatic flow restrictor (MLLD) | Automatic flow restrictor (MLLD) |  |  | Annual line testing | Annual line testing |  | UST Currently In Use: 2; UST Temp Close: 0; AST Currently In Use: 0; AST Temp Closed: 0 | 2 | 0 | 0 | 20621-117-018256 | PETER SHUNNARAH
48534 | Currently in Use |  | 1999-04-07 |  | Petroleum | Unleaded gasoline | Unleaded gasoline | Retail | Steel | Steel | Coated & cathodic protection (sti-P3) |  | Flexible |  |  | Catchment Basin | Automatic shutoff device At 95% full | Automatic shutoff device At 95% full | Interstitial Monitoring within Secondary Containment |  | Continuous Automatic Tank Gauge |  | Automatic flow restrictor (MLLD) | Automatic flow restrictor (MLLD) |  |  | Annual line testing | Annual line testing |  | UST Currently In Use: 5; UST Temp Close: 0; AST Currently In Use: 0; AST Temp Closed: 0 | 5 | 0 | 0 | 19701-069-015222 | JLM REAL ESTATE INC
48535 | Currently in Use |  | 1999-04-07 |  | Petroleum | Other, OFF ROAD | Other |  | Steel | Steel | Coated & cathodic protection (sti-P3) |  | Double Wall |  |  | Catchment Basin | Automatic shutoff device At 95% full | Automatic shutoff device At 95% full |  |  | Automatic Tank Gauge |  | Automatic flow restrictor (MLLD) | Automatic flow restrictor (MLLD) |  |  | Annual line testing | Annual line testing |  | UST Currently In Use: 5; UST Temp Close: 0; AST Currently In Use: 0; AST Temp Closed: 0 | 5 | 0 | 0 | 19701-069-015222 | JLM REAL ESTATE INC
48536 | Permanently Closed | 2006-10-25 | 1998-12-08 | 2018-11-05 | Petroleum | Unleaded gasoline | Unleaded gasoline | Retail | Fiberglass reinforced plastic | Fiberglass reinforced plastic |  |  | Fiberglass reinforced plastic |  | 1901-01-01 | Catchment Basin | Flow Rest 90% Full | Flow Rest 90% Full | [11 empty] | UST Currently In Use: 0; UST Temp Close: 0; AST Currently In Use: 0; AST Temp Closed: 0 | 0 | 0 | 3 | 11543-131-005974 | DOZIER OIL CO INC
48537 | Currently in Use |  | 1999-03-01 |  | Petroleum | Unleaded gasoline | Unleaded gasoline | Retail | Double Wall | Double Wall | Coated & cathodic protection (sti-P3) |  | Double Wall |  | 1901-01-01 | Catchment Basin | Automatic shutoff device At 95% full | Automatic shutoff device At 95% full | Interstitial Monitoring within Secondary Containment |  | Continuous Automatic Tank Gauge |  | Automatic shutoff device (AELLD) | Automatic shutoff device (AELLD) | [5 empty] | UST Currently In Use: 3; UST Temp Close: 0; AST Currently In Use: 0; AST Temp Closed: 0 | 3 | 0 | 0 | 13364-097-018257 | MCKENZIE OIL COMPANY, INC.
48538 | Currently in Use |  | 1999-03-01 |  | Petroleum | Premium gasoline | Premium gasoline | Retail | Steel | Double Wall | Coated & cathodic protection (sti-P3) |  | Double Wall |  | 1901-01-01 | Catchment Basin | Automatic shutoff device At 95% full | Automatic shutoff device At 95% full | Interstitial Monitoring within Secondary Containment |  | Continuous Automatic Tank Gauge |  | Containment Sump | Automatic shutoff device (AELLD) | [5 empty] | UST Currently In Use: 3; UST Temp Close: 0; AST Currently In Use: 0; AST Temp Closed: 0 | 3 | 0 | 0 | 13364-097-018257 | MCKENZIE OIL COMPANY, INC.
48539 | Currently in Use |  | 1998-10-20 |  | Petroleum | Unleaded gasoline | Unleaded gasoline | Retail | Steel | Single Wall | Coated & cathodic protection (sti-P3) |  | Single Wall |  |  | Catchment Basin | Automatic shutoff device At 95% full | Automatic shutoff device At 95% full |  |  | Continuous Automatic Tank Gauge | [8 empty] | UST Currently In Use: 3; UST Temp Close: 0; AST Currently In Use: 2; AST Temp Closed: 0 | 3 | 0 | 3 | 12534-055-005138 | IRA PHILLIPS INC
48540 | Currently in Use |  | 1998-10-20 |  | Petroleum | Premium gasoline | Premium gasoline | Retail | Steel | Single Wall | Coated & cathodic protection (sti-P3) |  | Fiberglass reinforced plastic |  |  | Catchment Basin | Automatic shutoff device At 95% full | Automatic shutoff device At 95% full |  |  | Continuous Automatic Tank Gauge | [8 empty] | UST Currently In Use: 3; UST Temp Close: 0; AST Currently In Use: 2; AST Temp Closed: 0 | 3 | 0 | 3 | 12534-055-005138 | IRA PHILLIPS INC
48541 | Currently in Use |  | 1998-10-20 |  | Petroleum | On road diesel | On road diesel | Retail | Single Wall | Single Wall | Coated & cathodic protection (sti-P3) |  | Single Wall |  |  | Catchment Basin | Automatic shutoff device At 95% full | Automatic shutoff device At 95% full |  |  | Continuous Automatic Tank Gauge | [8 empty] | UST Currently In Use: 3; UST Temp Close: 0; AST Currently In Use: 2; AST Temp Closed: 0 | 3 | 0 | 3 | 12534-055-005138 | IRA PHILLIPS INC
48542 | Temporary Closed | 2022-12-08 | 1999-03-05 |  | Petroleum | Unleaded gasoline | Unleaded gasoline | Retail | Steel | Steel | Coated & cathodic protection (sti-P3) |  | Flexible |  |  | Catchment Basin | Automatic shutoff device At 95% full | Automatic shutoff device At 95% full |  |  | Continuous Automatic Tank Gauge | [8 empty] | UST Currently In Use: 0; UST Temp Close: 1; AST Currently In Use: 0; AST Temp Closed: 0 | 0 | 1 | 2 | 25145-015-015997 | NADIR LODHI
48544 | Temporary Closed | 2013-12-12 | 1999-04-10 |  | Petroleum | Unleaded gasoline | Unleaded gasoline | Retail | Fiberglass coated steel | Fiberglass coated steel |  |  | Fiberglass reinforced plastic |  | 1901-01-01 | Catchment Basin | Flow Rest 90% Full | Flow Rest 90% Full |  |  | Statistical Inventory Reconciliation (SIR) |  | Automatic flow restrictor (MLLD) | Automatic flow restrictor (MLLD) |  |  | Statistical inventory reconciliation (SIR) | Statistical inventory reconciliation (SIR) |  | UST Currently In Use: 0; UST Temp Close: 1; AST Currently In Use: 0; AST Temp Closed: 0 | 0 | 1 | 0 | 22413-081-018258 | HUBERT O. HILL
48545 | Currently in Use |  | 1999-02-17 |  | Petroleum | Premium gasoline | Premium gasoline | Retail | Fiberglass coated steel | Fiberglass coated steel |  |  | Flexible |  | 1901-01-01 | Catchment Basin | Flow Rest 90% Full | Flow Rest 90% Full |  |  | Continuous Automatic Tank Gauge |  | Containment Sump | Automatic flow restrictor (MLLD) | Interstitial Monitoring within Secondary Containment |  | Continuous alarm system | Continuous alarm system |  | UST Currently In Use: 2; UST Temp Close: 0; AST Currently In Use: 0; AST Temp Closed: 0 | 2 | 0 | 0 | 22442-101-018259 | S & S EAGLES, LLC
48546 | Currently in Use |  | 1999-02-17 |  | Petroleum | Unleaded gasoline | Unleaded gasoline | Retail | Fiberglass coated steel | Fiberglass coated steel |  |  | Flexible |  | 1901-01-01 | Catchment Basin | Flow Rest 90% Full | Flow Rest 90% Full |  |  | Continuous Automatic Tank Gauge |  | Containment Sump | Automatic flow restrictor (MLLD) | Interstitial Monitoring within Secondary Containment |  | Continuous alarm system | Continuous alarm system |  | UST Currently In Use: 2; UST Temp Close: 0; AST Currently In Use: 0; AST Temp Closed: 0 | 2 | 0 | 0 | 22442-101-018259 | S & S EAGLES, LLC
48547 | Currently in Use |  | 1989-12-20 |  | Petroleum | Unleaded gasoline | Unleaded gasoline | Industrial | Steel | Steel | Coated & cathodic protection (sti-P3) |  | Flexible | SA&TCI |  | Catchment Basin | Audible high level alarm At 90% full | Audible high level alarm At 90% full |  |  | Continuous Automatic Tank Gauge | [8 empty] | UST Currently In Use: 1; UST Temp Close: 0; AST Currently In Use: 0; AST Temp Closed: 0 | 1 | 0 | 1 | 10269-015-001685 | ANNISTON COUNTRY CLUB
48548 | Temporary Closed | 2011-03-01 | 1980-01-01 |  | Petroleum | On road diesel | On road diesel | Industrial | Steel | Steel | Field installed cathodic protection |  | Steel |  |  | Catchment Basin | Automatic shutoff device At 95% full | Automatic shutoff device At 95% full | [11 empty] | UST Currently In Use: 0; UST Temp Close: 1; AST Currently In Use: 0; AST Temp Closed: 0 | 0 | 1 | 0 | 20740-111-018260 | RANDOLPH COUNTY HOSPITAL
48549 | Currently in Use |  | 1999-04-01 |  | Petroleum | Unleaded gasoline | Unleaded gasoline | Retail | Fiberglass coated steel | Fiberglass coated steel |  |  | Fiberglass reinforced plastic |  | 1901-01-01 | Catchment Basin | Flow Rest 90% Full | Flow Rest 90% Full | Interstitial Monitoring within Secondary Containment | [10 empty] | UST Currently In Use: 2; UST Temp Close: 0; AST Currently In Use: 0; AST Temp Closed: 0 | 2 | 0 | 4 | 25380-109-004547 | SAYONA INC
48550 | Currently in Use |  | 1999-04-01 |  | Petroleum | Mid-grade gasoline | Mid-grade gasoline | Retail | Fiberglass coated steel | Fiberglass coated steel |  |  | Fiberglass reinforced plastic |  | 1901-01-01 | Catchment Basin | Flow Rest 90% Full | Flow Rest 90% Full | Interstitial Monitoring within Secondary Containment | [10 empty] | UST Currently In Use: 2; UST Temp Close: 0; AST Currently In Use: 0; AST Temp Closed: 0 | 2 | 0 | 4 | 25380-109-004547 | SAYONA INC
48551 | Currently in Use |  | 1999-02-04 |  | Petroleum | Unleaded gasoline | Unleaded gasoline | Retail | Fiberglass reinforced plastic | Fiberglass reinforced plastic |  |  | Double Wall | APT | 1901-01-01 | Catchment Basin | Automatic shutoff device At 95% full | Automatic shutoff device At 95% full |  |  | Automatic Tank Gauge |  | Automatic flow restrictor (MLLD) | Automatic flow restrictor (MLLD) | [5 empty] | UST Currently In Use: 3; UST Temp Close: 0; AST Currently In Use: 0; AST Temp Closed: 0 | 3 | 0 | 0 | 25475-049-018262 | TRI-STATE PROPERTIES GENERAL PARTNER
48552 | Currently in Use |  | 1999-02-04 |  | Petroleum | Premium gasoline | Premium gasoline | Retail | Fiberglass reinforced plastic | Fiberglass reinforced plastic |  |  | Flexible | APT | 1901-01-01 | Catchment Basin | Automatic shutoff device At 95% full | Automatic shutoff device At 95% full |  |  | Automatic Tank Gauge |  | Containment Sump | Automatic flow restrictor (MLLD) | [5 empty] | UST Currently In Use: 3; UST Temp Close: 0; AST Currently In Use: 0; AST Temp Closed: 0 | 3 | 0 | 0 | 25475-049-018262 | TRI-STATE PROPERTIES GENERAL PARTNER
48553 | Currently in Use |  | 1999-02-04 |  | Petroleum | On road diesel | On road diesel | Retail | Fiberglass reinforced plastic | Fiberglass reinforced plastic |  |  | Flexible |  | 1901-01-01 | Catchment Basin | Automatic shutoff device At 95% full | Automatic shutoff device At 95% full |  |  | Automatic Tank Gauge |  | Containment Sump | Automatic flow restrictor (MLLD) | [5 empty] | UST Currently In Use: 3; UST Temp Close: 0; AST Currently In Use: 0; AST Temp Closed: 0 | 3 | 0 | 0 | 25475-049-018262 | TRI-STATE PROPERTIES GENERAL PARTNER
48554 | Currently in Use |  | 1999-04-19 |  | Petroleum | Premium gasoline | Premium gasoline | Retail | Steel | Steel | Coated & cathodic protection (sti-P3) |  | Flexible |  |  | Catchment Basin | Automatic shutoff device At 95% full | Automatic shutoff device At 95% full |  |  | Continuous Automatic Tank Gauge |  | Automatic flow restrictor (MLLD) | Automatic flow restrictor (MLLD) | Interstitial Monitoring within Secondary Containment |  | Annual line testing | Annual line testing |  | UST Currently In Use: 2; UST Temp Close: 0; AST Currently In Use: 0; AST Temp Closed: 0 | 2 | 0 | 0 | 25599-051-018264 | JEB STAPLES
48555 | Currently in Use |  | 1999-04-19 |  | Petroleum | Mid-grade gasoline | Mid-grade gasoline | Retail | Steel | Steel | Coated & cathodic protection (sti-P3) |  | Flexible |  |  | Catchment Basin | Automatic shutoff device At 95% full | Automatic shutoff device At 95% full |  |  | Continuous Automatic Tank Gauge |  | Automatic flow restrictor (MLLD) | Automatic flow restrictor (MLLD) | Interstitial Monitoring within Secondary Containment |  | Annual line testing | Annual line testing |  | UST Currently In Use: 2; UST Temp Close: 0; AST Currently In Use: 0; AST Temp Closed: 0 | 2 | 0 | 0 | 25599-051-018264 | JEB STAPLES
48556 | Currently in Use |  | 1999-05-01 |  | Petroleum | Unleaded gasoline | Unleaded gasoline | Retail | Steel | Steel | Coated & cathodic protection (sti-P3) |  | Flexible |  | 1901-01-01 | Catchment Basin | Automatic shutoff device At 95% full | Automatic shutoff device At 95% full |  |  | Automatic Tank Gauge |  | Automatic flow restrictor (MLLD) | Automatic flow restrictor (MLLD) |  |  | Annual line testing | Annual line testing |  | UST Currently In Use: 2; UST Temp Close: 1; AST Currently In Use: 0; AST Temp Closed: 0 | 2 | 1 | 0 | 17690-097-018265 | MERRITT AND WALDING PROPERTIES
48557 | Temporary Closed | 2016-10-13 | 1999-05-01 |  | Petroleum | Mid-grade gasoline | Mid-grade gasoline | Retail | Steel | Steel | Coated & cathodic protection (sti-P3) |  | Flexible |  | 1901-01-01 | Catchment Basin | Automatic shutoff device At 95% full | Automatic shutoff device At 95% full |  |  | Automatic Tank Gauge |  | Containment Sump | Automatic flow restrictor (MLLD) |  |  | Annual line testing | Annual line testing |  | UST Currently In Use: 2; UST Temp Close: 1; AST Currently In Use: 0; AST Temp Closed: 0 | 2 | 1 | 0 | 17690-097-018265 | MERRITT AND WALDING PROPERTIES
48558 | Currently in Use |  | 1999-05-01 |  | Petroleum | Premium gasoline | Premium gasoline | Retail | Steel | Steel | Coated & cathodic protection (sti-P3) |  | Flexible |  | 1901-01-01 | Catchment Basin | Automatic shutoff device At 95% full | Automatic shutoff device At 95% full |  |  | Automatic Tank Gauge |  | Automatic flow restrictor (MLLD) | Automatic flow restrictor (MLLD) |  |  | Annual line testing | Annual line testing |  | UST Currently In Use: 2; UST Temp Close: 1; AST Currently In Use: 0; AST Temp Closed: 0 | 2 | 1 | 0 | 17690-097-018265 | MERRITT AND WALDING PROPERTIES
48559 | Currently in Use |  | 1999-02-05 |  | Petroleum | Unleaded gasoline | Unleaded gasoline | Retail | Double Wall | Double Wall |  |  | Fiberglass reinforced plastic |  | 1901-01-01 | Catchment Basin | Automatic shutoff device At 95% full | Automatic shutoff device At 95% full | Interstitial Monitoring within Secondary Containment | SENSOR TO ATG | Continuous Automatic Tank Gauge | Single walled submersible pump containment sump | Sump sensor relayed to automatically shut off submersible pump | Containment Sump | Interstitial Monitoring within Secondary Containment | SENSOR TO ATG | Continuous alarm system | Continuous alarm system |  | UST Currently In Use: 3; UST Temp Close: 0; AST Currently In Use: 0; AST Temp Closed: 0 | 3 | 0 | 6 | 23047-089-014397 | CHIA HENG
48560 | Currently in Use |  | 1999-02-05 |  | Petroleum | Premium gasoline | Premium gasoline | Retail | Double Wall | Double Wall |  |  | Double Wall |  | 1901-01-01 | Catchment Basin | Automatic shutoff device At 95% full | Automatic shutoff device At 95% full | Interstitial Monitoring within Secondary Containment | SENSOR TO ATG | Continuous Automatic Tank Gauge | Single walled submersible pump containment sump | Containment Sump | Containment Sump | Interstitial Monitoring within Secondary Containment | SENSOR TO ATG | Continuous alarm system | Continuous alarm system |  | UST Currently In Use: 3; UST Temp Close: 0; AST Currently In Use: 0; AST Temp Closed: 0 | 3 | 0 | 6 | 23047-089-014397 | CHIA HENG
48561 | Currently in Use |  | 1999-02-05 |  | Petroleum | Kerosene | Kerosene | Retail | Double Wall | Double Wall |  |  | Fiberglass reinforced plastic |  | 1901-01-01 | Catchment Basin | Automatic shutoff device At 95% full | Automatic shutoff device At 95% full | Interstitial Monitoring within Secondary Containment | SENSOR TO ATG | Continuous Automatic Tank Gauge | [8 empty] | UST Currently In Use: 3; UST Temp Close: 0; AST Currently In Use: 0; AST Temp Closed: 0 | 3 | 0 | 6 | 23047-089-014397 | CHIA HENG
48562 | Currently in Use |  | 1999-04-01 |  | Petroleum | Unleaded gasoline | Unleaded gasoline | Retail | Fiberglass coated steel | Fiberglass coated steel |  |  | Flexible |  | 1901-01-01 | Catchment Basin | Flow Rest 90% Full | Flow Rest 90% Full |  |  | Continuous Automatic Tank Gauge |  | Automatic flow restrictor (MLLD) | Automatic flow restrictor (MLLD) |  |  | Annual line testing | Annual line testing |  | UST Currently In Use: 3; UST Temp Close: 0; AST Currently In Use: 0; AST Temp Closed: 0 | 3 | 0 | 0 | 20875-039-018266 | GITTY UP-N-GO, INC.
48563 | Currently in Use |  | 1999-04-01 |  | Petroleum | Premium gasoline | Premium gasoline | Retail | Fiberglass coated steel | Fiberglass coated steel |  |  | Flexible |  | 1901-01-01 | Catchment Basin | Flow Rest 90% Full | Flow Rest 90% Full |  |  | Continuous Automatic Tank Gauge |  | Automatic flow restrictor (MLLD) | Automatic flow restrictor (MLLD) |  |  | Annual line testing | Annual line testing |  | UST Currently In Use: 3; UST Temp Close: 0; AST Currently In Use: 0; AST Temp Closed: 0 | 3 | 0 | 0 | 20875-039-018266 | GITTY UP-N-GO, INC.
48564 | Currently in Use |  | 1999-04-01 |  | Petroleum | On road diesel | On road diesel | Retail | Fiberglass coated steel | Fiberglass coated steel |  |  | Flexible |  | 1901-01-01 | Catchment Basin | Flow Rest 90% Full | Flow Rest 90% Full |  |  | Continuous Automatic Tank Gauge |  | Containment Sump | Automatic flow restrictor (MLLD) |  |  | Annual line testing | Annual line testing |  | UST Currently In Use: 3; UST Temp Close: 0; AST Currently In Use: 0; AST Temp Closed: 0 | 3 | 0 | 0 | 20875-039-018266 | GITTY UP-N-GO, INC.
48565 | Currently in Use |  | 1999-03-22 |  | Petroleum | Unleaded gasoline | Unleaded gasoline | Retail | Steel | Steel | Coated & cathodic protection (sti-P3) |  | Steel |  |  | Catchment Basin | Automatic shutoff device At 95% full | Automatic shutoff device At 95% full |  |  | Continuous Automatic Tank Gauge |  | Automatic shutoff device (AELLD) | Automatic shutoff device (AELLD) |  |  | Annual line testing | Annual line testing |  | UST Currently In Use: 2; UST Temp Close: 0; AST Currently In Use: 0; AST Temp Closed: 0 | 2 | 0 | 4 | 15420-049-003274 | MAPCO EXPRESS, INC.
48566 | Currently in Use |  | 1999-03-22 |  | Petroleum | Premium gasoline | Premium gasoline | Retail | Steel | Steel | Coated & cathodic protection (sti-P3) |  | Double Wall |  |  | Catchment Basin | Automatic shutoff device At 95% full | Automatic shutoff device At 95% full |  |  | Continuous Automatic Tank Gauge |  | Automatic shutoff device (AELLD) | Automatic shutoff device (AELLD) |  |  | Annual line testing | Annual line testing |  | UST Currently In Use: 2; UST Temp Close: 0; AST Currently In Use: 0; AST Temp Closed: 0 | 2 | 0 | 4 | 15420-049-003274 | MAPCO EXPRESS, INC.
48567 | Currently in Use |  | 1998-11-27 |  | Petroleum | Unleaded gasoline | Unleaded gasoline | Retail | Steel | Steel | Coated & cathodic protection (sti-P3) |  | Fiberglass reinforced plastic |  |  | Catchment Basin | Automatic shutoff device At 95% full | Automatic shutoff device At 95% full |  |  | Statistical Inventory Reconciliation (SIR) |  | Automatic flow restrictor (MLLD) | Automatic flow restrictor (MLLD) |  |  | Statistical inventory reconciliation (SIR) | Statistical inventory reconciliation (SIR) |  | UST Currently In Use: 3; UST Temp Close: 0; AST Currently In Use: 0; AST Temp Closed: 0 | 3 | 0 | 3 | 22134-083-013464 | B&K GROCERY
48568 | Currently in Use |  | 1998-11-27 |  | Petroleum | Unleaded gasoline | Unleaded gasoline | Retail | Steel | Steel | Coated & cathodic protection (sti-P3) |  | Fiberglass reinforced plastic |  |  | Catchment Basin | Automatic shutoff device At 95% full | Automatic shutoff device At 95% full |  |  | Statistical Inventory Reconciliation (SIR) |  | Automatic flow restrictor (MLLD) | Automatic flow restrictor (MLLD) |  |  | Statistical inventory reconciliation (SIR) | Statistical inventory reconciliation (SIR) |  | UST Currently In Use: 3; UST Temp Close: 0; AST Currently In Use: 0; AST Temp Closed: 0 | 3 | 0 | 3 | 22134-083-013464 | B&K GROCERY
48569 | Currently in Use |  | 1998-11-27 |  | Petroleum | On road diesel | On road diesel | Retail | Steel | Steel | Coated & cathodic protection (sti-P3) |  | Fiberglass reinforced plastic |  |  | Catchment Basin | Automatic shutoff device At 95% full | Automatic shutoff device At 95% full |  |  | Statistical Inventory Reconciliation (SIR) | [8 empty] | UST Currently In Use: 3; UST Temp Close: 0; AST Currently In Use: 0; AST Temp Closed: 0 | 3 | 0 | 3 | 22134-083-013464 | B&K GROCERY
48570 | Currently in Use |  | 1999-03-12 |  | Petroleum | Unleaded gasoline | Unleaded gasoline | Retail | Fiberglass reinforced plastic | Fiberglass reinforced plastic |  |  | Double Wall | APT | 1901-01-01 | Catchment Basin | Automatic shutoff device At 95% full | Automatic shutoff device At 95% full |  |  | Automatic Tank Gauge |  | Automatic flow restrictor (MLLD) | Automatic flow restrictor (MLLD) |  |  | Annual line testing | Annual line testing |  | UST Currently In Use: 2; UST Temp Close: 0; AST Currently In Use: 0; AST Temp Closed: 0 | 2 | 0 | 2 | 25041-073-013352 | BRYAN BOWMAN
48571 | Currently in Use |  | 1999-01-10 |  | Petroleum | Premium gasoline | Premium gasoline | Retail | Fiberglass coated steel | Fiberglass coated steel |  |  | Fiberglass reinforced plastic |  | 1901-01-01 | Catchment Basin | Flow Rest 90% Full | Flow Rest 90% Full | Interstitial Monitoring within Secondary Containment |  | Continuous Automatic Tank Gauge |  | Automatic flow restrictor (MLLD) | Automatic flow restrictor (MLLD) | Interstitial Monitoring within Secondary Containment | SENSOR TO ATG | Continuous alarm system | Continuous alarm system |  | UST Currently In Use: 2; UST Temp Close: 0; AST Currently In Use: 0; AST Temp Closed: 0 | 2 | 0 | 0 | 25265-125-018268 | LGWS/CROSS AMERICA PARTNERS
48572 | Currently in Use |  | 1999-03-12 |  | Petroleum | Premium gasoline | Premium gasoline | Retail | Fiberglass reinforced plastic | Fiberglass reinforced plastic |  |  | Double Wall | APT | 1901-01-01 | Catchment Basin | Automatic shutoff device At 95% full | Automatic shutoff device At 95% full |  |  | Automatic Tank Gauge |  | Automatic flow restrictor (MLLD) | Automatic flow restrictor (MLLD) |  |  | Annual line testing | Annual line testing |  | UST Currently In Use: 2; UST Temp Close: 0; AST Currently In Use: 0; AST Temp Closed: 0 | 2 | 0 | 2 | 25041-073-013352 | BRYAN BOWMAN
48573 | Currently in Use |  | 1999-01-10 |  | Petroleum | Unleaded gasoline | Unleaded gasoline | Retail | Fiberglass coated steel | Fiberglass coated steel |  |  | Fiberglass reinforced plastic |  | 1901-01-01 | Catchment Basin | Flow Rest 90% Full | Flow Rest 90% Full | Interstitial Monitoring within Secondary Containment |  | Continuous Automatic Tank Gauge |  | Containment Sump | Automatic flow restrictor (MLLD) | Interstitial Monitoring within Secondary Containment | SENSOR TO ATG | Continuous alarm system | Continuous alarm system |  | UST Currently In Use: 2; UST Temp Close: 0; AST Currently In Use: 0; AST Temp Closed: 0 | 2 | 0 | 0 | 25265-125-018268 | LGWS/CROSS AMERICA PARTNERS
48574 | Currently in Use |  | 1999-03-30 |  | Petroleum | Unleaded gasoline | Unleaded gasoline | Retail | Steel | Steel | Coated & cathodic protection (sti-P3) |  | Fiberglass reinforced plastic |  |  | Catchment Basin | Automatic shutoff device At 95% full | Automatic shutoff device At 95% full |  |  | Statistical Inventory Reconciliation (SIR) |  | Automatic flow restrictor (MLLD) | Automatic flow restrictor (MLLD) |  |  | Statistical inventory reconciliation (SIR) | Statistical inventory reconciliation (SIR) |  | UST Currently In Use: 1; UST Temp Close: 0; AST Currently In Use: 0; AST Temp Closed: 0 | 1 | 0 | 4 | 25741-021-003477 | SHER FOODS INC
48575 | Permanently Closed | 2020-04-20 | 1999-04-01 | 2020-04-28 | Petroleum | Unleaded gasoline | Unleaded gasoline | Retail | Fiberglass reinforced plastic | Fiberglass reinforced plastic |  |  | Flexible |  | 1901-01-01 | Catchment Basin | Flow Rest 90% Full | Flow Rest 90% Full |  |  | Continuous Automatic Tank Gauge |  | Automatic flow restrictor (MLLD) | Automatic flow restrictor (MLLD) | Interstitial Monitoring within Secondary Containment |  | Annual line testing | Annual line testing |  | UST Currently In Use: 3; UST Temp Close: 0; AST Currently In Use: 0; AST Temp Closed: 0 | 3 | 0 | 2 | 22176-021-018269 | CIRCLE K
48576 | Permanently Closed | 2020-04-20 | 1999-04-01 | 2020-04-28 | Petroleum | Premium gasoline | Premium gasoline | Retail | Fiberglass reinforced plastic | Fiberglass reinforced plastic |  |  | Flexible |  | 1901-01-01 | Catchment Basin | Flow Rest 90% Full | Flow Rest 90% Full |  |  | Continuous Automatic Tank Gauge |  | Automatic shutoff device (AELLD) | Automatic flow restrictor (MLLD) | Interstitial Monitoring within Secondary Containment |  | Annual line testing | Annual line testing |  | UST Currently In Use: 3; UST Temp Close: 0; AST Currently In Use: 0; AST Temp Closed: 0 | 3 | 0 | 2 | 22176-021-018269 | CIRCLE K
48577 | Currently in Use |  | 1999-05-04 |  | Petroleum | Unleaded gasoline | Unleaded gasoline | Industrial | Fiberglass coated steel | Fiberglass coated steel |  |  | Fiberglass reinforced plastic |  | 1901-01-01 | Catchment Basin | Flow Rest 90% Full | Flow Rest 90% Full |  |  | Continuous Automatic Tank Gauge | [8 empty] | UST Currently In Use: 2; UST Temp Close: 0; AST Currently In Use: 0; AST Temp Closed: 0 | 2 | 0 | 0 | 20748-005-018270 | HILTON COOPER CONTRACTING
48578 | Currently in Use |  | 1999-05-04 |  | Petroleum | On road diesel | On road diesel | Industrial | Fiberglass coated steel | Fiberglass coated steel |  |  | Fiberglass reinforced plastic |  | 1901-01-01 | Catchment Basin | Flow Rest 90% Full | Flow Rest 90% Full |  |  | Continuous Automatic Tank Gauge | [8 empty] | UST Currently In Use: 2; UST Temp Close: 0; AST Currently In Use: 0; AST Temp Closed: 0 | 2 | 0 | 0 | 20748-005-018270 | HILTON COOPER CONTRACTING
48579 | Currently in Use |  | 1901-01-01 |  | Petroleum | Aviation fuel (JP-4; etc.) | Aviation fuel (JP-4; etc.) | Industrial | Double Wall | Double Wall |  |  | ALUMINUM |  | 1901-01-01 | Catchment Basin | Audible high level alarm At 90% full | Audible high level alarm At 90% full | Interstitial Monitoring within Secondary Containment | SENSOR TO ATG | Other |  | Sump sensor relayed to automatically shut off submersible pump | Containment Sump | Interstitial Monitoring within Secondary Containment | SENSOR TO ATG | Other | Continuous alarm system |  | UST Currently In Use: 1; UST Temp Close: 0; AST Currently In Use: 0; AST Temp Closed: 0 | 1 | 0 | 1 | 21691-073-018155 | LIGON AIR LLC
48580 | Temporary Closed | 2009-04-01 | 1999-04-19 |  | Petroleum | Unleaded gasoline | Unleaded gasoline | Retail | Fiberglass reinforced plastic | Fiberglass reinforced plastic |  |  | Single Wall |  | 1901-01-01 | Catchment Basin | Flow Rest 90% Full | Flow Rest 90% Full |  |  | Statistical Inventory Reconciliation (SIR) |  | Automatic flow restrictor (MLLD) | Automatic flow restrictor (MLLD) |  |  | Statistical inventory reconciliation (SIR) | Statistical inventory reconciliation (SIR) |  | UST Currently In Use: 0; UST Temp Close: 2; AST Currently In Use: 0; AST Temp Closed: 0 | 0 | 2 | 0 | 25928-133-006355 | RANDALL RUSSELL
48581 | Temporary Closed | 2009-04-01 | 1999-04-19 |  | Petroleum | Premium gasoline | Premium gasoline | Retail | Fiberglass reinforced plastic | Fiberglass reinforced plastic |  |  | Single Wall |  | 1901-01-01 | Catchment Basin | Flow Rest 90% Full | Flow Rest 90% Full |  |  | Statistical Inventory Reconciliation (SIR) |  | Automatic flow restrictor (MLLD) | Automatic flow restrictor (MLLD) |  |  | Statistical inventory reconciliation (SIR) | Statistical inventory reconciliation (SIR) |  | UST Currently In Use: 0; UST Temp Close: 2; AST Currently In Use: 0; AST Temp Closed: 0 | 0 | 2 | 0 | 25928-133-006355 | RANDALL RUSSELL
48582 | Temporary Closed | 2022-01-10 | 1998-05-24 |  | Petroleum | Unleaded gasoline | Unleaded gasoline | Retail | Fiberglass coated steel | Fiberglass coated steel |  |  | Fiberglass reinforced plastic |  | 1901-01-01 | Catchment Basin | Flow Rest 90% Full | Flow Rest 90% Full |  |  | Statistical Inventory Reconciliation (SIR) | [8 empty] | UST Currently In Use: 0; UST Temp Close: 2; AST Currently In Use: 0; AST Temp Closed: 0 | 0 | 2 | 6 | 20463-117-012461 | JAMES S. DAWSON AND SUSAN J.
48584 | Temporary Closed | 2012-11-29 | 1998-05-24 |  | Petroleum | Premium gasoline | Premium gasoline | Retail | Fiberglass coated steel | Fiberglass coated steel |  |  | Fiberglass reinforced plastic |  | 1901-01-01 | Catchment Basin | Flow Rest 90% Full | Flow Rest 90% Full |  |  | Statistical Inventory Reconciliation (SIR) | [8 empty] | UST Currently In Use: 0; UST Temp Close: 2; AST Currently In Use: 0; AST Temp Closed: 0 | 0 | 2 | 6 | 20463-117-012461 | JAMES S. DAWSON AND SUSAN J.
48585 | Currently in Use |  | 1999-05-10 |  | Petroleum | Unleaded gasoline | Unleaded gasoline | Retail | Double Wall | Double Wall |  |  | Double Wall |  |  | Catchment Basin | Flow Rest 90% Full | Flow Rest 90% Full |  |  | Automatic Tank Gauge | Single walled submersible pump containment sump | Automatic flow restrictor (MLLD) | Automatic flow restrictor (MLLD) |  | SENSOR TO ATG | Annual line testing | Annual line testing |  | UST Currently In Use: 2; UST Temp Close: 0; AST Currently In Use: 0; AST Temp Closed: 0 | 2 | 0 | 0 | 13526-033-018271 | MOORE OIL COMPANY, INC.
48586 | Currently in Use |  | 1999-05-10 |  | Petroleum | Premium gasoline | Premium gasoline | Retail | Fiberglass coated steel | Double Wall |  |  | Fiberglass reinforced plastic |  |  | Catchment Basin | Flow Rest 90% Full | Flow Rest 90% Full |  |  | Automatic Tank Gauge | Single walled submersible pump containment sump | Automatic flow restrictor (MLLD) | Automatic flow restrictor (MLLD) |  | SENSOR TO ATG | Annual line testing | Annual line testing |  | UST Currently In Use: 2; UST Temp Close: 0; AST Currently In Use: 0; AST Temp Closed: 0 | 2 | 0 | 0 | 13526-033-018271 | MOORE OIL COMPANY, INC.
48587 | Currently in Use |  | 1998-11-10 |  | Petroleum | Premium gasoline | Premium gasoline | Retail | Steel | Steel | Coated & cathodic protection (sti-P3) |  | APT P150SC |  |  | Catchment Basin | Flow Rest 90% Full | Flow Rest 90% Full |  |  | Continuous Automatic Tank Gauge |  | Automatic flow restrictor (MLLD) | Automatic flow restrictor (MLLD) | Interstitial Monitoring within Secondary Containment |  |  |  |  | UST Currently In Use: 4; UST Temp Close: 0; AST Currently In Use: 0; AST Temp Closed: 0 | 4 | 0 | 7 | 20614-007-008550 | MCKINNEY AUTO PARTS CO
48588 | Currently in Use |  | 1998-11-10 |  | Petroleum | Unleaded gasoline | Unleaded gasoline | Retail | Steel | Steel | Coated & cathodic protection (sti-P3) |  | APT P150SC |  |  | Catchment Basin | Flow Rest 90% Full | Flow Rest 90% Full |  |  | Continuous Automatic Tank Gauge |  | Automatic flow restrictor (MLLD) | Automatic flow restrictor (MLLD) | Interstitial Monitoring within Secondary Containment |  |  |  |  | UST Currently In Use: 4; UST Temp Close: 0; AST Currently In Use: 0; AST Temp Closed: 0 | 4 | 0 | 7 | 20614-007-008550 | MCKINNEY AUTO PARTS CO
48589 | Currently in Use |  | 1998-11-10 |  | Petroleum | On road diesel | On road diesel | Retail | Steel | Steel | Coated & cathodic protection (sti-P3) |  | Flexible |  |  | Catchment Basin | Flow Rest 90% Full | Flow Rest 90% Full |  |  | Continuous Automatic Tank Gauge |  | Automatic flow restrictor (MLLD) | Automatic flow restrictor (MLLD) | Interstitial Monitoring within Secondary Containment |  |  |  |  | UST Currently In Use: 4; UST Temp Close: 0; AST Currently In Use: 0; AST Temp Closed: 0 | 4 | 0 | 7 | 20614-007-008550 | MCKINNEY AUTO PARTS CO
48590 | Currently in Use |  | 1999-02-25 |  | Petroleum | Unleaded gasoline | Unleaded gasoline | Retail | Fiberglass coated steel | Fiberglass coated steel |  |  | Flexible |  | 1901-01-01 | Catchment Basin | Flow Rest 90% Full | Flow Rest 90% Full |  |  | Automatic Tank Gauge |  | Automatic flow restrictor (MLLD) | Automatic flow restrictor (MLLD) |  |  | Annual line testing | Annual line testing |  | UST Currently In Use: 2; UST Temp Close: 0; AST Currently In Use: 0; AST Temp Closed: 0 | 2 | 0 | 0 | 20750-125-018272 | R DOUGLAS FARMER
48591 | Currently in Use |  | 1999-02-25 |  | Petroleum | Premium gasoline | Premium gasoline | Retail | Fiberglass coated steel | Fiberglass coated steel |  |  | Flexible |  | 1901-01-01 | Catchment Basin | Flow Rest 90% Full | Flow Rest 90% Full |  |  | Automatic Tank Gauge |  | Automatic flow restrictor (MLLD) | Automatic flow restrictor (MLLD) |  |  | Continuous alarm system | Annual line testing |  | UST Currently In Use: 2; UST Temp Close: 0; AST Currently In Use: 0; AST Temp Closed: 0 | 2 | 0 | 0 | 20750-125-018272 | R DOUGLAS FARMER
48592 | Currently in Use |  | 1998-11-21 |  | Petroleum | Unleaded gasoline | Unleaded gasoline | Retail | Fiberglass coated steel | Fiberglass coated steel |  |  | Fiberglass reinforced plastic |  | 1901-01-01 | Catchment Basin | Automatic shutoff device At 95% full | Automatic shutoff device At 95% full |  |  | Statistical Inventory Reconciliation (SIR) |  | Automatic flow restrictor (MLLD) | Automatic flow restrictor (MLLD) |  |  | Statistical inventory reconciliation (SIR) | Statistical inventory reconciliation (SIR) |  | UST Currently In Use: 1; UST Temp Close: 0; AST Currently In Use: 0; AST Temp Closed: 0 | 1 | 0 | 0 | 21462-115-018273 | STEVE & JOYCE ST JOHN
48593 | Permanently Closed | 2003-02-26 | 1998-02-16 | 2007-12-14 | Petroleum | Unleaded gasoline | Unleaded gasoline | Retail | Steel | Steel | Coated & cathodic protection (sti-P3) |  | Fiberglass reinforced plastic |  | 1901-01-01 | Catchment Basin | Flow Rest 90% Full | Flow Rest 90% Full | [11 empty] | UST Currently In Use: 0; UST Temp Close: 0; AST Currently In Use: 0; AST Temp Closed: 0 | 0 | 0 | 1 | 20753-079-004969 | VIRGLE PARKER
48594 | Temporary Closed | 2004-05-06 | 1986-06-01 |  | Petroleum | Unleaded gasoline | Unleaded gasoline | Retail | Steel | Steel | Field installed cathodic protection |  | Fiberglass reinforced plastic |  |  | Catchment Basin | Automatic shutoff device At 95% full | Automatic shutoff device At 95% full |  |  | Statistical Inventory Reconciliation (SIR) |  | Automatic flow restrictor (MLLD) | Automatic flow restrictor (MLLD) |  |  | Statistical inventory reconciliation (SIR) | Statistical inventory reconciliation (SIR) |  | UST Currently In Use: 0; UST Temp Close: 3; AST Currently In Use: 0; AST Temp Closed: 0 | 0 | 3 | 0 | 20755-115-018276 | LINDA REECE
48595 | Temporary Closed | 2004-05-06 | 1986-06-01 |  | Petroleum | Premium gasoline | Premium gasoline | Retail | Steel | Steel | Field installed cathodic protection |  | Fiberglass reinforced plastic |  |  | Catchment Basin | Automatic shutoff device At 95% full | Automatic shutoff device At 95% full |  |  | Statistical Inventory Reconciliation (SIR) |  | Automatic flow restrictor (MLLD) | Automatic flow restrictor (MLLD) |  |  | Statistical inventory reconciliation (SIR) | Statistical inventory reconciliation (SIR) |  | UST Currently In Use: 0; UST Temp Close: 3; AST Currently In Use: 0; AST Temp Closed: 0 | 0 | 3 | 0 | 20755-115-018276 | LINDA REECE
48596 | Temporary Closed | 2004-05-06 | 1986-06-01 |  | Petroleum | Mid-grade gasoline | Mid-grade gasoline | Retail | Steel | Steel | Field installed cathodic protection |  | Fiberglass reinforced plastic |  |  | Catchment Basin | Automatic shutoff device At 95% full | Automatic shutoff device At 95% full |  |  | Statistical Inventory Reconciliation (SIR) |  | Automatic flow restrictor (MLLD) | Automatic flow restrictor (MLLD) |  |  | Statistical inventory reconciliation (SIR) | Statistical inventory reconciliation (SIR) |  | UST Currently In Use: 0; UST Temp Close: 3; AST Currently In Use: 0; AST Temp Closed: 0 | 0 | 3 | 0 | 20755-115-018276 | LINDA REECE
48597 |  | 2001-01-01 | 1999-03-25 |  | Petroleum | Unleaded gasoline | Unleaded gasoline | Retail | Fiberglass coated steel | Fiberglass coated steel |  |  | Flexible |  | 1901-01-01 | Catchment Basin | Automatic shutoff device At 95% full | Automatic shutoff device At 95% full |  |  | Continuous Automatic Tank Gauge | [8 empty] | UST Currently In Use: 0; UST Temp Close: 0; AST Currently In Use: 0; AST Temp Closed: 0 | 0 | 0 | 3 | 12828-127-013297 | JOHN A WILLIAMS
48598 | Currently in Use |  | 1999-05-03 |  | Petroleum | Unleaded gasoline | Unleaded gasoline | Retail | Fiberglass reinforced plastic | Fiberglass reinforced plastic |  |  | Fiberglass reinforced plastic |  | 1901-01-01 | Catchment Basin | Flow Rest 90% Full | Flow Rest 90% Full |  |  | Automatic Tank Gauge | [8 empty] | UST Currently In Use: 2; UST Temp Close: 0; AST Currently In Use: 0; AST Temp Closed: 0 | 2 | 0 | 5 | 25807-029-015527 | TARUN PATEL
48599 | Currently in Use |  | 1999-05-03 |  | Petroleum | On road diesel | On road diesel | Retail | Fiberglass reinforced plastic | Fiberglass reinforced plastic |  |  | Fiberglass reinforced plastic |  | 1901-01-01 | Catchment Basin | Flow Rest 90% Full | Flow Rest 90% Full |  |  | Automatic Tank Gauge | [8 empty] | UST Currently In Use: 2; UST Temp Close: 0; AST Currently In Use: 0; AST Temp Closed: 0 | 2 | 0 | 5 | 25807-029-015527 | TARUN PATEL
48601 | Inert | 2015-09-01 | 1998-12-15 |  | Petroleum | Unleaded gasoline | Unleaded gasoline | Retail | Double Wall | Double Wall |  |  | Fiberglass reinforced plastic |  | 1901-01-01 | Catchment Basin | Automatic shutoff device At 95% full | Automatic shutoff device At 95% full |  |  | Statistical Inventory Reconciliation (SIR) | [8 empty] | UST Currently In Use: 0; UST Temp Close: 0; AST Currently In Use: 0; AST Temp Closed: 0 | 0 | 0 | 0 | 20758-043-004476 | MALLARD POINT MARINA, LLC
48604 | Currently in Use |  | 1999-05-20 |  | Petroleum | Premium gasoline | Premium gasoline | Retail | Steel | Steel | Coated & cathodic protection (sti-P3) |  | Fiberglass reinforced plastic |  |  | Catchment Basin | Automatic shutoff device At 95% full | Automatic shutoff device At 95% full |  |  | Statistical Inventory Reconciliation (SIR) | [8 empty] | UST Currently In Use: 3; UST Temp Close: 0; AST Currently In Use: 0; AST Temp Closed: 0 | 3 | 0 | 0 | 25444-083-007614 | RIYA INC
48605 | Currently in Use |  | 1999-05-20 |  | Petroleum | On road diesel | On road diesel | Retail | Steel | Steel | Field installed cathodic protection |  | Fiberglass reinforced plastic |  |  | Catchment Basin | Automatic shutoff device At 95% full | Automatic shutoff device At 95% full |  |  | Statistical Inventory Reconciliation (SIR) | [8 empty] | UST Currently In Use: 3; UST Temp Close: 0; AST Currently In Use: 0; AST Temp Closed: 0 | 3 | 0 | 0 | 25444-083-007614 | RIYA INC
48606 | Currently in Use |  | 1999-02-01 |  | Petroleum | Unleaded gasoline | Unleaded gasoline | Retail | Double Wall | Double Wall |  |  | DBWALL |  | 2015-01-01 | Catchment Basin | Flow Rest 90% Full | Flow Rest 90% Full | Interstitial Monitoring within Secondary Containment |  |  |  | Containment Sump | Automatic flow restrictor (MLLD) | Interstitial Monitoring within Secondary Containment | SENSOR TO ATG | Continuous alarm system | Continuous alarm system |  | UST Currently In Use: 6; UST Temp Close: 0; AST Currently In Use: 0; AST Temp Closed: 0 | 6 | 0 | 0 | 20759-045-018278 | SOUTHWEST GEORGIA OIL COMPANY
48607 | Currently in Use |  | 1999-02-01 |  | Petroleum | Premium gasoline | Premium gasoline | Retail | Double Wall | Double Wall |  |  | Flexible |  | 2015-01-01 | Catchment Basin | Flow Rest 90% Full | Flow Rest 90% Full | Interstitial Monitoring within Secondary Containment |  |  |  | Containment Sump | Automatic flow restrictor (MLLD) | Interstitial Monitoring within Secondary Containment | SENSOR TO ATG | Continuous alarm system | Continuous alarm system |  | UST Currently In Use: 6; UST Temp Close: 0; AST Currently In Use: 0; AST Temp Closed: 0 | 6 | 0 | 0 | 20759-045-018278 | SOUTHWEST GEORGIA OIL COMPANY
48608 | Currently in Use |  | 1999-02-01 |  | Petroleum | On road diesel | On road diesel | Retail | Double Wall | Double Wall |  |  | Double Wall |  | 2015-01-01 | Catchment Basin | Flow Rest 90% Full | Flow Rest 90% Full | Interstitial Monitoring within Secondary Containment |  |  |  | Containment Sump | Automatic flow restrictor (MLLD) | Interstitial Monitoring within Secondary Containment | SENSOR TO ATG | Continuous alarm system | Continuous alarm system |  | UST Currently In Use: 6; UST Temp Close: 0; AST Currently In Use: 0; AST Temp Closed: 0 | 6 | 0 | 0 | 20759-045-018278 | SOUTHWEST GEORGIA OIL COMPANY
48609 | Currently in Use |  | 1999-02-01 |  | Petroleum | On road diesel | On road diesel | Retail | Double Wall | Double Wall | DBWALL |  | DBWALL |  | 2015-01-01 | Catchment Basin | Flow Rest 90% Full | Flow Rest 90% Full | Interstitial Monitoring within Secondary Containment |  | Other |  | MANIF TO10 | Automatic flow restrictor (MLLD) | Interstitial Monitoring within Secondary Containment | SENSOR TO ATG | MANIF TO10 | Continuous alarm system |  | UST Currently In Use: 6; UST Temp Close: 0; AST Currently In Use: 0; AST Temp Closed: 0 | 6 | 0 | 0 | 20759-045-018278 | SOUTHWEST GEORGIA OIL COMPANY
48610 | Currently in Use |  | 1999-02-01 |  | Petroleum | On road diesel | On road diesel | Retail | Double Wall | Double Wall | DBWALL |  | DBWALL |  | 2015-01-01 | Catchment Basin | Flow Rest 90% Full | Flow Rest 90% Full | Interstitial Monitoring within Secondary Containment |  | Other |  | Containment Sump | Automatic flow restrictor (MLLD) | Interstitial Monitoring within Secondary Containment | SENSOR TO ATG | Other | Continuous alarm system |  | UST Currently In Use: 6; UST Temp Close: 0; AST Currently In Use: 0; AST Temp Closed: 0 | 6 | 0 | 0 | 20759-045-018278 | SOUTHWEST GEORGIA OIL COMPANY
48611 | Currently in Use |  | 1999-02-01 |  | Petroleum | On road diesel | On road diesel | Retail | Fiberglass coated steel | Double Wall | DBWALL |  | DBWALL |  | 2015-01-01 | Catchment Basin | Flow Rest 90% Full | Flow Rest 90% Full | Interstitial Monitoring within Secondary Containment |  |  |  | Automatic flow restrictor (MLLD) | Automatic flow restrictor (MLLD) | Interstitial Monitoring within Secondary Containment | SENSOR TO ATG | Continuous alarm system | Continuous alarm system |  | UST Currently In Use: 6; UST Temp Close: 0; AST Currently In Use: 0; AST Temp Closed: 0 | 6 | 0 | 0 | 20759-045-018278 | SOUTHWEST GEORGIA OIL COMPANY
48612 | Currently in Use |  | 1999-04-02 |  | Petroleum | Unleaded gasoline | Unleaded gasoline | Retail | Fiberglass coated steel | Fiberglass coated steel |  |  | Fiberglass reinforced plastic |  | 1901-01-01 | Catchment Basin | Automatic shutoff device At 95% full | Audible high level alarm At 90% full |  |  | Continuous Automatic Tank Gauge |  | Automatic flow restrictor (MLLD) | Automatic flow restrictor (MLLD) | Interstitial Monitoring within Secondary Containment | SENSOR TO ATG | Continuous alarm system | Continuous alarm system |  | UST Currently In Use: 2; UST Temp Close: 0; AST Currently In Use: 0; AST Temp Closed: 0 | 2 | 0 | 0 | 20760-081-018279 | LAKE MARTIN, INC
48613 | Currently in Use |  | 1999-04-02 |  | Petroleum | Premium gasoline | Premium gasoline | Retail | Fiberglass coated steel | Fiberglass coated steel |  |  | Fiberglass reinforced plastic |  | 1901-01-01 | Catchment Basin | Flow Rest 90% Full | Audible high level alarm At 90% full |  |  | Continuous Automatic Tank Gauge |  | Automatic flow restrictor (MLLD) | Automatic flow restrictor (MLLD) | Interstitial Monitoring within Secondary Containment | SENSOR TO ATG | Continuous alarm system | Continuous alarm system |  | UST Currently In Use: 2; UST Temp Close: 0; AST Currently In Use: 0; AST Temp Closed: 0 | 2 | 0 | 0 | 20760-081-018279 | LAKE MARTIN, INC
48614 | Currently in Use |  | 1999-05-01 |  | Petroleum | Premium gasoline | Premium gasoline | Retail | Fiberglass reinforced plastic | Fiberglass reinforced plastic |  |  | Double Wall |  | 1901-01-01 | Catchment Basin | Flow Rest 90% Full | Flow Rest 90% Full |  |  | Automatic Tank Gauge |  | Automatic flow restrictor (MLLD) | Automatic flow restrictor (MLLD) |  |  | Annual line testing | Annual line testing |  | UST Currently In Use: 4; UST Temp Close: 0; AST Currently In Use: 0; AST Temp Closed: 0 | 4 | 0 | 0 | 24924-089-013977 | MARYAM GOLPAYESANI
48615 | Permanently Closed | 2013-05-02 | 1990-03-01 | 2014-09-30 | Petroleum | On road diesel | On road diesel | Industrial | Double Wall | Double Wall | SOLVENT |  | Double Wall |  |  | Catchment Basin | Automatic shutoff device At 95% full | Automatic shutoff device At 95% full | Interstitial Monitoring within Secondary Containment | OTHER | [9 empty] | UST Currently In Use: 5; UST Temp Close: 0; AST Currently In Use: 12; AST Temp Closed: 0 | 5 | 0 | 28 | 21843-033-011176 | CONSTELLIUM MUSCLE SHOALS LLC
48616 | Currently in Use |  | 1993-12-30 |  | Petroleum | Unleaded gasoline | Unleaded gasoline | Industrial | Double Wall | Double Wall | MAINTENANC |  | Steel |  |  | Catchment Basin | Automatic shutoff device At 95% full | Automatic shutoff device At 95% full | Interstitial Monitoring within Secondary Containment | OTHER | [9 empty] | UST Currently In Use: 5; UST Temp Close: 0; AST Currently In Use: 12; AST Temp Closed: 0 | 5 | 0 | 28 | 21843-033-011176 | CONSTELLIUM MUSCLE SHOALS LLC
48617 | Currently in Use |  | 1993-12-30 |  | Petroleum | On road diesel | On road diesel | Industrial | Double Wall | Double Wall | MAINTENANC |  | Double Wall |  |  | Catchment Basin | Automatic shutoff device At 95% full | Automatic shutoff device At 95% full | Interstitial Monitoring within Secondary Containment | OTHER |  | Single walled submersible pump containment sump | [7 empty] | UST Currently In Use: 5; UST Temp Close: 0; AST Currently In Use: 12; AST Temp Closed: 0 | 5 | 0 | 28 | 21843-033-011176 | CONSTELLIUM MUSCLE SHOALS LLC
48619 | Permanently Closed | 2018-05-10 | 1993-12-30 | 2018-05-10 | Petroleum | On road diesel | On road diesel | Industrial | Double Wall | Double Wall | Coated & cathodic protection (sti-P3) |  | Steel |  |  | Catchment Basin | Automatic shutoff device At 95% full | Automatic shutoff device At 95% full | Interstitial Monitoring within Secondary Containment | OTHER |  | Single walled submersible pump containment sump | [7 empty] | UST Currently In Use: 5; UST Temp Close: 0; AST Currently In Use: 12; AST Temp Closed: 0 | 5 | 0 | 28 | 21843-033-011176 | CONSTELLIUM MUSCLE SHOALS LLC
48620 | Permanently Closed | 2018-05-10 | 1993-12-30 | 2018-05-10 | Petroleum | Unleaded gasoline | Unleaded gasoline | Industrial | Double Wall | Double Wall | TRANSPORTA |  | Double Wall |  |  | Catchment Basin | Automatic shutoff device At 95% full | Automatic shutoff device At 95% full | Interstitial Monitoring within Secondary Containment | OTHER | [9 empty] | UST Currently In Use: 5; UST Temp Close: 0; AST Currently In Use: 12; AST Temp Closed: 0 | 5 | 0 | 28 | 21843-033-011176 | CONSTELLIUM MUSCLE SHOALS LLC
48621 | Currently in Use |  | 1999-03-01 |  | Petroleum | Unleaded gasoline | Unleaded gasoline | Retail | Double Wall | Double Wall | Other |  | Double Wall |  |  | Catchment Basin | Flow Rest 90% Full | Automatic shutoff device At 95% full | Interstitial Monitoring within Secondary Containment | MANUAL/VISUAL CHECK |  |  | Automatic flow restrictor (MLLD) | Automatic flow restrictor (MLLD) |  | MANUAL/VISUAL CHECK | Annual line testing | Annual line testing |  | UST Currently In Use: 1; UST Temp Close: 0; AST Currently In Use: 0; AST Temp Closed: 0 | 1 | 0 | 2 | 12300-133-013413 | HAYS AND SON OIL COMPANY, INC.
48623 | Currently in Use |  | 1999-02-11 |  | Petroleum | Unleaded gasoline | Unleaded gasoline | Retail | Fiberglass coated steel | Fiberglass coated steel |  |  | Double Wall |  | 2013-11-18 | Catchment Basin | Flow Rest 90% Full | Flow Rest 90% Full |  | SENSOR TO ATG | Continuous Automatic Tank Gauge | Single walled submersible pump containment sump | Automatic flow restrictor (MLLD) | Automatic flow restrictor (MLLD) | Interstitial Monitoring within Secondary Containment | SENSOR TO ATG | Annual line testing | Annual line testing |  | UST Currently In Use: 2; UST Temp Close: 0; AST Currently In Use: 0; AST Temp Closed: 0 | 2 | 0 | 4 | 11448-003-006440 | DEWEESE ENTPS. INC
48624 | Currently in Use |  | 1999-02-11 |  | Petroleum | Premium gasoline | Premium gasoline | Retail | Fiberglass coated steel | Fiberglass coated steel |  |  | Double Wall |  | 2013-11-18 | Catchment Basin | Flow Rest 90% Full | Flow Rest 90% Full |  | SENSOR TO ATG | Continuous Automatic Tank Gauge |  | Automatic flow restrictor (MLLD) | Automatic flow restrictor (MLLD) | Interstitial Monitoring within Secondary Containment | SENSOR TO ATG | Annual line testing | Annual line testing |  | UST Currently In Use: 2; UST Temp Close: 0; AST Currently In Use: 0; AST Temp Closed: 0 | 2 | 0 | 4 | 11448-003-006440 | DEWEESE ENTPS. INC
48625 | Currently in Use |  | 1986-06-01 |  | Petroleum | Unleaded gasoline | Unleaded gasoline | Retail | #1 | Single Wall | Field installed cathodic protection |  | Single Wall |  |  | Catchment Basin | Automatic shutoff device At 95% full | Automatic shutoff device At 95% full |  |  | Statistical Inventory Reconciliation (SIR) | Direct Bury submersible pump | Automatic flow restrictor (MLLD) | Automatic flow restrictor (MLLD) |  |  | Statistical inventory reconciliation (SIR) | Statistical inventory reconciliation (SIR) |  | UST Currently In Use: 3; UST Temp Close: 0; AST Currently In Use: 0; AST Temp Closed: 0 | 3 | 0 | 0 | 23945-033-004285 | DIPIKABEN PATEL/CHARMY, LLC
48626 | Currently in Use |  | 1986-06-01 |  | Petroleum | Unleaded gasoline | Unleaded gasoline | Retail | #2 | Single Wall | Field installed cathodic protection |  | Fiberglass reinforced plastic |  |  | Catchment Basin | Automatic shutoff device At 95% full | Automatic shutoff device At 95% full |  |  | Statistical Inventory Reconciliation (SIR) | Direct Bury submersible pump | Automatic flow restrictor (MLLD) | Automatic flow restrictor (MLLD) |  |  | Statistical inventory reconciliation (SIR) | Statistical inventory reconciliation (SIR) |  | UST Currently In Use: 3; UST Temp Close: 0; AST Currently In Use: 0; AST Temp Closed: 0 | 3 | 0 | 0 | 23945-033-004285 | DIPIKABEN PATEL/CHARMY, LLC
48627 | Currently in Use |  | 1988-02-29 |  | Petroleum | Premium gasoline | Premium gasoline | Retail | Steel | Single Wall | Field installed cathodic protection |  | Fiberglass reinforced plastic |  |  | Catchment Basin | Automatic shutoff device At 95% full | Automatic shutoff device At 95% full |  |  | Statistical Inventory Reconciliation (SIR) | Direct Bury submersible pump | Automatic flow restrictor (MLLD) | Automatic flow restrictor (MLLD) |  |  | Annual line testing | Annual line testing |  | UST Currently In Use: 3; UST Temp Close: 0; AST Currently In Use: 0; AST Temp Closed: 0 | 3 | 0 | 0 | 23945-033-004285 | DIPIKABEN PATEL/CHARMY, LLC
48628 | Currently in Use |  | 1999-06-24 |  | Petroleum | Unleaded gasoline | Unleaded gasoline | Retail | Fiberglass coated steel | Fiberglass coated steel |  |  | Double Wall | OPW | 1999-06-24 | Catchment Basin | Flow Rest 90% Full | Flow Rest 90% Full |  |  | Continuous Automatic Tank Gauge |  | Containment Sump | Automatic flow restrictor (MLLD) |  |  | Annual line testing | Annual line testing |  | UST Currently In Use: 2; UST Temp Close: 0; AST Currently In Use: 0; AST Temp Closed: 0 | 2 | 0 | 0 | 23429-073-018282 | MUSA PROPERTIES, LLC
48629 | Currently in Use |  | 1999-06-24 |  | Petroleum | Premium gasoline | Premium gasoline | Retail | 8P-4D | Fiberglass coated steel |  |  | Flexible | OPW | 1999-06-24 | Catchment Basin | Flow Rest 90% Full | Automatic shutoff device At 95% full |  |  | Continuous Automatic Tank Gauge |  | Automatic flow restrictor (MLLD) | Automatic flow restrictor (MLLD) |  |  | Annual line testing | Annual line testing |  | UST Currently In Use: 2; UST Temp Close: 0; AST Currently In Use: 0; AST Temp Closed: 0 | 2 | 0 | 0 | 23429-073-018282 | MUSA PROPERTIES, LLC
48630 | Temporary Closed | 1999-08-02 | 1998-10-23 |  | Petroleum | Unleaded gasoline | Unleaded gasoline | Local government | Fiberglass coated steel | Fiberglass coated steel |  |  | Fiberglass reinforced plastic |  | 1901-01-01 | Catchment Basin | Automatic shutoff device At 95% full | Automatic shutoff device At 95% full |  |  | Continuous Automatic Tank Gauge | [8 empty] | UST Currently In Use: 0; UST Temp Close: 1; AST Currently In Use: 0; AST Temp Closed: 0 | 0 | 1 | 1 | 14394-117-017316 | SHELBY COUNTY COMMISSION
48631 | Permanently Closed | 1999-07-14 | 1999-06-01 | 1999-07-15 | Petroleum | On road diesel | On road diesel | Local government | Fiberglass coated steel | Fiberglass coated steel |  |  | Fiberglass reinforced plastic |  | 1901-01-01 | Catchment Basin | Automatic shutoff device At 95% full | Automatic shutoff device At 95% full | Interstitial Monitoring within Secondary Containment | [10 empty] | UST Currently In Use: 0; UST Temp Close: 0; AST Currently In Use: 1; AST Temp Closed: 0 | 0 | 0 | 3 | 16391-089-014281 | MADISON COUNTY BOARD OF EDUCATION
48632 | Permanently Closed | 1998-01-01 | 1998-06-01 | 2007-10-15 | Petroleum | On road diesel | On road diesel | Local government | Fiberglass coated steel | Fiberglass coated steel |  |  | Fiberglass reinforced plastic |  | 1901-01-01 | Catchment Basin | Automatic shutoff device At 95% full | Automatic shutoff device At 95% full | Interstitial Monitoring within Secondary Containment | [10 empty] | UST Currently In Use: 0; UST Temp Close: 0; AST Currently In Use: 0; AST Temp Closed: 0 | 0 | 0 | 2 | 20711-089-014273 | MADISON CITY BOARD OF EDUCATION
48633 | Temporary Closed | 2022-01-04 | 1999-06-01 |  | Petroleum | On road diesel | On road diesel | Local government | Fiberglass coated steel | Fiberglass coated steel |  |  | Fiberglass reinforced plastic |  | 1901-01-01 | Catchment Basin | Automatic shutoff device At 95% full | Automatic shutoff device At 95% full | Interstitial Monitoring within Secondary Containment | MANUAL/VISUAL CHECK | [9 empty] | UST Currently In Use: 0; UST Temp Close: 1; AST Currently In Use: 0; AST Temp Closed: 0 | 0 | 1 | 1 | 16391-089-014270 | MADISON COUNTY BOARD OF EDUCATION
48634 | Temporary Closed | 2023-01-03 | 1998-06-01 |  | Petroleum | On road diesel | On road diesel | Local government | Fiberglass coated steel | Fiberglass coated steel |  |  | Fiberglass reinforced plastic |  | 1901-01-01 | Catchment Basin | Automatic shutoff device At 95% full | Automatic shutoff device At 95% full | Interstitial Monitoring within Secondary Containment | MANUAL/VISUAL CHECK | [9 empty] | UST Currently In Use: 0; UST Temp Close: 1; AST Currently In Use: 0; AST Temp Closed: 0 | 0 | 1 | 1 | 16391-089-014276 | MADISON COUNTY BOARD OF EDUCATION
48635 | Currently in Use |  | 1998-06-01 |  | Petroleum | On road diesel | On road diesel | Local government | Fiberglass coated steel | Fiberglass coated steel |  |  | DIRABOVE |  | 1901-01-01 | Catchment Basin | Automatic shutoff device At 95% full | Automatic shutoff device At 95% full | Interstitial Monitoring within Secondary Containment | MANUAL/VISUAL CHECK | [9 empty] | UST Currently In Use: 1; UST Temp Close: 0; AST Currently In Use: 0; AST Temp Closed: 0 | 1 | 0 | 1 | 16391-089-014269 | MADISON COUNTY BOARD OF EDUCATION
48636 | Permanently Closed | 2005-12-16 | 1998-11-01 | 2005-12-16 | Petroleum | Unleaded gasoline | Unleaded gasoline | Local government | Fiberglass coated steel | Fiberglass coated steel |  |  | Fiberglass reinforced plastic |  | 1901-01-01 | Catchment Basin | Automatic shutoff device At 95% full | Automatic shutoff device At 95% full |  |  | Continuous Automatic Tank Gauge | [8 empty] | UST Currently In Use: 0; UST Temp Close: 0; AST Currently In Use: 0; AST Temp Closed: 0 | 0 | 0 | 3 | 14394-117-017318 | SHELBY COUNTY COMMISSION
48637 | Permanently Closed | 2005-12-16 | 1998-11-01 | 2005-12-16 | Petroleum | On road diesel | On road diesel | Emergency Power Generator | Fiberglass coated steel | Fiberglass coated steel |  |  | Fiberglass reinforced plastic |  | 1901-01-01 | Catchment Basin | Automatic shutoff device At 95% full | Automatic shutoff device At 95% full | [11 empty] | UST Currently In Use: 0; UST Temp Close: 0; AST Currently In Use: 0; AST Temp Closed: 0 | 0 | 0 | 3 | 14394-117-017318 | SHELBY COUNTY COMMISSION
48638 | Currently in Use |  | 1999-05-04 |  | Petroleum | Unleaded gasoline | Unleaded gasoline | Retail | Fiberglass reinforced plastic | Fiberglass reinforced plastic |  |  | Flexible |  | 1901-01-01 | Catchment Basin | Audible high level alarm At 90% full | Audible high level alarm At 90% full | Interstitial Monitoring within Secondary Containment | SENSOR TO ATG | Automatic Tank Gauge |  | Automatic flow restrictor (MLLD) | Automatic flow restrictor (MLLD) |  | SENSOR TO ATG | Annual line testing | Annual line testing |  | UST Currently In Use: 2; UST Temp Close: 0; AST Currently In Use: 0; AST Temp Closed: 0 | 2 | 0 | 0 | 13579-021-018283 | MURPHY OIL USA, INC.
48639 | Currently in Use |  | 1999-05-04 |  | Petroleum | Unleaded gasoline | Unleaded gasoline | Retail | Fiberglass reinforced plastic | Fiberglass reinforced plastic |  |  | Flexible |  | 1901-01-01 | Catchment Basin | Automatic shutoff device At 95% full | Automatic shutoff device At 95% full | Interstitial Monitoring within Secondary Containment | SENSOR TO ATG | Automatic Tank Gauge |  | Automatic flow restrictor (MLLD) | Automatic flow restrictor (MLLD) |  | SENSOR TO ATG | Annual line testing | Annual line testing |  | UST Currently In Use: 2; UST Temp Close: 0; AST Currently In Use: 0; AST Temp Closed: 0 | 2 | 0 | 0 | 13579-021-018283 | MURPHY OIL USA, INC.
48640 | Temporary Closed | 2004-01-01 | 1994-01-01 |  | Petroleum | On road diesel | On road diesel | Retail | Steel | Steel | Coated & cathodic protection (sti-P3) |  | Fiberglass reinforced plastic |  | 1901-01-01 | Catchment Basin | Flow Rest 90% Full | Flow Rest 90% Full |  |  | Statistical Inventory Reconciliation (SIR) |  | Automatic flow restrictor (MLLD) | Automatic flow restrictor (MLLD) |  |  | Statistical inventory reconciliation (SIR) | Statistical inventory reconciliation (SIR) |  | UST Currently In Use: 0; UST Temp Close: 1; AST Currently In Use: 0; AST Temp Closed: 0 | 0 | 1 | 0 | 22792-047-013171 | MONTGOMERY OIL INC
48643 | Permanently Closed | 1977-10-21 | 1999-04-14 | 1999-04-21 | Petroleum | Unleaded gasoline | Unleaded gasoline | Industrial | Fiberglass reinforced plastic | Fiberglass reinforced plastic |  |  | Fiberglass reinforced plastic |  | 1901-01-01 | Catchment Basin | Automatic shutoff device At 95% full | Automatic shutoff device At 95% full |  |  | Continuous Automatic Tank Gauge | [8 empty] | UST Currently In Use: 0; UST Temp Close: 0; AST Currently In Use: 0; AST Temp Closed: 0 | 0 | 0 | 3 | 19943-027-017557 | CITY OF LINEVILLE
48644 | Currently in Use |  | 1998-07-01 |  | Petroleum | Unleaded gasoline | Unleaded gasoline | Local government | Fiberglass coated steel | Fiberglass coated steel |  |  | Fiberglass reinforced plastic |  | 1901-01-01 | Catchment Basin | Automatic shutoff device At 95% full | Automatic shutoff device At 95% full | Interstitial Monitoring within Secondary Containment | MANUAL/VISUAL CHECK | [9 empty] | UST Currently In Use: 2; UST Temp Close: 0; AST Currently In Use: 2; AST Temp Closed: 0 | 2 | 0 | 1 | 16391-089-014271 | MADISON COUNTY BOARD OF EDUCATION
48645 | Currently in Use |  | 1998-07-01 |  | Petroleum | On road diesel | On road diesel | Local government | Fiberglass coated steel | Fiberglass coated steel |  |  | Fiberglass reinforced plastic |  | 1901-01-01 | Catchment Basin | Automatic shutoff device At 95% full | Automatic shutoff device At 95% full | Interstitial Monitoring within Secondary Containment | MANUAL/VISUAL CHECK | [9 empty] | UST Currently In Use: 2; UST Temp Close: 0; AST Currently In Use: 2; AST Temp Closed: 0 | 2 | 0 | 1 | 16391-089-014271 | MADISON COUNTY BOARD OF EDUCATION
48646 | Temporary Closed | 2012-07-26 | 1999-05-11 |  | Petroleum | Unleaded gasoline | Unleaded gasoline | Retail | Fiberglass coated steel | Fiberglass coated steel |  |  | Fiberglass reinforced plastic |  | 1901-01-01 | Catchment Basin | Automatic shutoff device At 95% full | Automatic shutoff device At 95% full |  |  | Statistical Inventory Reconciliation (SIR) | [8 empty] | UST Currently In Use: 0; UST Temp Close: 1; AST Currently In Use: 0; AST Temp Closed: 0 | 0 | 1 | 3 | 23449-125-010927 | JR'S QUICK STOP INC.
48647 | Temporary Closed | 2019-02-06 | 1998-11-30 |  | Petroleum | Unleaded gasoline | Unleaded gasoline | Retail | Fiberglass reinforced plastic | Fiberglass reinforced plastic |  |  | Fiberglass reinforced plastic |  | 1901-01-01 | Catchment Basin | Flow Rest 90% Full | Flow Rest 90% Full |  |  | Continuous Automatic Tank Gauge | Single walled submersible pump containment sump | Containment Sump | Automatic flow restrictor (MLLD) |  | SENSOR TO ATG | Annual line testing | Annual line testing |  | UST Currently In Use: 0; UST Temp Close: 3; AST Currently In Use: 1; AST Temp Closed: 0 | 0 | 3 | 5 | 24596-127-013934 | HOLDEN ENERGY LLC
48648 | Temporary Closed | 2019-02-06 | 1998-11-30 |  | Petroleum | Premium gasoline | Premium gasoline | Retail | Fiberglass reinforced plastic | Fiberglass reinforced plastic |  |  | Double Wall |  | 1901-01-01 | Catchment Basin | Flow Rest 90% Full | Flow Rest 90% Full |  |  | Continuous Automatic Tank Gauge | Single walled submersible pump containment sump | Automatic flow restrictor (MLLD) | Automatic flow restrictor (MLLD) |  | SENSOR TO ATG | Annual line testing | Annual line testing |  | UST Currently In Use: 0; UST Temp Close: 3; AST Currently In Use: 1; AST Temp Closed: 0 | 0 | 3 | 5 | 24596-127-013934 | HOLDEN ENERGY LLC
48649 | Temporary Closed | 2019-02-06 | 1998-11-30 |  | Petroleum | On road diesel | On road diesel | Retail | Fiberglass reinforced plastic | Fiberglass reinforced plastic |  |  | Fiberglass reinforced plastic |  | 1901-01-01 | Catchment Basin | Flow Rest 90% Full | Flow Rest 90% Full |  |  | Continuous Automatic Tank Gauge | [8 empty] | UST Currently In Use: 0; UST Temp Close: 3; AST Currently In Use: 1; AST Temp Closed: 0 | 0 | 3 | 5 | 24596-127-013934 | HOLDEN ENERGY LLC
48650 | Currently in Use |  | 1999-05-05 |  | Petroleum | Unleaded gasoline | Unleaded gasoline | Retail | Fiberglass reinforced plastic | Fiberglass reinforced plastic |  |  | OMNIFLEX |  | 1901-01-01 | Catchment Basin | Automatic shutoff device At 95% full | Automatic shutoff device At 95% full | Interstitial Monitoring within Secondary Containment | SENSOR TO ATG | Continuous Automatic Tank Gauge |  | Containment Sump | Automatic flow restrictor (MLLD) |  | SENSOR TO ATG | Annual line testing | Annual line testing |  | UST Currently In Use: 2; UST Temp Close: 0; AST Currently In Use: 0; AST Temp Closed: 0 | 2 | 0 | 0 | 13579-047-018285 | MURPHY OIL USA, INC.
48651 | Currently in Use |  | 1999-05-05 |  | Petroleum | Premium gasoline | Premium gasoline | Retail | Fiberglass reinforced plastic | Fiberglass reinforced plastic |  |  | Flexible |  | 1901-01-01 | Catchment Basin | Automatic shutoff device At 95% full | Automatic shutoff device At 95% full | Interstitial Monitoring within Secondary Containment | SENSOR TO ATG | Continuous Automatic Tank Gauge |  | Automatic flow restrictor (MLLD) | Automatic flow restrictor (MLLD) |  | SENSOR TO ATG | Annual line testing | Annual line testing |  | UST Currently In Use: 2; UST Temp Close: 0; AST Currently In Use: 0; AST Temp Closed: 0 | 2 | 0 | 0 | 13579-047-018285 | MURPHY OIL USA, INC.
48652 | Currently in Use |  | 1999-06-08 |  | Petroleum | Unleaded gasoline | Unleaded gasoline | Retail | Fiberglass reinforced plastic | Fiberglass reinforced plastic |  |  | Flexible |  | 1901-01-01 | Catchment Basin | Audible high level alarm At 90% full | Audible high level alarm At 90% full | Interstitial Monitoring within Secondary Containment | SENSOR TO ATG | Continuous Automatic Tank Gauge |  | Automatic flow restrictor (MLLD) | Automatic flow restrictor (MLLD) |  | SENSOR TO ATG | Annual line testing | Annual line testing |  | UST Currently In Use: 2; UST Temp Close: 0; AST Currently In Use: 0; AST Temp Closed: 0 | 2 | 0 | 0 | 13579-031-018287 | MURPHY OIL USA, INC.
48653 | Currently in Use |  | 1999-06-08 |  | Petroleum | Premium gasoline | Premium gasoline | Retail | Fiberglass reinforced plastic | Fiberglass reinforced plastic |  |  | Flexible |  | 1901-01-01 | Catchment Basin | Audible high level alarm At 90% full | Audible high level alarm At 90% full | Interstitial Monitoring within Secondary Containment | SENSOR TO ATG | Continuous Automatic Tank Gauge |  | Automatic flow restrictor (MLLD) | Automatic flow restrictor (MLLD) |  | SENSOR TO ATG | Annual line testing | Annual line testing |  | UST Currently In Use: 2; UST Temp Close: 0; AST Currently In Use: 0; AST Temp Closed: 0 | 2 | 0 | 0 | 13579-031-018287 | MURPHY OIL USA, INC.
48654 | Currently in Use |  | 1999-05-04 |  | Petroleum | Unleaded gasoline | Unleaded gasoline | Retail | Fiberglass reinforced plastic | Fiberglass reinforced plastic |  |  | Flexible |  | 1901-01-01 | Catchment Basin | Automatic shutoff device At 95% full | Automatic shutoff device At 95% full | Interstitial Monitoring within Secondary Containment | SENSOR TO ATG |  |  | Automatic flow restrictor (MLLD) | Automatic flow restrictor (MLLD) |  |  | Annual line testing | Annual line testing |  | UST Currently In Use: 2; UST Temp Close: 0; AST Currently In Use: 0; AST Temp Closed: 0 | 2 | 0 | 0 | 13579-025-018289 | MURPHY OIL USA, INC.
48655 | Currently in Use |  | 1999-04-28 |  | Petroleum | Unleaded gasoline | Unleaded gasoline | Retail | Fiberglass reinforced plastic | Fiberglass reinforced plastic |  |  | Flexible |  | 1901-01-01 | Catchment Basin | Automatic shutoff device At 95% full | Audible high level alarm At 90% full | Interstitial Monitoring within Secondary Containment |  | Automatic Tank Gauge |  | Automatic flow restrictor (MLLD) | Automatic flow restrictor (MLLD) | Interstitial Monitoring within Secondary Containment |  | Continuous alarm system | Annual line testing |  | UST Currently In Use: 2; UST Temp Close: 0; AST Currently In Use: 0; AST Temp Closed: 0 | 2 | 0 | 0 | 13579-123-018288 | MURPHY OIL USA, INC.
48656 | Currently in Use |  | 1999-05-05 |  | Petroleum | Premium gasoline | Premium gasoline | Retail | Fiberglass reinforced plastic | Fiberglass reinforced plastic |  |  | Flexible |  | 1901-01-01 | Catchment Basin | Automatic shutoff device At 95% full | Automatic shutoff device At 95% full | Interstitial Monitoring within Secondary Containment | SENSOR TO ATG |  |  | Automatic flow restrictor (MLLD) | Automatic flow restrictor (MLLD) |  |  | Annual line testing | Annual line testing |  | UST Currently In Use: 2; UST Temp Close: 0; AST Currently In Use: 0; AST Temp Closed: 0 | 2 | 0 | 0 | 13579-025-018289 | MURPHY OIL USA, INC.
48657 | Currently in Use |  | 1999-04-28 |  | Petroleum | Premium gasoline | Premium gasoline | Retail | Fiberglass reinforced plastic | Fiberglass reinforced plastic |  |  | Flexible |  | 1901-01-01 | Catchment Basin | Automatic shutoff device At 95% full | Audible high level alarm At 90% full | Interstitial Monitoring within Secondary Containment |  | Automatic Tank Gauge |  | Automatic flow restrictor (MLLD) | Automatic flow restrictor (MLLD) | Interstitial Monitoring within Secondary Containment |  | Continuous alarm system | Annual line testing |  | UST Currently In Use: 2; UST Temp Close: 0; AST Currently In Use: 0; AST Temp Closed: 0 | 2 | 0 | 0 | 13579-123-018288 | MURPHY OIL USA, INC.
48658 | Currently in Use |  | 1999-06-08 |  | Petroleum | Unleaded gasoline | Unleaded gasoline | Retail | Fiberglass reinforced plastic | Fiberglass reinforced plastic |  |  | Flexible |  | 1901-01-01 | Catchment Basin | Audible high level alarm At 90% full | Audible high level alarm At 90% full | Interstitial Monitoring within Secondary Containment | SENSOR TO ATG |  |  | Containment Sump | Automatic flow restrictor (MLLD) | Interstitial Monitoring within Secondary Containment | SENSOR TO ATG | Annual line testing | Annual line testing |  | UST Currently In Use: 2; UST Temp Close: 0; AST Currently In Use: 0; AST Temp Closed: 0 | 2 | 0 | 0 | 13579-017-018290 | MURPHY OIL USA, INC.
48659 | Currently in Use |  | 1999-06-08 |  | Petroleum | Premium gasoline | Premium gasoline | Retail | Fiberglass reinforced plastic | Fiberglass reinforced plastic |  |  | Flexible |  | 1901-01-01 | Catchment Basin | Audible high level alarm At 90% full | Audible high level alarm At 90% full | Interstitial Monitoring within Secondary Containment |  | Continuous Automatic Tank Gauge |  | Automatic flow restrictor (MLLD) | Automatic flow restrictor (MLLD) | Interstitial Monitoring within Secondary Containment | SENSOR TO ATG | Continuous alarm system | Annual line testing |  | UST Currently In Use: 2; UST Temp Close: 0; AST Currently In Use: 0; AST Temp Closed: 0 | 2 | 0 | 0 | 13579-017-018290 | MURPHY OIL USA, INC.
48660 | Temporary Closed | 2022-11-20 | 1999-05-20 |  | Petroleum | Unleaded gasoline | Unleaded gasoline | Retail | Fiberglass coated steel | Fiberglass coated steel |  |  | APT P150 C |  | 1901-01-01 | Catchment Basin | Automatic shutoff device At 95% full | Automatic shutoff device At 95% full |  |  | Automatic Tank Gauge |  | Automatic flow restrictor (MLLD) | Automatic flow restrictor (MLLD) |  |  | Annual line testing | Annual line testing |  | UST Currently In Use: 0; UST Temp Close: 1; AST Currently In Use: 0; AST Temp Closed: 0 | 0 | 1 | 4 | 11676-001-005494 | ELLIS OIL COMPANY
48661 | Temporary Closed | 2009-01-01 | 1999-06-08 |  | Petroleum | Unleaded gasoline | Unleaded gasoline | Retail | Single Wall | Single Wall | Coated & cathodic protection (sti-P3) |  | Fiberglass reinforced plastic |  | 1901-01-01 | Catchment Basin | Automatic shutoff device At 95% full | Automatic shutoff device At 95% full |  |  |  |  | Automatic flow restrictor (MLLD) | Automatic flow restrictor (MLLD) |  |  | Annual line testing | Annual line testing |  | UST Currently In Use: 0; UST Temp Close: 2; AST Currently In Use: 0; AST Temp Closed: 0 | 0 | 2 | 0 | 23412-033-006587 | MELISSA CANTRELL
48662 | Temporary Closed | 2009-01-01 | 1999-06-08 |  | Petroleum | Premium gasoline | Premium gasoline | Retail | Single Wall | Single Wall | Coated & cathodic protection (sti-P3) |  | Fiberglass reinforced plastic |  | 1901-01-01 | Catchment Basin | Automatic shutoff device At 95% full | Automatic shutoff device At 95% full |  |  |  |  | Automatic flow restrictor (MLLD) | Automatic flow restrictor (MLLD) |  |  | Annual line testing | Annual line testing |  | UST Currently In Use: 0; UST Temp Close: 2; AST Currently In Use: 0; AST Temp Closed: 0 | 0 | 2 | 0 | 23412-033-006587 | MELISSA CANTRELL
48663 | Temporary Closed | 2023-06-02 | 1999-04-01 |  | Petroleum | Premium gasoline | Premium gasoline | Retail | Fiberglass coated steel | Fiberglass coated steel |  |  | Fiberglass reinforced plastic |  | 1901-01-01 | Catchment Basin | Automatic shutoff device At 95% full | Automatic shutoff device At 95% full |  |  | Statistical Inventory Reconciliation (SIR) | [8 empty] | UST Currently In Use: 0; UST Temp Close: 1; AST Currently In Use: 0; AST Temp Closed: 0 | 0 | 1 | 2 | 25868-043-004194 | SPEEGLE'S MARINA
48664 | Currently in Use |  | 1999-05-01 |  | Petroleum | Unleaded gasoline | Unleaded gasoline | Retail | Fiberglass coated steel | Fiberglass coated steel |  |  | Flexible |  | 1901-01-01 | Catchment Basin | Flow Rest 90% Full | Flow Rest 90% Full |  |  | Continuous Automatic Tank Gauge |  | Automatic flow restrictor (MLLD) | Automatic flow restrictor (MLLD) |  |  | Annual line testing | Annual line testing |  | UST Currently In Use: 1; UST Temp Close: 0; AST Currently In Use: 2; AST Temp Closed: 0 | 1 | 0 | 0 | 23927-071-018291 | HARESHKUMAR K. PATEL
48665 | Temporary Closed | 2019-11-01 | 1987-07-01 |  | Petroleum | On road diesel | On road diesel | Retail | Single Wall | Single Wall | Coated & cathodic protection (sti-P3) |  | Fiberglass reinforced plastic |  |  | Catchment Basin | Automatic shutoff device At 95% full | Automatic shutoff device At 95% full |  |  | Continuous Automatic Tank Gauge |  | Automatic shutoff device (AELLD) | Automatic shutoff device (AELLD) |  |  | Annual line testing | Annual line testing |  | UST Currently In Use: 0; UST Temp Close: 5; AST Currently In Use: 2; AST Temp Closed: 0 | 0 | 5 | 0 | 24422-121-018225 | MONEER IBRAHIM
48666 | Temporary Closed | 2019-11-01 | 1987-07-01 |  | Petroleum | Other, OFFROAD | Other | Retail | Single Wall | Single Wall | Coated & cathodic protection (sti-P3) |  | Fiberglass reinforced plastic |  |  | Catchment Basin | Automatic shutoff device At 95% full | Automatic shutoff device At 95% full |  |  | Continuous Automatic Tank Gauge |  | Automatic shutoff device (AELLD) | Automatic shutoff device (AELLD) |  |  | Annual line testing | Annual line testing |  | UST Currently In Use: 0; UST Temp Close: 5; AST Currently In Use: 2; AST Temp Closed: 0 | 0 | 5 | 0 | 24422-121-018225 | MONEER IBRAHIM
48667 | Temporary Closed | 2019-11-01 | 1987-07-01 |  | Petroleum | Premium gasoline | Premium gasoline | Retail | Steel | Single Wall | Coated & cathodic protection (sti-P3) |  | Fiberglass reinforced plastic |  |  | Catchment Basin | Automatic shutoff device At 95% full | Automatic shutoff device At 95% full |  |  | Continuous Automatic Tank Gauge |  | Automatic shutoff device (AELLD) | Automatic shutoff device (AELLD) |  |  | Annual line testing | Annual line testing |  | UST Currently In Use: 0; UST Temp Close: 5; AST Currently In Use: 2; AST Temp Closed: 0 | 0 | 5 | 0 | 24422-121-018225 | MONEER IBRAHIM
48668 | Temporary Closed | 2019-11-01 | 1987-07-01 |  | Petroleum | Unleaded gasoline | Unleaded gasoline | Retail | Steel | Single Wall | Coated & cathodic protection (sti-P3) |  | Fiberglass reinforced plastic |  |  | Catchment Basin | Automatic shutoff device At 95% full | Automatic shutoff device At 95% full |  |  | Continuous Automatic Tank Gauge |  | Automatic shutoff device (AELLD) | Automatic shutoff device (AELLD) |  |  | Annual line testing | Annual line testing |  | UST Currently In Use: 0; UST Temp Close: 5; AST Currently In Use: 2; AST Temp Closed: 0 | 0 | 5 | 0 | 24422-121-018225 | MONEER IBRAHIM
48669 | Temporary Closed | 2010-10-06 | 1987-07-01 |  | Petroleum | Other, OFFROAD | Other | Retail | Steel | Single Wall | Coated & cathodic protection (sti-P3) |  | Fiberglass reinforced plastic |  |  | Catchment Basin | Automatic shutoff device At 95% full | Automatic shutoff device At 95% full | [11 empty] | UST Currently In Use: 0; UST Temp Close: 5; AST Currently In Use: 2; AST Temp Closed: 0 | 0 | 5 | 0 | 24422-121-018225 | MONEER IBRAHIM
48671 | Temporary Closed | 2004-06-01 | 1999-06-11 |  | Petroleum | Unleaded gasoline | Unleaded gasoline | Retail | Double Wall | Double Wall | Other |  | Fiberglass reinforced plastic |  | 1901-01-01 | Catchment Basin | Automatic shutoff device At 95% full | Automatic shutoff device At 95% full | Interstitial Monitoring within Secondary Containment |  | Statistical Inventory Reconciliation (SIR) | [8 empty] | UST Currently In Use: 0; UST Temp Close: 1; AST Currently In Use: 0; AST Temp Closed: 0 | 0 | 1 | 0 | 23672-055-018292 | EMAD M SULEIMAN
48672 | Currently in Use |  | 1999-03-20 |  | Petroleum | Unleaded gasoline | Unleaded gasoline | Retail | Double Wall | Double Wall |  |  | Double Wall | SA&TCI | 2006-03-07 | Catchment Basin | BELOW | Automatic shutoff device At 95% full | Interstitial Monitoring within Secondary Containment |  | Continuous Automatic Tank Gauge |  | Sump sensor relayed to automatically shut off submersible pump | Containment Sump | Interstitial Monitoring within Secondary Containment | SENSOR TO ATG | Continuous alarm system | Continuous alarm system |  | UST Currently In Use: 2; UST Temp Close: 0; AST Currently In Use: 0; AST Temp Closed: 0 | 2 | 0 | 3 | 20667-073-014062 | GIOI NGUYEN FORESTDALE FOOD MART
48673 | Currently in Use |  | 1999-03-20 |  | Petroleum | Premium gasoline | Premium gasoline | Retail | Double Wall | Double Wall |  |  | Flexible | SA&TCI | 2006-03-07 | Catchment Basin | Automatic shutoff device At 95% full | Automatic shutoff device At 95% full | Interstitial Monitoring within Secondary Containment |  | Continuous Automatic Tank Gauge |  | Sump sensor relayed to automatically shut off submersible pump | Containment Sump | Interstitial Monitoring within Secondary Containment | SENSOR TO ATG | Continuous alarm system | Continuous alarm system |  | UST Currently In Use: 2; UST Temp Close: 0; AST Currently In Use: 0; AST Temp Closed: 0 | 2 | 0 | 3 | 20667-073-014062 | GIOI NGUYEN FORESTDALE FOOD MART
48675 | Currently in Use |  | 1998-06-15 |  | Petroleum | Unleaded gasoline | Unleaded gasoline | Retail | Fiberglass coated steel | Fiberglass coated steel |  |  | Fiberglass reinforced plastic |  | 1901-01-01 | Catchment Basin | Automatic shutoff device At 95% full | Automatic shutoff device At 95% full |  |  | Statistical Inventory Reconciliation (SIR) |  | Automatic flow restrictor (MLLD) | Automatic flow restrictor (MLLD) |  |  | Annual line testing | Annual line testing |  | UST Currently In Use: 2; UST Temp Close: 0; AST Currently In Use: 0; AST Temp Closed: 0 | 2 | 0 | 4 | 23386-061-014286 | KBC LLC
48676 | Currently in Use |  | 1999-06-15 |  | Petroleum | On road diesel | On road diesel | Retail | Fiberglass coated steel | Fiberglass coated steel |  |  | Fiberglass reinforced plastic |  | 1901-01-01 | Catchment Basin | Automatic shutoff device At 95% full | Automatic shutoff device At 95% full |  |  | Statistical Inventory Reconciliation (SIR) |  | Containment Sump | Automatic flow restrictor (MLLD) |  |  | Statistical inventory reconciliation (SIR) | Annual line testing |  | UST Currently In Use: 2; UST Temp Close: 0; AST Currently In Use: 0; AST Temp Closed: 0 | 2 | 0 | 4 | 23386-061-014286 | KBC LLC
48677 | Permanently Closed | 2018-11-01 | 1996-11-01 | 2020-02-15 | Petroleum | On road diesel | On road diesel | Industrial | Double Wall | Double Wall |  |  | Fiberglass reinforced plastic |  | 1901-01-01 | Catchment Basin | Flow Rest 90% Full | Automatic shutoff device At 95% full |  |  | Continuous Automatic Tank Gauge | [5 empty] | Continuous alarm system | Continuous alarm system |  | UST Currently In Use: 0; UST Temp Close: 0; AST Currently In Use: 0; AST Temp Closed: 0 | 0 | 0 | 1 | 21941-073-018293 | BLUELINX CORPORATION
48678 | Currently in Use |  | 1999-06-01 |  | Petroleum | Unleaded gasoline | Unleaded gasoline | Retail | Fiberglass coated steel | Fiberglass coated steel |  |  | Fiberglass reinforced plastic |  |  | Catchment Basin | Automatic shutoff device At 95% full | Automatic shutoff device At 95% full |  |  | Continuous Automatic Tank Gauge |  | Containment Sump | Automatic shutoff device (AELLD) | [5 empty] | UST Currently In Use: 3; UST Temp Close: 0; AST Currently In Use: 0; AST Temp Closed: 0 | 3 | 0 | 0 | 14249-051-018295 | RUSSELL PETROLEUM CORP
48679 | Currently in Use |  | 1999-06-01 |  | Petroleum | Premium gasoline | Premium gasoline | Retail | Fiberglass coated steel | Fiberglass coated steel |  |  | Fiberglass reinforced plastic |  | 1901-01-01 | Catchment Basin | Automatic shutoff device At 95% full | Automatic shutoff device At 95% full |  |  | Continuous Automatic Tank Gauge |  | Automatic shutoff device (AELLD) | Automatic shutoff device (AELLD) | Interstitial Monitoring within Secondary Containment |  |  |  |  | UST Currently In Use: 3; UST Temp Close: 0; AST Currently In Use: 0; AST Temp Closed: 0 | 3 | 0 | 0 | 14249-051-018295 | RUSSELL PETROLEUM CORP
48680 | Currently in Use |  | 1999-06-01 |  | Petroleum | On road diesel | On road diesel | Retail | Fiberglass coated steel | Fiberglass coated steel |  |  | Single Wall |  | 1901-01-01 | Catchment Basin | Automatic shutoff device At 95% full | Automatic shutoff device At 95% full |  |  | Continuous Automatic Tank Gauge |  | Automatic shutoff device (AELLD) | Automatic shutoff device (AELLD) | [5 empty] | UST Currently In Use: 3; UST Temp Close: 0; AST Currently In Use: 0; AST Temp Closed: 0 | 3 | 0 | 0 | 14249-051-018295 | RUSSELL PETROLEUM CORP
48681 | Currently in Use |  | 1999-03-15 |  | Petroleum | Unleaded gasoline | Unleaded gasoline | Retail | 8R-4P | Single Wall | Coated & cathodic protection (sti-P3) |  | OLD TYPE |  | 1901-01-01 | Catchment Basin | Automatic shutoff device At 95% full | Automatic shutoff device At 95% full |  |  | Continuous Automatic Tank Gauge |  | Automatic flow restrictor (MLLD) | Automatic flow restrictor (MLLD) |  |  | Annual line testing | Annual line testing |  | UST Currently In Use: 1; UST Temp Close: 0; AST Currently In Use: 0; AST Temp Closed: 0 | 1 | 0 | 0 | 25987-073-005571 | HUSSAIN SHERALI
48682 | Currently in Use |  | 1999-01-09 |  | Petroleum | Unleaded gasoline | Unleaded gasoline | Retail | Steel | Steel | Coated & cathodic protection (sti-P3) |  | DBWALL |  |  | Catchment Basin | Flow Rest 90% Full | Flow Rest 90% Full |  |  | Continuous Automatic Tank Gauge |  | Containment Sump | Automatic flow restrictor (MLLD) | Interstitial Monitoring within Secondary Containment |  | Annual line testing | Annual line testing |  | UST Currently In Use: 2; UST Temp Close: 0; AST Currently In Use: 0; AST Temp Closed: 0 | 2 | 0 | 0 | 23320-005-018296 | MILESTONE, INC.
48683 | Currently in Use |  | 1999-01-09 |  | Petroleum | Premium gasoline | Premium gasoline | Retail | Steel | Steel | Coated & cathodic protection (sti-P3) |  | Flexible |  |  | Catchment Basin | Flow Rest 90% Full | Flow Rest 90% Full |  |  | Continuous Automatic Tank Gauge |  | Automatic flow restrictor (MLLD) | Automatic flow restrictor (MLLD) | Interstitial Monitoring within Secondary Containment |  | Annual line testing | Annual line testing |  | UST Currently In Use: 2; UST Temp Close: 0; AST Currently In Use: 0; AST Temp Closed: 0 | 2 | 0 | 0 | 23320-005-018296 | MILESTONE, INC.
48684 | Permanently Closed | 2022-02-01 | 1999-07-08 | 2022-02-24 | Petroleum | Unleaded gasoline | Unleaded gasoline | Retail | Double Wall | Double Wall |  |  | Flexible |  | 1901-01-01 | Catchment Basin | Flow Rest 90% Full | Flow Rest 90% Full | Interstitial Monitoring within Secondary Containment | SENSOR TO ATG |  |  | Containment Sump | Automatic flow restrictor (MLLD) |  |  | Annual line testing | Annual line testing |  | UST Currently In Use: 2; UST Temp Close: 0; AST Currently In Use: 0; AST Temp Closed: 0 | 2 | 0 | 2 | 13579-003-018297 | MURPHY OIL USA, INC.
48685 | Permanently Closed | 2022-02-01 | 1999-07-08 | 2022-02-24 | Petroleum | Unleaded gasoline | Unleaded gasoline | Retail | 8P/12D | Double Wall |  |  | Double Wall |  | 1901-01-01 | Catchment Basin | Flow Rest 90% Full | Flow Rest 90% Full | Interstitial Monitoring within Secondary Containment | SENSOR TO ATG |  |  | Automatic flow restrictor (MLLD) | Automatic flow restrictor (MLLD) |  |  | Annual line testing | Annual line testing |  | UST Currently In Use: 2; UST Temp Close: 0; AST Currently In Use: 0; AST Temp Closed: 0 | 2 | 0 | 2 | 13579-003-018297 | MURPHY OIL USA, INC.
48686 | Permanently Closed | 2006-02-08 | 1999-06-24 | 2006-02-08 | Petroleum | Unleaded gasoline | Unleaded gasoline | Retail | Fiberglass coated steel | Fiberglass coated steel |  |  | Flexible |  | 1901-01-01 | Catchment Basin | Automatic shutoff device At 95% full | Automatic shutoff device At 95% full |  |  | Statistical Inventory Reconciliation (SIR) |  |  |  | Interstitial Monitoring within Secondary Containment |  | Statistical inventory reconciliation (SIR) | Statistical inventory reconciliation (SIR) |  | UST Currently In Use: 0; UST Temp Close: 0; AST Currently In Use: 0; AST Temp Closed: 0 | 0 | 0 | 1 | 11676-087-018298 | ELLIS OIL COMPANY
48687 | Temporary Closed | 2011-04-27 | 1991-01-01 |  | Petroleum | Unleaded gasoline | Unleaded gasoline | Retail | Fiberglass reinforced plastic | Fiberglass reinforced plastic |  |  | Fiberglass reinforced plastic |  | 1901-01-01 | Catchment Basin | Automatic shutoff device At 95% full | Automatic shutoff device At 95% full |  |  | Statistical Inventory Reconciliation (SIR) | [8 empty] | UST Currently In Use: 0; UST Temp Close: 1; AST Currently In Use: 0; AST Temp Closed: 0 | 0 | 1 | 0 | 12035-101-018299 | GEORGE B SHELLMAN JR
48688 | Permanently Closed | 2020-09-01 | 1979-01-01 |  | Petroleum | On road diesel | On road diesel | Industrial | Single Wall | Single Wall | Field installed cathodic protection |  | Steel |  |  | Catchment Basin | Automatic shutoff device At 95% full | Automatic shutoff device At 95% full |  |  | Continuous Automatic Tank Gauge | [8 empty] | UST Currently In Use: 1; UST Temp Close: 0; AST Currently In Use: 0; AST Temp Closed: 0 | 1 | 0 | 1 | 19085-055-018300 | QHG OF GADSDEN
48689 | Currently in Use |  | 1999-04-09 |  | Petroleum | On road diesel | On road diesel | Industrial | Double Wall | Double Wall |  |  | Flexible |  | 1901-01-01 | Catchment Basin | Automatic shutoff device At 95% full | Audible high level alarm At 90% full | Interstitial Monitoring within Secondary Containment | SENSOR TO ATG | Other | [8 empty] | UST Currently In Use: 1; UST Temp Close: 0; AST Currently In Use: 0; AST Temp Closed: 0 | 1 | 0 | 1 | 20649-055-018212 | GADSDEN SURGERY CENTER
48690 | Currently in Use |  | 1993-10-01 |  | Petroleum | Unleaded gasoline | Unleaded gasoline | Retail | Steel | Steel | Coated & cathodic protection (sti-P3) |  | Flexible |  | 1901-01-01 | Catchment Basin | Flow Rest 90% Full | Flow Rest 90% Full |  |  | Automatic Tank Gauge |  | Automatic flow restrictor (MLLD) | Automatic flow restrictor (MLLD) |  |  | Annual line testing | Annual line testing |  | UST Currently In Use: 3; UST Temp Close: 0; AST Currently In Use: 0; AST Temp Closed: 0 | 3 | 0 | 5 | 11461-071-006185 | DICUS OIL CO INC
48691 | Currently in Use |  | 1993-10-01 |  | Petroleum | Mid-grade gasoline | Mid-grade gasoline | Retail | Steel | Steel | Coated & cathodic protection (sti-P3) |  | Flexible |  | 1901-01-01 | Catchment Basin | Flow Rest 90% Full | Flow Rest 90% Full |  |  | Automatic Tank Gauge |  | Automatic flow restrictor (MLLD) | Automatic flow restrictor (MLLD) |  |  | Annual line testing | Annual line testing |  | UST Currently In Use: 3; UST Temp Close: 0; AST Currently In Use: 0; AST Temp Closed: 0 | 3 | 0 | 5 | 11461-071-006185 | DICUS OIL CO INC
48692 | Currently in Use |  | 1993-10-01 |  | Petroleum | On road diesel | On road diesel | Retail | Steel | Steel | Coated & cathodic protection (sti-P3) |  | Flexible |  | 1901-01-01 | Catchment Basin | Flow Rest 90% Full | Flow Rest 90% Full |  |  | Automatic Tank Gauge |  | Automatic flow restrictor (MLLD) | Automatic flow restrictor (MLLD) |  |  | Annual line testing | Annual line testing |  | UST Currently In Use: 3; UST Temp Close: 0; AST Currently In Use: 0; AST Temp Closed: 0 | 3 | 0 | 5 | 11461-071-006185 | DICUS OIL CO INC
48693 | Currently in Use |  | 1999-02-15 |  | Petroleum | Unleaded gasoline | Unleaded gasoline | Retail | Fiberglass reinforced plastic | Fiberglass reinforced plastic |  |  | Fiberglass reinforced plastic |  | 1901-01-01 | Catchment Basin | Flow Rest 90% Full | Flow Rest 90% Full |  |  | Continuous Automatic Tank Gauge |  | Automatic shutoff device (AELLD) | Automatic shutoff device (AELLD) | [5 empty] | UST Currently In Use: 2; UST Temp Close: 0; AST Currently In Use: 0; AST Temp Closed: 0 | 2 | 0 | 0 | 21106-113-018302 | GRIGGS INC.
48694 | Currently in Use |  | 1999-02-15 |  | Petroleum | Premium gasoline | Premium gasoline | Retail | Single Wall | Fiberglass reinforced plastic |  |  | Single Wall |  | 1901-01-01 | Catchment Basin | Flow Rest 90% Full | Flow Rest 90% Full |  |  | Continuous Automatic Tank Gauge |  | Automatic shutoff device (AELLD) | Automatic shutoff device (AELLD) | [5 empty] | UST Currently In Use: 2; UST Temp Close: 0; AST Currently In Use: 0; AST Temp Closed: 0 | 2 | 0 | 0 | 21106-113-018302 | GRIGGS INC.
48695 | Currently in Use |  | 1999-06-28 |  | Petroleum | Unleaded gasoline | Unleaded gasoline | Retail | Fiberglass reinforced plastic | Fiberglass reinforced plastic |  |  | Flexible |  |  | Catchment Basin | Automatic shutoff device At 95% full | Automatic shutoff device At 95% full |  |  | Continuous Automatic Tank Gauge |  | Automatic shutoff device (AELLD) | Automatic shutoff device (AELLD) | [5 empty] | UST Currently In Use: 2; UST Temp Close: 0; AST Currently In Use: 0; AST Temp Closed: 0 | 2 | 0 | 0 | 25968-029-018303 | AVIATOR LLC
48696 | Currently in Use |  | 1999-06-28 |  | Petroleum | Premium gasoline | Premium gasoline | Retail | 4K/4K | Fiberglass reinforced plastic |  |  | TOTAL CONT |  |  | Catchment Basin | Automatic shutoff device At 95% full | Automatic shutoff device At 95% full |  |  | Continuous Automatic Tank Gauge |  | Automatic shutoff device (AELLD) | Automatic shutoff device (AELLD) | [5 empty] | UST Currently In Use: 2; UST Temp Close: 0; AST Currently In Use: 0; AST Temp Closed: 0 | 2 | 0 | 0 | 25968-029-018303 | AVIATOR LLC
48697 | Temporary Closed | 2008-01-01 | 1996-06-24 |  | Petroleum | On road diesel | On road diesel | Retail | Steel | Steel | Coated & cathodic protection (sti-P3) |  | Fiberglass reinforced plastic |  |  | Catchment Basin | Flow Rest 90% Full | Flow Rest 90% Full |  |  | Automatic Tank Gauge |  | Automatic flow restrictor (MLLD) | Automatic flow restrictor (MLLD) |  |  | Annual line testing | Annual line testing |  | UST Currently In Use: 0; UST Temp Close: 3; AST Currently In Use: 0; AST Temp Closed: 0 | 0 | 3 | 0 | 22693-125-015601 | 69 FUEL CENTER, LLC
48698 | Temporary Closed | 2020-01-01 | 1999-06-04 |  | Petroleum | Unleaded gasoline | Unleaded gasoline | Retail | BMT/ ITEQ | Fiberglass coated steel |  |  | Double Wall |  | 1901-01-01 | Catchment Basin | Automatic shutoff device At 95% full | Automatic shutoff device At 95% full |  |  | Automatic Tank Gauge |  | Automatic flow restrictor (MLLD) | Automatic flow restrictor (MLLD) | Interstitial Monitoring within Secondary Containment | SENSOR TO ATG | Continuous alarm system | Continuous alarm system |  | UST Currently In Use: 0; UST Temp Close: 1; AST Currently In Use: 0; AST Temp Closed: 0 | 0 | 1 | 5 | 23911-097-005984 | ROBERT H. MCMILLAN
48699 | Temporary Closed | 2022-12-01 | 1999-06-30 |  | Petroleum | Unleaded gasoline | Unleaded gasoline | Retail | Steel | Steel | Coated & cathodic protection (sti-P3) |  | Flexible |  |  | Catchment Basin | Automatic shutoff device At 95% full | Automatic shutoff device At 95% full |  |  | Automatic Tank Gauge |  | Automatic flow restrictor (MLLD) | Automatic flow restrictor (MLLD) |  |  | Annual line testing | Annual line testing |  | UST Currently In Use: 0; UST Temp Close: 2; AST Currently In Use: 0; AST Temp Closed: 0 | 0 | 2 | 0 | 25568-109-018304 | CARRIE L ELLIS
48700 | Temporary Closed | 2022-12-01 | 1999-06-30 |  | Petroleum | On road diesel | On road diesel | Retail | Steel | Steel | Coated & cathodic protection (sti-P3) |  | Fiberglass reinforced plastic |  |  | Catchment Basin | Automatic shutoff device At 95% full | Automatic shutoff device At 95% full |  |  | Automatic Tank Gauge | [8 empty] | UST Currently In Use: 0; UST Temp Close: 2; AST Currently In Use: 0; AST Temp Closed: 0 | 0 | 2 | 0 | 25568-109-018304 | CARRIE L ELLIS
48701 | Currently in Use |  | 1999-06-15 |  | Petroleum | Unleaded gasoline | Unleaded gasoline | Retail | Fiberglass coated steel | Fiberglass coated steel |  |  | Flexible |  | 1901-01-01 | Catchment Basin | Automatic shutoff device At 95% full | Automatic shutoff device At 95% full | Interstitial Monitoring within Secondary Containment | SENSOR TO ATG | Continuous Automatic Tank Gauge |  | Containment Sump | Automatic flow restrictor (MLLD) |  |  | Annual line testing | Annual line testing |  | UST Currently In Use: 2; UST Temp Close: 0; AST Currently In Use: 0; AST Temp Closed: 0 | 2 | 0 | 0 | 13026-003-018305 | SPRIGGS ENTERPRISES INC
48702 | Currently in Use |  | 1999-06-15 |  | Petroleum | Premium gasoline | Premium gasoline | Retail | Fiberglass coated steel | Fiberglass coated steel |  |  | Flexible |  | 1901-01-01 | Catchment Basin | Automatic shutoff device At 95% full | Automatic shutoff device At 95% full | Interstitial Monitoring within Secondary Containment | SENSOR TO ATG | Continuous Automatic Tank Gauge |  | Automatic flow restrictor (MLLD) | Automatic flow restrictor (MLLD) |  |  | Annual line testing | Annual line testing |  | UST Currently In Use: 2; UST Temp Close: 0; AST Currently In Use: 0; AST Temp Closed: 0 | 2 | 0 | 0 | 13026-003-018305 | SPRIGGS ENTERPRISES INC
48703 | Currently in Use |  | 1999-06-15 |  | Petroleum | Unleaded gasoline | Unleaded gasoline | Retail | Fiberglass coated steel | Fiberglass coated steel |  |  | Fiberglass reinforced plastic |  | 1901-01-01 | Catchment Basin | Automatic shutoff device At 95% full | Automatic shutoff device At 95% full |  |  | Continuous Automatic Tank Gauge | [8 empty] | UST Currently In Use: 1; UST Temp Close: 0; AST Currently In Use: 0; AST Temp Closed: 0 | 1 | 0 | 2 | 20800-041-007853 | BEASLEY'S GROCERY LLC
48704 | Cannot Locate or abandoned | 2005-05-01 | 1988-08-01 |  | Petroleum | Unleaded gasoline | Unleaded gasoline | Retail | Steel | Steel | Coated & cathodic protection (sti-P3) |  | Fiberglass reinforced plastic |  |  | Catchment Basin | Flow Rest 90% Full | Flow Rest 90% Full |  |  | Statistical Inventory Reconciliation (SIR) | [8 empty] | UST Currently In Use: 0; UST Temp Close: 0; AST Currently In Use: 0; AST Temp Closed: 0 | 0 | 0 | 0 | 20767-071-018284 | DAVID WAYNE MAYNOR
48705 | Cannot Locate or abandoned | 2005-05-01 | 1988-08-01 |  | Petroleum | Mid-grade gasoline | Mid-grade gasoline | Retail | Steel | Steel | Coated & cathodic protection (sti-P3) |  | Fiberglass reinforced plastic |  |  | Catchment Basin | Flow Rest 90% Full | Flow Rest 90% Full |  |  | Statistical Inventory Reconciliation (SIR) | [8 empty] | UST Currently In Use: 0; UST Temp Close: 0; AST Currently In Use: 0; AST Temp Closed: 0 | 0 | 0 | 0 | 20767-071-018284 | DAVID WAYNE MAYNOR
48706 | Currently in Use |  | 1999-06-09 |  | Petroleum | Unleaded gasoline | Unleaded gasoline | Retail | Fiberglass coated steel | Fiberglass coated steel | Other |  | Flexible |  | 1901-01-01 | Catchment Basin | Flow Rest 90% Full | Flow Rest 90% Full |  |  | Statistical Inventory Reconciliation (SIR) |  | Containment Sump | Automatic flow restrictor (MLLD) |  |  | Statistical inventory reconciliation (SIR) | Statistical inventory reconciliation (SIR) |  | UST Currently In Use: 2; UST Temp Close: 0; AST Currently In Use: 0; AST Temp Closed: 0 | 2 | 0 | 0 | 13338-091-018306 | MCBRIDE OIL COMPANY, INC.
48707 | Currently in Use |  | 1999-06-09 |  | Petroleum | Premium gasoline | Premium gasoline | Retail | Fiberglass coated steel | Fiberglass coated steel | Other |  | Flexible |  | 1901-01-01 | Catchment Basin | Flow Rest 90% Full | Flow Rest 90% Full |  |  | Statistical Inventory Reconciliation (SIR) |  | Containment Sump | Automatic flow restrictor (MLLD) |  |  | Statistical inventory reconciliation (SIR) | Statistical inventory reconciliation (SIR) |  | UST Currently In Use: 2; UST Temp Close: 0; AST Currently In Use: 0; AST Temp Closed: 0 | 2 | 0 | 0 | 13338-091-018306 | MCBRIDE OIL COMPANY, INC.
48708 | Currently in Use |  | 1999-06-03 |  | Petroleum | Unleaded gasoline | Unleaded gasoline | Retail | Single Wall | Fiberglass reinforced plastic |  |  | Double Wall |  | 1901-01-01 | Catchment Basin | Automatic shutoff device At 95% full | Automatic shutoff device At 95% full |  |  | Continuous Automatic Tank Gauge | Direct Bury submersible pump | Automatic shutoff device (AELLD) | Automatic shutoff device (AELLD) | [5 empty] | UST Currently In Use: 3; UST Temp Close: 0; AST Currently In Use: 0; AST Temp Closed: 0 | 3 | 0 | 5 | 12457-043-004198 | EIDSON PETROLEUM, INC.
48709 | Currently in Use |  | 1999-06-03 |  | Petroleum | Premium gasoline | Premium gasoline | Retail | Fiberglass reinforced plastic | Fiberglass reinforced plastic |  |  | Flexible |  | 1901-01-01 | Catchment Basin | Automatic shutoff device At 95% full | Automatic shutoff device At 95% full |  |  | Continuous Automatic Tank Gauge | Direct Bury submersible pump | Automatic shutoff device (AELLD) | Automatic shutoff device (AELLD) | [5 empty] | UST Currently In Use: 3; UST Temp Close: 0; AST Currently In Use: 0; AST Temp Closed: 0 | 3 | 0 | 5 | 12457-043-004198 | EIDSON PETROLEUM, INC.
48710 | Currently in Use |  | 1999-06-03 |  | Petroleum | On road diesel | On road diesel | Retail | Single Wall | Fiberglass reinforced plastic |  |  | Double Wall |  | 1901-01-01 | Catchment Basin | Automatic shutoff device At 95% full | Automatic shutoff device At 95% full |  |  | Continuous Automatic Tank Gauge | Direct Bury submersible pump | Automatic shutoff device (AELLD) | Automatic shutoff device (AELLD) | [5 empty] | UST Currently In Use: 3; UST Temp Close: 0; AST Currently In Use: 0; AST Temp Closed: 0 | 3 | 0 | 5 | 12457-043-004198 | EIDSON PETROLEUM, INC.
48711 | Temporary Closed | 2016-04-30 | 1999-01-11 |  | Petroleum | Unleaded gasoline | Unleaded gasoline | Retail | Fiberglass coated steel | Fiberglass coated steel |  |  | Flexible |  |  | Catchment Basin | Flow Rest 90% Full | Flow Rest 90% Full |  |  | Automatic Tank Gauge | [8 empty] | UST Currently In Use: 0; UST Temp Close: 1; AST Currently In Use: 0; AST Temp Closed: 0 | 0 | 1 | 2 | 24487-109-002824 | HARE INC
48712 | Permanently Closed | 2005-02-28 | 1990-04-30 | 2005-02-28 | Petroleum | On road diesel | On road diesel | Local government | Steel | Steel | Coated & cathodic protection (sti-P3) |  | Fiberglass reinforced plastic |  | 1901-01-01 | Catchment Basin | Automatic shutoff device At 95% full | Automatic shutoff device At 95% full | [11 empty] | UST Currently In Use: 0; UST Temp Close: 0; AST Currently In Use: 0; AST Temp Closed: 0 | 0 | 0 | 2 | 10999-043-018307 | CITY OF CULLMAN/DIR OF PUBLIC WORKS
48713 | Permanently Closed | 2005-02-28 | 1990-04-30 | 2005-02-28 | Petroleum | Unleaded gasoline | Unleaded gasoline | Local government | Steel | Steel | Coated & cathodic protection (sti-P3) |  | Fiberglass reinforced plastic |  | 1901-01-01 | Catchment Basin | Automatic shutoff device At 95% full | Automatic shutoff device At 95% full | [11 empty] | UST Currently In Use: 0; UST Temp Close: 0; AST Currently In Use: 0; AST Temp Closed: 0 | 0 | 0 | 2 | 10999-043-018307 | CITY OF CULLMAN/DIR OF PUBLIC WORKS
48714 | Currently in Use |  | 1999-06-10 |  | Petroleum | Unleaded gasoline | Unleaded gasoline | Retail | Steel | Steel | Coated & cathodic protection (sti-P3) |  | Flexible |  |  | Catchment Basin | Automatic shutoff device At 95% full | Automatic shutoff device At 95% full |  |  | Automatic Tank Gauge |  | Containment Sump | Automatic flow restrictor (MLLD) |  |  | Annual line testing | Annual line testing |  | UST Currently In Use: 3; UST Temp Close: 0; AST Currently In Use: 0; AST Temp Closed: 0 | 3 | 0 | 0 | 23760-097-018308 | O'MAR, INC.
48715 | Currently in Use |  | 1999-06-10 |  | Petroleum | Premium gasoline | Premium gasoline | Retail | Steel | Steel | Coated & cathodic protection (sti-P3) |  | Flexible |  |  | Catchment Basin | Automatic shutoff device At 95% full | Automatic shutoff device At 95% full |  |  | Automatic Tank Gauge |  | Containment Sump | Automatic flow restrictor (MLLD) |  |  | Annual line testing | Annual line testing |  | UST Currently In Use: 3; UST Temp Close: 0; AST Currently In Use: 0; AST Temp Closed: 0 | 3 | 0 | 0 | 23760-097-018308 | O'MAR, INC.
48716 | Currently in Use |  | 1999-06-10 |  | Petroleum | On road diesel | On road diesel | Retail | Steel | Steel | Coated & cathodic protection (sti-P3) |  | Flexible |  |  | Catchment Basin | Automatic shutoff device At 95% full | Automatic shutoff device At 95% full |  |  | Automatic Tank Gauge |  | Automatic flow restrictor (MLLD) | Automatic flow restrictor (MLLD) |  |  | Annual line testing | Annual line testing |  | UST Currently In Use: 3; UST Temp Close: 0; AST Currently In Use: 0; AST Temp Closed: 0 | 3 | 0 | 0 | 23760-097-018308 | O'MAR, INC.
48717 | Currently in Use |  | 1999-01-20 |  | Petroleum | Unleaded gasoline | Unleaded gasoline | Retail | Fiberglass coated steel | Fiberglass coated steel |  |  | Flexible |  | 1901-01-01 | Catchment Basin | Automatic shutoff device At 95% full | Automatic shutoff device At 95% full |  |  | Automatic Tank Gauge |  | Automatic shutoff device (AELLD) | Automatic shutoff device (AELLD) | [5 empty] | UST Currently In Use: 1; UST Temp Close: 0; AST Currently In Use: 0; AST Temp Closed: 0 | 1 | 0 | 5 | 11576-107-005435 | DUTCH OIL COMPANY
48718 | Currently in Use |  | 1997-01-01 |  | Petroleum | Premium gasoline | Premium gasoline | Retail | GLASTEEL | Double Wall |  |  | Double Wall |  | 1901-01-01 | Catchment Basin | Flow Rest 90% Full | Flow Rest 90% Full | Interstitial Monitoring within Secondary Containment |  |  |  | Automatic flow restrictor (MLLD) | Automatic flow restrictor (MLLD) | Interstitial Monitoring within Secondary Containment | SENSOR TO ATG | Continuous alarm system | Annual line testing |  | UST Currently In Use: 2; UST Temp Close: 0; AST Currently In Use: 0; AST Temp Closed: 0 | 2 | 0 | 0 | 26029-097-017970 | MM CS SERVICES LLC
48719 | Temporary Closed | 2010-12-31 | 1987-10-27 |  | Petroleum | Unleaded gasoline | Unleaded gasoline | Retail | Steel | Steel | Coated & cathodic protection (sti-P3) |  | Steel |  |  | Catchment Basin | Automatic shutoff device At 95% full | Automatic shutoff device At 95% full |  |  | Statistical Inventory Reconciliation (SIR) |  | Automatic flow restrictor (MLLD) | Automatic flow restrictor (MLLD) |  |  | Statistical inventory reconciliation (SIR) | Statistical inventory reconciliation (SIR) |  | UST Currently In Use: 0; UST Temp Close: 2; AST Currently In Use: 0; AST Temp Closed: 0 | 0 | 2 | 2 | 13338-119-006164 | MCBRIDE OIL COMPANY, INC.
48720 | Temporary Closed | 2010-12-31 | 1987-10-27 |  | Petroleum | Premium gasoline | Premium gasoline | Retail | Steel | Steel | Coated & cathodic protection (sti-P3) |  | Steel |  |  | Catchment Basin | Flow Rest 90% Full | Flow Rest 90% Full |  |  | Statistical Inventory Reconciliation (SIR) |  | Automatic flow restrictor (MLLD) | Automatic flow restrictor (MLLD) |  |  | Statistical inventory reconciliation (SIR) | Statistical inventory reconciliation (SIR) |  | UST Currently In Use: 0; UST Temp Close: 2; AST Currently In Use: 0; AST Temp Closed: 0 | 0 | 2 | 2 | 13338-119-006164 | MCBRIDE OIL COMPANY, INC.
48721 | Currently in Use |  | 1999-05-26 |  | Petroleum | Unleaded gasoline | Unleaded gasoline | Retail | Fiberglass coated steel | Fiberglass coated steel |  |  | Fiberglass reinforced plastic |  | 1901-01-01 | Catchment Basin | Flow Rest 90% Full | Flow Rest 90% Full |  |  | Continuous Automatic Tank Gauge | [8 empty] | UST Currently In Use: 2; UST Temp Close: 0; AST Currently In Use: 0; AST Temp Closed: 0 | 2 | 0 | 3 | 25942-073-014676 | ROYCE CARSON VILLAGE LLC
48722 | Currently in Use |  | 1999-05-26 |  | Petroleum | Unleaded gasoline | Unleaded gasoline | Retail | Fiberglass coated steel | Fiberglass coated steel |  |  | Fiberglass reinforced plastic |  | 1901-01-01 | Catchment Basin | Flow Rest 90% Full | Flow Rest 90% Full |  |  | Continuous Automatic Tank Gauge | [8 empty] | UST Currently In Use: 2; UST Temp Close: 0; AST Currently In Use: 0; AST Temp Closed: 0 | 2 | 0 | 3 | 25942-073-014676 | ROYCE CARSON VILLAGE LLC
48723 | Currently in Use |  | 1999-06-01 |  | Petroleum | Unleaded gasoline | Unleaded gasoline | Retail | Fiberglass reinforced plastic | Fiberglass reinforced plastic |  |  | Fiberglass reinforced plastic |  | 1901-01-01 | Catchment Basin | Automatic shutoff device At 95% full | Automatic shutoff device At 95% full |  |  | Continuous Automatic Tank Gauge | [8 empty] | UST Currently In Use: 2; UST Temp Close: 0; AST Currently In Use: 0; AST Temp Closed: 0 | 2 | 0 | 0 | 24519-073-003992 | COLONY CORPORATION OF ALABAMA INC
48724 | Currently in Use |  | 1999-06-01 |  | Petroleum | Premium gasoline | Premium gasoline | Retail | Fiberglass reinforced plastic | Fiberglass reinforced plastic |  |  | Fiberglass reinforced plastic |  | 1901-01-01 | Catchment Basin | Automatic shutoff device At 95% full | Automatic shutoff device At 95% full |  |  | Continuous Automatic Tank Gauge | [8 empty] | UST Currently In Use: 2; UST Temp Close: 0; AST Currently In Use: 0; AST Temp Closed: 0 | 2 | 0 | 0 | 24519-073-003992 | COLONY CORPORATION OF ALABAMA INC
48725 | Currently in Use |  | 1999-05-25 |  | Petroleum | Unleaded gasoline | Unleaded gasoline | Retail | Fiberglass coated steel | Fiberglass coated steel |  |  | Fiberglass reinforced plastic |  | 1901-01-01 | Catchment Basin | Automatic shutoff device At 95% full | Automatic shutoff device At 95% full |  |  | Statistical Inventory Reconciliation (SIR) | [8 empty] | UST Currently In Use: 2; UST Temp Close: 0; AST Currently In Use: 0; AST Temp Closed: 0 | 2 | 0 | 2 | 20080-083-014076 | GEORGE PLUE
48726 | Currently in Use |  | 1999-05-25 |  | Petroleum | Unleaded gasoline | Unleaded gasoline | Retail | Fiberglass coated steel | Fiberglass coated steel |  |  | Fiberglass reinforced plastic |  | 1901-01-01 | Catchment Basin | Automatic shutoff device At 95% full | Automatic shutoff device At 95% full |  |  | Statistical Inventory Reconciliation (SIR) | [8 empty] | UST Currently In Use: 2; UST Temp Close: 0; AST Currently In Use: 0; AST Temp Closed: 0 | 2 | 0 | 2 | 20080-083-014076 | GEORGE PLUE
48727 | Currently in Use |  | 1994-04-01 |  | Petroleum | On road diesel | On road diesel | Industrial | Fiberglass coated steel | Fiberglass coated steel |  |  | Fiberglass reinforced plastic |  | 1901-01-01 | Catchment Basin | Flow Rest 90% Full | Flow Rest 90% Full |  |  | Automatic Tank Gauge |  | Containment Sump | Automatic flow restrictor (MLLD) | Interstitial Monitoring within Secondary Containment | SENSOR TO ATG | Continuous alarm system | Annual line testing |  | UST Currently In Use: 1; UST Temp Close: 0; AST Currently In Use: 0; AST Temp Closed: 0 | 1 | 0 | 5 | 18037-097-015780 | ALLIED WASTE SERVICES
48728 | Temporary Closed | 2009-02-27 | 1992-10-01 |  | Petroleum | Unleaded gasoline | Unleaded gasoline | Retail | Single Wall | Single Wall | Coated & cathodic protection (sti-P3) |  | Fiberglass reinforced plastic |  |  | Catchment Basin | Flow Rest 90% Full | Flow Rest 90% Full |  |  | Automatic Tank Gauge |  | Automatic flow restrictor (MLLD) | Automatic flow restrictor (MLLD) | Interstitial Monitoring within Secondary Containment |  |  |  |  | UST Currently In Use: 0; UST Temp Close: 2; AST Currently In Use: 0; AST Temp Closed: 0 | 0 | 2 | 0 | 23119-071-018309 | K&J PROPERTIES, LLC
48729 | Temporary Closed | 2009-02-27 | 1992-10-01 |  | Petroleum | Premium gasoline | Premium gasoline | Retail | Single Wall | Single Wall | Coated & cathodic protection (sti-P3) |  | Double Wall |  |  | Catchment Basin | Flow Rest 90% Full | Flow Rest 90% Full |  |  | Automatic Tank Gauge |  | Automatic flow restrictor (MLLD) | Automatic flow restrictor (MLLD) | Interstitial Monitoring within Secondary Containment |  |  |  |  | UST Currently In Use: 0; UST Temp Close: 2; AST Currently In Use: 0; AST Temp Closed: 0 | 0 | 2 | 0 | 23119-071-018309 | K&J PROPERTIES, LLC
48730 | Currently in Use |  | 1998-12-15 |  | Petroleum | Unleaded gasoline | Unleaded gasoline | Retail | Fiberglass coated steel | Fiberglass coated steel |  |  | Flexible |  | 1901-01-01 | Catchment Basin | Flow Rest 90% Full | Flow Rest 90% Full |  |  | Continuous Automatic Tank Gauge |  | Containment Sump | Automatic shutoff device (AELLD) | [5 empty] | UST Currently In Use: 3; UST Temp Close: 0; AST Currently In Use: 0; AST Temp Closed: 0 | 3 | 0 | 0 | 24666-081-018310 | TR HOLDINGS LLC
48731 | Currently in Use |  | 1998-12-15 |  | Petroleum | Premium gasoline | Premium gasoline | Retail | Fiberglass coated steel | Fiberglass coated steel |  |  | Flexible |  | 1901-01-01 | Catchment Basin | Flow Rest 90% Full | Flow Rest 90% Full |  |  | Continuous Automatic Tank Gauge |  | Containment Sump | Automatic shutoff device (AELLD) | [5 empty] | UST Currently In Use: 3; UST Temp Close: 0; AST Currently In Use: 0; AST Temp Closed: 0 | 3 | 0 | 0 | 24666-081-018310 | TR HOLDINGS LLC
48732 | Currently in Use |  | 1998-12-15 |  | Petroleum | On road diesel | On road diesel | Retail | Fiberglass coated steel | Fiberglass coated steel |  |  | Flexible |  | 1901-01-01 | Catchment Basin | Flow Rest 90% Full | Flow Rest 90% Full |  |  | Continuous Automatic Tank Gauge | [8 empty] | UST Currently In Use: 3; UST Temp Close: 0; AST Currently In Use: 0; AST Temp Closed: 0 | 3 | 0 | 0 | 24666-081-018310 | TR HOLDINGS LLC
48733 | Currently in Use |  | 1999-07-01 |  | Petroleum | Unleaded gasoline | Unleaded gasoline | Retail | Fiberglass reinforced plastic | Fiberglass reinforced plastic |  |  | Flexible |  | 1901-01-01 | Catchment Basin | Automatic shutoff device At 95% full | Automatic shutoff device At 95% full |  |  | Automatic Tank Gauge |  | Automatic flow restrictor (MLLD) | Automatic flow restrictor (MLLD) | Interstitial Monitoring within Secondary Containment |  | Statistical inventory reconciliation (SIR) | Continuous alarm system |  | UST Currently In Use: 3; UST Temp Close: 0; AST Currently In Use: 0; AST Temp Closed: 0 | 3 | 0 | 0 | 24489-051-018311 | DHYAN LLC
48734 | Currently in Use |  | 1999-07-01 |  | Petroleum | Premium gasoline | Premium gasoline | Retail | Fiberglass reinforced plastic | Fiberglass reinforced plastic |  |  | Flexible |  | 1901-01-01 | Catchment Basin | Automatic shutoff device At 95% full | Automatic shutoff device At 95% full |  |  | Automatic Tank Gauge |  | Automatic flow restrictor (MLLD) | Automatic flow restrictor (MLLD) | Interstitial Monitoring within Secondary Containment |  | Continuous alarm system | Continuous alarm system |  | UST Currently In Use: 3; UST Temp Close: 0; AST Currently In Use: 0; AST Temp Closed: 0 | 3 | 0 | 0 | 24489-051-018311 | DHYAN LLC
48735 | Currently in Use |  | 1999-06-22 |  | Petroleum | Unleaded gasoline | Unleaded gasoline | Retail | Steel | Steel | Coated & cathodic protection (sti-P3) |  | Double Wall | APT |  | Catchment Basin | Automatic shutoff device At 95% full | Automatic shutoff device At 95% full |  |  | Continuous Automatic Tank Gauge |  | Automatic flow restrictor (MLLD) | Automatic flow restrictor (MLLD) | Interstitial Monitoring within Secondary Containment | SENSOR TO ATG | Continuous alarm system | Continuous alarm system |  | UST Currently In Use: 3; UST Temp Close: 0; AST Currently In Use: 0; AST Temp Closed: 0 | 3 | 0 | 4 | 23372-115-012293 | MIDSTATES PETROLEUM COMPANY
48736 | Currently in Use |  | 1999-06-22 |  | Petroleum | Unleaded gasoline | Unleaded gasoline | Retail | 5K/5K | Steel | Coated & cathodic protection (sti-P3) |  | Double Wall | APT |  | Catchment Basin | Automatic shutoff device At 95% full | Automatic shutoff device At 95% full |  |  | Continuous Automatic Tank Gauge |  | Containment Sump | Automatic flow restrictor (MLLD) | Interstitial Monitoring within Secondary Containment | SENSOR TO ATG | Continuous alarm system | Continuous alarm system |  | UST Currently In Use: 3; UST Temp Close: 0; AST Currently In Use: 0; AST Temp Closed: 0 | 3 | 0 | 4 | 23372-115-012293 | MIDSTATES PETROLEUM COMPANY
48737 | Currently in Use |  | 1999-06-15 |  | Petroleum | Unleaded gasoline | Unleaded gasoline | Retail | Double Wall | Double Wall | Coated & cathodic protection (sti-P3) |  | Double Wall |  |  | Catchment Basin | Automatic shutoff device At 95% full | Automatic shutoff device At 95% full | Interstitial Monitoring within Secondary Containment | SENSOR TO ATG |  |  | Containment Sump | Automatic flow restrictor (MLLD) |  | SENSOR TO ATG | Continuous alarm system | Annual line testing |  | UST Currently In Use: 2; UST Temp Close: 0; AST Currently In Use: 0; AST Temp Closed: 0 | 2 | 0 | 0 | 13929-097-018313 | PRINCE OIL COMPANY, INC.
48738 | Currently in Use |  | 1999-06-15 |  | Petroleum | Premium gasoline | Premium gasoline | Retail | Double Wall | Double Wall | Coated & cathodic protection (sti-P3) |  | Fiberglass reinforced plastic |  |  | Catchment Basin | Automatic shutoff device At 95% full | Automatic shutoff device At 95% full | Interstitial Monitoring within Secondary Containment | SENSOR TO ATG |  |  | Containment Sump | Automatic flow restrictor (MLLD) |  | SENSOR TO ATG | Continuous alarm system | Annual line testing |  | UST Currently In Use: 2; UST Temp Close: 0; AST Currently In Use: 0; AST Temp Closed: 0 | 2 | 0 | 0 | 13929-097-018313 | PRINCE OIL COMPANY, INC.
48739 | Permanently Closed | 2014-02-17 | 1999-08-01 | 2014-02-17 | Petroleum | On road diesel | On road diesel | Emergency power generator | Fiberglass coated steel | Fiberglass coated steel |  |  | Flexible |  | 1901-01-01 | Catchment Basin | Automatic shutoff device At 95% full | Automatic shutoff device At 95% full | [11 empty] | UST Currently In Use: 0; UST Temp Close: 0; AST Currently In Use: 0; AST Temp Closed: 0 | 0 | 0 | 4 | 11334-053-000658 | D. W. MCMILLAN MEMORIAL HOSPITAL
48740 | Cannot Locate or abandoned |  | 1999-02-20 |  | Petroleum | Premium gasoline | Premium gasoline | Retail | Fiberglass coated steel | Fiberglass coated steel |  |  | Flexible |  | 1901-01-01 | Catchment Basin | Flow Rest 90% Full | Automatic shutoff device At 95% full | Interstitial Monitoring within Secondary Containment | PIT LINER | Automatic Tank Gauge |  |  |  | Interstitial Monitoring within Secondary Containment |  |  |  |  | UST Currently In Use: 0; UST Temp Close: 0; AST Currently In Use: 0; AST Temp Closed: 0 | 0 | 0 | 2 | 13891-003-005987 | SUNBELT VACATION AND TRAVEL
48741 | Permanently Closed | 2016-01-20 | 1999-05-01 | 2016-01-20 | Petroleum | On road diesel | On road diesel | Emergency power generator | Fiberglass coated steel | Fiberglass coated steel |  |  | Flexible | OPW | 1901-01-01 | Catchment Basin | Automatic shutoff device At 95% full | Automatic shutoff device At 95% full | [11 empty] | UST Currently In Use: 0; UST Temp Close: 0; AST Currently In Use: 0; AST Temp Closed: 0 | 0 | 0 | 2 | 24636-073-003670 | FR BHAM LLC
48742 | Temporary Closed | 2013-01-01 | 1999-02-01 |  | Petroleum | Unleaded gasoline | Unleaded gasoline | Retail | Fiberglass reinforced plastic | Fiberglass reinforced plastic |  |  | Fiberglass reinforced plastic |  | 1901-01-01 | Catchment Basin | Flow Rest 90% Full | Flow Rest 90% Full |  |  | Other |  | Automatic flow restrictor (MLLD) | Automatic flow restrictor (MLLD) | [5 empty] | UST Currently In Use: 0; UST Temp Close: 3; AST Currently In Use: 0; AST Temp Closed: 0 | 0 | 3 | 3 | 15705-073-009249 | ENSLEY OIL CO INC
48743 | Temporary Closed | 2013-01-01 | 1999-02-01 |  | Petroleum | Premium gasoline | Premium gasoline | Retail | Fiberglass reinforced plastic | Fiberglass reinforced plastic |  |  | Fiberglass reinforced plastic |  | 1901-01-01 | Catchment Basin | Flow Rest 90% Full | Flow Rest 90% Full |  |  | Other |  | Automatic flow restrictor (MLLD) | Automatic flow restrictor (MLLD) | [5 empty] | UST Currently In Use: 0; UST Temp Close: 3; AST Currently In Use: 0; AST Temp Closed: 0 | 0 | 3 | 3 | 15705-073-009249 | ENSLEY OIL CO INC
48744 | Temporary Closed | 2013-01-01 | 1999-02-01 |  | Petroleum | On road diesel | On road diesel | Retail | Fiberglass reinforced plastic | Fiberglass reinforced plastic |  |  | Fiberglass reinforced plastic |  | 1901-01-01 | Catchment Basin | Flow Rest 90% Full | Flow Rest 90% Full |  |  | Continuous Automatic Tank Gauge |  | Automatic shutoff device (AELLD) | Automatic shutoff device (AELLD) | [5 empty] | UST Currently In Use: 0; UST Temp Close: 3; AST Currently In Use: 0; AST Temp Closed: 0 | 0 | 3 | 3 | 15705-073-009249 | ENSLEY OIL CO INC
48745 | Currently in Use |  | 1998-08-04 |  | Petroleum | Unleaded gasoline | Unleaded gasoline | State/Federal Government | Fiberglass reinforced plastic | Fiberglass reinforced plastic |  |  | Flexible |  | 1901-01-01 | Catchment Basin | Flow Rest 90% Full | Automatic shutoff device At 95% full |  |  | Continuous Automatic Tank Gauge |  | Automatic shutoff device (AELLD) | Automatic shutoff device (AELLD) | [5 empty] | UST Currently In Use: 3; UST Temp Close: 0; AST Currently In Use: 0; AST Temp Closed: 0 | 3 | 0 | 0 | 15054-045-018318 | FT RUCKER MINI MALL SHOPPETTE
48746 | Currently in Use |  | 1998-08-04 |  | Petroleum | Mid-grade gasoline | Mid-grade gasoline | Retail | Fiberglass reinforced plastic | Fiberglass reinforced plastic |  |  | Flexible |  | 1901-01-01 | Catchment Basin | Automatic shutoff device At 95% full | Automatic shutoff device At 95% full |  |  | Continuous Automatic Tank Gauge |  | Automatic shutoff device (AELLD) | Automatic shutoff device (AELLD) | [5 empty] | UST Currently In Use: 3; UST Temp Close: 0; AST Currently In Use: 0; AST Temp Closed: 0 | 3 | 0 | 0 | 15054-045-018318 | FT RUCKER MINI MALL SHOPPETTE
48747 | Currently in Use |  | 1999-08-04 |  | Petroleum | Premium gasoline | Premium gasoline | Retail | Fiberglass reinforced plastic | Fiberglass reinforced plastic |  |  | Flexible |  | 1901-01-01 | Catchment Basin | Flow Rest 90% Full | Automatic shutoff device At 95% full |  |  | Continuous Automatic Tank Gauge |  | Automatic flow restrictor (MLLD) | Automatic flow restrictor (MLLD) |  |  | Annual line testing | Annual line testing |  | UST Currently In Use: 3; UST Temp Close: 0; AST Currently In Use: 0; AST Temp Closed: 0 | 3 | 0 | 0 | 15054-045-018318 | FT RUCKER MINI MALL SHOPPETTE
48749 | Currently in Use |  | 1999-06-28 |  | Petroleum | Unleaded gasoline | Unleaded gasoline | Retail | Steel | Single Wall | Coated & cathodic protection (sti-P3) |  | Double Wall | APT |  | Catchment Basin | Flow Rest 90% Full | Flow Rest 90% Full |  |  | Continuous Automatic Tank Gauge |  | Automatic flow restrictor (MLLD) | Automatic flow restrictor (MLLD) | Interstitial Monitoring within Secondary Containment | MANUAL/VISUAL CHECK | Annual line testing | Annual line testing |  | UST Currently In Use: 5; UST Temp Close: 0; AST Currently In Use: 2; AST Temp Closed: 0 | 5 | 0 | 0 | 23429-049-015369 | MUSA PROPERTIES, LLC
48750 | Currently in Use |  | 1999-06-28 |  | Petroleum | Premium gasoline | Premium gasoline | Retail | Steel | Single Wall | Coated & cathodic protection (sti-P3) |  | Flexible | APT |  | Catchment Basin | Flow Rest 90% Full | Flow Rest 90% Full |  |  | Continuous Automatic Tank Gauge |  | Automatic flow restrictor (MLLD) | Automatic flow restrictor (MLLD) | Interstitial Monitoring within Secondary Containment | MANUAL/VISUAL CHECK | Annual line testing | Annual line testing |  | UST Currently In Use: 5; UST Temp Close: 0; AST Currently In Use: 2; AST Temp Closed: 0 | 5 | 0 | 0 | 23429-049-015369 | MUSA PROPERTIES, LLC
48751 | Currently in Use |  | 1999-06-30 |  | Petroleum | Premium gasoline | Premium gasoline | Retail | Fiberglass coated steel | Fiberglass coated steel |  |  | Flexible | OPW | 2014-09-09 | Catchment Basin | Flow Rest 90% Full | Flow Rest 90% Full |  |  | Continuous Automatic Tank Gauge |  | Automatic shutoff device (AELLD) | Automatic shutoff device (AELLD) |  |  | Automatic electronic line leak detector (AELLD) | Automatic electronic line leak detector (AELLD) | Pressurized Piping | UST Currently In Use: 2; UST Temp Close: 0; AST Currently In Use: 0; AST Temp Closed: 0 | 2 | 0 | 0 | 13343-125-018320 | MCCULLOUGH OIL COMPANY, INC.
48752 | Currently in Use |  | 1999-06-30 |  | Petroleum | Unleaded gasoline | Unleaded gasoline | Retail | TITAN | Fiberglass coated steel |  |  | Flexible | OPW | 2014-09-09 | Catchment Basin | Flow Rest 90% Full | Flow Rest 90% Full |  |  | Continuous Automatic Tank Gauge |  | Automatic shutoff device (AELLD) | Automatic shutoff device (AELLD) |  |  | Automatic electronic line leak detector (AELLD) | Automatic electronic line leak detector (AELLD) | Pressurized Piping | UST Currently In Use: 2; UST Temp Close: 0; AST Currently In Use: 0; AST Temp Closed: 0 | 2 | 0 | 0 | 13343-125-018320 | MCCULLOUGH OIL COMPANY, INC.
48753 | Currently in Use |  | 1999-05-24 |  | Petroleum | On road diesel | On road diesel | Emergency power generator | Double Wall | Double Wall |  |  | Double Wall | OPW |  | Catchment Basin | Audible high level alarm At 90% full | Audible high level alarm At 90% full | Interstitial Monitoring within Secondary Containment | SENSOR TO ATG | Continuous Automatic Tank Gauge | [8 empty] | UST Currently In Use: 1; UST Temp Close: 0; AST Currently In Use: 0; AST Temp Closed: 0 | 1 | 0 | 3 | 17373-073-015439 | LAKESHORE HOSPITAL
48754 | Permanently Closed | 2010-01-01 | 1999-05-24 | 2016-02-08 | Petroleum | Unleaded gasoline | Unleaded gasoline | Industrial | Fiberglass coated steel | Fiberglass coated steel |  |  | Flexible |  | 1901-01-01 | Catchment Basin | Automatic shutoff device At 95% full | Audible high level alarm At 90% full |  |  | Continuous Automatic Tank Gauge | [8 empty] | UST Currently In Use: 1; UST Temp Close: 0; AST Currently In Use: 0; AST Temp Closed: 0 | 1 | 0 | 3 | 17373-073-015439 | LAKESHORE HOSPITAL
48755 | Temporary Closed | 2013-02-14 | 1998-03-12 |  | Petroleum | Unleaded gasoline | Unleaded gasoline | Retail | Steel | Steel | Coated & cathodic protection (sti-P3) |  | Fiberglass reinforced plastic |  |  | Catchment Basin | Automatic shutoff device At 95% full | Automatic shutoff device At 95% full |  |  | Statistical Inventory Reconciliation (SIR) | [8 empty] | UST Currently In Use: 0; UST Temp Close: 1; AST Currently In Use: 0; AST Temp Closed: 0 | 0 | 1 | 0 | 20618-025-018321 | FRANK LEE DBA THE COUNTRY STORE
48756 | Currently in Use |  | 1999-05-20 |  | Petroleum | Unleaded gasoline | Unleaded gasoline | Retail | Double Wall | Double Wall |  |  | Double Wall |  | 2016-04-30 | Catchment Basin | Flow Rest 90% Full | Flow Rest 90% Full | Interstitial Monitoring within Secondary Containment | SENSOR TO ATG |  |  | Containment Sump | Automatic flow restrictor (MLLD) | Interstitial Monitoring within Secondary Containment | SENSOR TO ATG | Continuous alarm system | Continuous alarm system |  | UST Currently In Use: 2; UST Temp Close: 0; AST Currently In Use: 0; AST Temp Closed: 0 | 2 | 0 | 0 | 22176-073-018322 | CIRCLE K
48757 | Currently in Use |  | 1999-05-20 |  | Petroleum | Premium gasoline | Premium gasoline | Retail | Double Wall | Double Wall |  |  | Fiberglass reinforced plastic |  | 2016-04-30 | Catchment Basin | Flow Rest 90% Full | Flow Rest 90% Full | Interstitial Monitoring within Secondary Containment |  |  |  | Containment Sump | Automatic flow restrictor (MLLD) | Interstitial Monitoring within Secondary Containment | SENSOR TO ATG | Continuous alarm system | Continuous alarm system |  | UST Currently In Use: 2; UST Temp Close: 0; AST Currently In Use: 0; AST Temp Closed: 0 | 2 | 0 | 0 | 22176-073-018322 | CIRCLE K
48758 | Currently in Use |  | 1999-07-01 |  | Petroleum | Unleaded gasoline | Unleaded gasoline | Retail | Fiberglass reinforced plastic | Fiberglass reinforced plastic |  |  | Fiberglass reinforced plastic |  | 1901-01-01 | Catchment Basin | Flow Rest 90% Full | Flow Rest 90% Full |  |  | Continuous Automatic Tank Gauge |  | Automatic flow restrictor (MLLD) | Automatic flow restrictor (MLLD) |  |  | Annual line testing | Annual line testing |  | UST Currently In Use: 4; UST Temp Close: 0; AST Currently In Use: 0; AST Temp Closed: 0 | 4 | 0 | 0 | 21672-117-018323 | CONVEXCO DBA AIRPORT EXXON
48759 | Currently in Use |  | 1999-07-01 |  | Petroleum | Mid-grade gasoline | Mid-grade gasoline | Retail | Fiberglass reinforced plastic | Fiberglass reinforced plastic |  |  | Fiberglass reinforced plastic |  | 1901-01-01 | Catchment Basin | Flow Rest 90% Full | Flow Rest 90% Full |  |  | Continuous Automatic Tank Gauge |  | Automatic flow restrictor (MLLD) | Automatic flow restrictor (MLLD) |  |  | Annual line testing | Annual line testing |  | UST Currently In Use: 4; UST Temp Close: 0; AST Currently In Use: 0; AST Temp Closed: 0 | 4 | 0 | 0 | 21672-117-018323 | CONVEXCO DBA AIRPORT EXXON
48760 | Currently in Use |  | 1999-07-01 |  | Petroleum | Premium gasoline | Premium gasoline | Retail | Fiberglass reinforced plastic | Fiberglass reinforced plastic |  |  | Fiberglass reinforced plastic |  | 1901-01-01 | Catchment Basin | Flow Rest 90% Full | Flow Rest 90% Full |  |  | Continuous Automatic Tank Gauge |  | Automatic flow restrictor (MLLD) | Automatic flow restrictor (MLLD) |  |  | Annual line testing | Annual line testing |  | UST Currently In Use: 4; UST Temp Close: 0; AST Currently In Use: 0; AST Temp Closed: 0 | 4 | 0 | 0 | 21672-117-018323 | CONVEXCO DBA AIRPORT EXXON
48761 | Currently in Use |  | 1999-07-01 |  | Petroleum | On road diesel | On road diesel | Retail | Fiberglass reinforced plastic | Fiberglass reinforced plastic |  |  | Fiberglass reinforced plastic |  | 1901-01-01 | Catchment Basin | Flow Rest 90% Full | Flow Rest 90% Full |  |  | Continuous Automatic Tank Gauge |  | Automatic flow restrictor (MLLD) | Automatic flow restrictor (MLLD) |  |  | Annual line testing | Annual line testing |  | UST Currently In Use: 4; UST Temp Close: 0; AST Currently In Use: 0; AST Temp Closed: 0 | 4 | 0 | 0 | 21672-117-018323 | CONVEXCO DBA AIRPORT EXXON
48763 | Currently in Use |  | 1999-01-27 |  | Petroleum | Unleaded gasoline | Unleaded gasoline | Industrial | Fiberglass reinforced plastic | Fiberglass reinforced plastic |  |  | DBWALL |  | 1901-01-01 | Catchment Basin | Audible high level alarm At 90% full | Audible high level alarm At 90% full | Interstitial Monitoring within Secondary Containment |  | Continuous Automatic Tank Gauge | [8 empty] | UST Currently In Use: 1; UST Temp Close: 0; AST Currently In Use: 0; AST Temp Closed: 0 | 1 | 0 | 7 | 15177-087-001903 | CENTRAL AL VET HEALTH CARE SYSTEMS
48764 | Temporary Closed | 2019-12-18 | 1999-07-21 |  | Petroleum | On road diesel | On road diesel | Local government | Fiberglass coated steel | Fiberglass coated steel |  |  | Fiberglass reinforced plastic |  | 1901-01-01 | Catchment Basin | Automatic shutoff device At 95% full | Automatic shutoff device At 95% full |  |  | Statistical Inventory Reconciliation (SIR) | [8 empty] | UST Currently In Use: 0; UST Temp Close: 1; AST Currently In Use: 0; AST Temp Closed: 0 | 0 | 1 | 2 | 14793-121-002815 | TALLADEGA COUNTY BOARD OF EDUCATION
48765 | Permanently Closed | 2004-03-11 | 1998-04-07 | 2004-03-11 | Petroleum | Unleaded gasoline | Unleaded gasoline | Retail | Fiberglass coated steel | Fiberglass coated steel |  |  | Flexible |  | 1901-01-01 | Catchment Basin | Flow Rest 90% Full | Flow Rest 90% Full |  |  | Continuous Automatic Tank Gauge |  | Automatic shutoff device (AELLD) | Automatic shutoff device (AELLD) | [5 empty] | UST Currently In Use: 0; UST Temp Close: 0; AST Currently In Use: 0; AST Temp Closed: 0 | 0 | 0 | 1 | 20798-003-018324 | SMITH OUTDOORS
48766 | Currently in Use |  | 1999-08-24 |  | Petroleum | Unleaded gasoline | Unleaded gasoline | Retail | Fiberglass coated steel | Fiberglass coated steel |  |  | Fiberglass reinforced plastic |  | 1901-01-01 | Catchment Basin | Flow Rest 90% Full | Flow Rest 90% Full |  |  | Statistical Inventory Reconciliation (SIR) | [8 empty] | UST Currently In Use: 2; UST Temp Close: 0; AST Currently In Use: 1; AST Temp Closed: 0 | 2 | 0 | 4 | 25572-049-000168 | VARAHI LLC
48767 | Currently in Use |  | 1999-08-24 |  | Petroleum | Unleaded gasoline | Unleaded gasoline | Retail | Fiberglass coated steel | Fiberglass coated steel |  |  | Fiberglass reinforced plastic |  | 1901-01-01 | Catchment Basin | Flow Rest 90% Full | Flow Rest 90% Full |  |  | Statistical Inventory Reconciliation (SIR) | [8 empty] | UST Currently In Use: 2; UST Temp Close: 0; AST Currently In Use: 1; AST Temp Closed: 0 | 2 | 0 | 4 | 25572-049-000168 | VARAHI LLC
48768 | Currently in Use |  | 1999-05-20 |  | Petroleum | Unleaded gasoline | Unleaded gasoline | Retail | Fiberglass coated steel | Fiberglass coated steel |  |  | Fiberglass reinforced plastic |  | 1901-01-01 | Catchment Basin | Automatic shutoff device At 95% full | Automatic shutoff device At 95% full |  |  | Statistical Inventory Reconciliation (SIR) |  | Automatic flow restrictor (MLLD) | Automatic flow restrictor (MLLD) |  |  | Statistical inventory reconciliation (SIR) | Statistical inventory reconciliation (SIR) |  | UST Currently In Use: 2; UST Temp Close: 0; AST Currently In Use: 0; AST Temp Closed: 0 | 2 | 0 | 0 | 23413-113-018325 | CIRCLE K STORES, INC.
48769 | Currently in Use |  | 1999-05-20 |  | Petroleum | Premium gasoline | Premium gasoline | Retail | Fiberglass coated steel | Fiberglass coated steel |  |  | Fiberglass reinforced plastic |  | 1901-01-01 | Catchment Basin | Automatic shutoff device At 95% full | Automatic shutoff device At 95% full |  |  | Statistical Inventory Reconciliation (SIR) |  | Containment Sump | Automatic flow restrictor (MLLD) |  |  | Statistical inventory reconciliation (SIR) | Statistical inventory reconciliation (SIR) |  | UST Currently In Use: 2; UST Temp Close: 0; AST Currently In Use: 0; AST Temp Closed: 0 | 2 | 0 | 0 | 23413-113-018325 | CIRCLE K STORES, INC.
48770 | Permanently Closed | 2001-08-31 | 1999-01-06 | 2001-11-20 | Petroleum | On road diesel | On road diesel | Industrial | Fiberglass coated steel | Fiberglass coated steel |  |  | Flexible |  | 1901-01-01 | Catchment Basin | Flow Rest 90% Full | Flow Rest 90% Full |  |  | Continuous Automatic Tank Gauge |  |  |  | Interstitial Monitoring within Secondary Containment |  | Continuous alarm system | Continuous alarm system |  | UST Currently In Use: 0; UST Temp Close: 0; AST Currently In Use: 0; AST Temp Closed: 0 | 0 | 0 | 1 | 13722-101-018326 | PENSKE TRUCK LEASING CO L P
48772 | Temporary Closed | 2003-05-31 | 1999-06-10 |  | Petroleum | Unleaded gasoline | Unleaded gasoline | Retail | Fiberglass coated steel | Fiberglass coated steel |  |  | Flexible |  | 1901-01-01 | Catchment Basin | Automatic shutoff device At 95% full | Automatic shutoff device At 95% full | Interstitial Monitoring within Secondary Containment |  |  |  | Automatic flow restrictor (MLLD) | Automatic flow restrictor (MLLD) | Interstitial Monitoring within Secondary Containment |  |  |  |  | UST Currently In Use: 0; UST Temp Close: 3; AST Currently In Use: 0; AST Temp Closed: 0 | 0 | 3 | 3 | 24320-073-015152 | CLASSIC CARS & GARAGE LLC
48773 | Temporary Closed | 2003-05-31 | 1999-06-10 |  | Petroleum | Mid-grade gasoline | Mid-grade gasoline | Retail | Fiberglass coated steel | Fiberglass coated steel |  |  | Double Wall |  | 1901-01-01 | Catchment Basin | Automatic shutoff device At 95% full | Automatic shutoff device At 95% full | Interstitial Monitoring within Secondary Containment |  |  |  | Automatic flow restrictor (MLLD) | Automatic flow restrictor (MLLD) | Interstitial Monitoring within Secondary Containment |  |  |  |  | UST Currently In Use: 0; UST Temp Close: 3; AST Currently In Use: 0; AST Temp Closed: 0 | 0 | 3 | 3 | 24320-073-015152 | CLASSIC CARS & GARAGE LLC
48774 | Temporary Closed | 2003-05-31 | 1999-06-10 |  | Petroleum | Premium gasoline | Premium gasoline | Retail | Fiberglass coated steel | Fiberglass coated steel |  |  | Flexible |  | 1901-01-01 | Catchment Basin | Automatic shutoff device At 95% full | Automatic shutoff device At 95% full | Interstitial Monitoring within Secondary Containment |  |  |  | Automatic flow restrictor (MLLD) | Automatic flow restrictor (MLLD) | Interstitial Monitoring within Secondary Containment |  |  |  |  | UST Currently In Use: 0; UST Temp Close: 3; AST Currently In Use: 0; AST Temp Closed: 0 | 0 | 3 | 3 | 24320-073-015152 | CLASSIC CARS & GARAGE LLC
48775 | Currently in Use |  | 1999-08-10 |  | Petroleum | Unleaded gasoline | Unleaded gasoline | Retail | Fiberglass reinforced plastic | Double Wall |  |  | Flexible |  | 1901-01-01 | Catchment Basin | Automatic shutoff device At 95% full | Automatic shutoff device At 95% full | Interstitial Monitoring within Secondary Containment | SENSOR TO ATG | Automatic Tank Gauge |  | Containment Sump | Automatic flow restrictor (MLLD) | Interstitial Monitoring within Secondary Containment |  | Annual line testing | Annual line testing |  | UST Currently In Use: 2; UST Temp Close: 0; AST Currently In Use: 0; AST Temp Closed: 0 | 2 | 0 | 0 | 13579-057-018328 | MURPHY OIL USA, INC.
48776 | Currently in Use |  | 1999-08-10 |  | Petroleum | Premium gasoline | Premium gasoline | Retail | DBW | Fiberglass reinforced plastic |  |  | Flexible |  | 1901-01-01 | Catchment Basin | Automatic shutoff device At 95% full | Automatic shutoff device At 95% full | Interstitial Monitoring within Secondary Containment | SENSOR TO ATG | Automatic Tank Gauge |  | Containment Sump | Automatic flow restrictor (MLLD) | Interstitial Monitoring within Secondary Containment |  | Annual line testing | Annual line testing |  | UST Currently In Use: 2; UST Temp Close: 0; AST Currently In Use: 0; AST Temp Closed: 0 | 2 | 0 | 0 | 13579-057-018328 | MURPHY OIL USA, INC.
48777 | Permanently Closed | 2020-04-06 | 1999-08-19 | 2020-04-14 | Petroleum | Unleaded gasoline | Unleaded gasoline | Retail | Double Wall | Double Wall |  |  | Double Wall |  | 1901-01-01 | Catchment Basin | Automatic shutoff device At 95% full | Automatic shutoff device At 95% full | Interstitial Monitoring within Secondary Containment | SENSOR TO ATG |  |  | Containment Sump | Automatic flow restrictor (MLLD) | Interstitial Monitoring within Secondary Containment | SENSOR TO ATG | Continuous alarm system | Annual line testing |  | UST Currently In Use: 2; UST Temp Close: 0; AST Currently In Use: 0; AST Temp Closed: 0 | 2 | 0 | 2 | 13579-089-018329 | MURPHY OIL USA, INC.
48778 | Permanently Closed | 2020-04-06 | 1999-08-19 | 2020-04-14 | Petroleum | Unleaded gasoline | Unleaded gasoline | Retail | Double Wall | Double Wall |  |  | Double Wall |  | 1901-01-01 | Catchment Basin | Automatic shutoff device At 95% full | Automatic shutoff device At 95% full | Interstitial Monitoring within Secondary Containment | SENSOR TO ATG |  |  | Containment Sump | Automatic flow restrictor (MLLD) | Interstitial Monitoring within Secondary Containment | SENSOR TO ATG | Annual line testing | Annual line testing |  | UST Currently In Use: 2; UST Temp Close: 0; AST Currently In Use: 0; AST Temp Closed: 0 | 2 | 0 | 2 | 13579-089-018329 | MURPHY OIL USA, INC.
48779 | Temporary Closed | 2014-07-17 | 1999-02-25 |  | Petroleum | Unleaded gasoline | Unleaded gasoline | Retail | Steel | Steel | Coated & cathodic protection (sti-P3) |  | Fiberglass reinforced plastic |  |  | Catchment Basin | Automatic shutoff device At 95% full | Automatic shutoff device At 95% full |  |  | Statistical Inventory Reconciliation (SIR) | [8 empty] | UST Currently In Use: 0; UST Temp Close: 3; AST Currently In Use: 0; AST Temp Closed: 0 | 0 | 3 | 3 | 13338-107-006503 | MCBRIDE OIL COMPANY, INC.
48780 | Temporary Closed | 2014-07-17 | 1999-02-25 |  | Petroleum | Mid-grade gasoline | Mid-grade gasoline | Retail | Steel | Steel | Coated & cathodic protection (sti-P3) |  | Fiberglass reinforced plastic |  |  | Catchment Basin | Automatic shutoff device At 95% full | Automatic shutoff device At 95% full |  |  | Statistical Inventory Reconciliation (SIR) | [8 empty] | UST Currently In Use: 0; UST Temp Close: 3; AST Currently In Use: 0; AST Temp Closed: 0 | 0 | 3 | 3 | 13338-107-006503 | MCBRIDE OIL COMPANY, INC.
48781 | Temporary Closed | 2014-07-17 | 1999-02-25 |  | Petroleum | On road diesel | On road diesel | Retail | Steel | Steel | Coated & cathodic protection (sti-P3) |  | Fiberglass reinforced plastic |  |  | Catchment Basin | Automatic shutoff device At 95% full | Automatic shutoff device At 95% full |  |  | Statistical Inventory Reconciliation (SIR) | [8 empty] | UST Currently In Use: 0; UST Temp Close: 3; AST Currently In Use: 0; AST Temp Closed: 0 | 0 | 3 | 3 | 13338-107-006503 | MCBRIDE OIL COMPANY, INC.
48782 | Temporary Closed | 2006-05-01 | 1999-06-30 |  | Petroleum | Unleaded gasoline | Unleaded gasoline | Retail | Double Wall | Double Wall | Coated & cathodic protection (sti-P3) |  | Flexible |  |  | Catchment Basin | Automatic shutoff device At 95% full | Automatic shutoff device At 95% full | Interstitial Monitoring within Secondary Containment | [10 empty] | UST Currently In Use: 0; UST Temp Close: 1; AST Currently In Use: 0; AST Temp Closed: 0 | 0 | 1 | 0 | 20803-121-018331 | JACK BOWDEN
48783 | Temporary Closed | 2010-01-31 | 1999-02-18 |  | Petroleum | Unleaded gasoline | Unleaded gasoline | Retail | Fiberglass coated steel | Fiberglass coated steel |  |  | Flexible |  | 1901-01-01 | Catchment Basin | Flow Rest 90% Full | Flow Rest 90% Full |  |  | Statistical Inventory Reconciliation (SIR) |  | Automatic flow restrictor (MLLD) | Automatic flow restrictor (MLLD) |  |  | Statistical inventory reconciliation (SIR) | Statistical inventory reconciliation (SIR) |  | UST Currently In Use: 0; UST Temp Close: 2; AST Currently In Use: 0; AST Temp Closed: 0 | 0 | 2 | 4 | 13338-107-006504 | MCBRIDE OIL COMPANY, INC.
48784 | Temporary Closed | 2010-12-31 | 1999-02-18 |  | Petroleum | Premium gasoline | Premium gasoline | Retail | Fiberglass coated steel | Fiberglass coated steel |  |  | Flexible |  | 1901-01-01 | Catchment Basin | Flow Rest 90% Full | Flow Rest 90% Full |  |  | Statistical Inventory Reconciliation (SIR) |  | Automatic flow restrictor (MLLD) | Automatic flow restrictor (MLLD) |  |  | Statistical inventory reconciliation (SIR) | Statistical inventory reconciliation (SIR) |  | UST Currently In Use: 0; UST Temp Close: 2; AST Currently In Use: 0; AST Temp Closed: 0 | 0 | 2 | 4 | 13338-107-006504 | MCBRIDE OIL COMPANY, INC.
48785 | Permanently Closed | 2005-03-09 | 1998-09-15 | 2006-03-24 | Petroleum | Unleaded gasoline | Unleaded gasoline | Industrial | Fiberglass coated steel | Fiberglass coated steel | Field installed cathodic protection |  | Fiberglass reinforced plastic |  | 1901-01-01 | Catchment Basin | Flow Rest 90% Full | Flow Rest 90% Full | Interstitial Monitoring within Secondary Containment |  | Continuous Automatic Tank Gauge | [8 empty] | UST Currently In Use: 0; UST Temp Close: 0; AST Currently In Use: 0; AST Temp Closed: 0 | 0 | 0 | 13 | 21905-073-002085 | WESTERN EXPRESS, INC.
48786 | Permanently Closed | 2006-03-31 | 1998-09-15 | 2006-03-24 | Petroleum | Virgin oil | Virgin oil | Industrial | Fiberglass coated steel | Fiberglass coated steel | Field installed cathodic protection |  | Fiberglass reinforced plastic |  | 1901-01-01 | Catchment Basin | Flow Rest 90% Full | Flow Rest 90% Full | Interstitial Monitoring within Secondary Containment |  | Continuous Automatic Tank Gauge | [8 empty] | UST Currently In Use: 0; UST Temp Close: 0; AST Currently In Use: 0; AST Temp Closed: 0 | 0 | 0 | 13 | 21905-073-002085 | WESTERN EXPRESS, INC.
48787 | Permanently Closed | 2003-04-10 | 1998-12-01 | 2003-04-10 | Petroleum | Unleaded gasoline | Unleaded gasoline | Retail | Fiberglass coated steel | Fiberglass coated steel |  |  | Fiberglass reinforced plastic |  | 1901-01-01 | Catchment Basin | Automatic shutoff device At 95% full | Automatic shutoff device At 95% full |  |  | Statistical Inventory Reconciliation (SIR) | [8 empty] | UST Currently In Use: 0; UST Temp Close: 0; AST Currently In Use: 0; AST Temp Closed: 0 | 0 | 0 | 7 | 12450-043-005043 | HOWARD OIL COMPANY, INC.
48788 | Permanently Closed | 2003-04-10 | 1998-12-01 | 2003-04-10 | Petroleum | Mid-grade gasoline | Mid-grade gasoline | Retail | Fiberglass coated steel | Fiberglass coated steel |  |  | Fiberglass reinforced plastic |  | 1901-01-01 | Catchment Basin | Automatic shutoff device At 95% full | Automatic shutoff device At 95% full |  |  | Statistical Inventory Reconciliation (SIR) | [8 empty] | UST Currently In Use: 0; UST Temp Close: 0; AST Currently In Use: 0; AST Temp Closed: 0 | 0 | 0 | 7 | 12450-043-005043 | HOWARD OIL COMPANY, INC.
48789 | Permanently Closed | 2003-04-10 | 1998-12-01 | 2003-04-10 | Petroleum | Premium gasoline | Premium gasoline | Retail | Fiberglass coated steel | Fiberglass coated steel |  |  | Fiberglass reinforced plastic |  | 1901-01-01 | Catchment Basin | Automatic shutoff device At 95% full | Automatic shutoff device At 95% full |  |  | Statistical Inventory Reconciliation (SIR) | [8 empty] | UST Currently In Use: 0; UST Temp Close: 0; AST Currently In Use: 0; AST Temp Closed: 0 | 0 | 0 | 7 | 12450-043-005043 | HOWARD OIL COMPANY, INC.
48790 | Permanently Closed | 2005-08-23 | 1999-07-28 | 2015-09-30 | Petroleum | Unleaded gasoline | Unleaded gasoline | Retail | GLAS STEEL | Double Wall |  |  | Double Wall |  | 1901-01-01 | Catchment Basin | Automatic shutoff device At 95% full | Automatic shutoff device At 95% full |  |  | Automatic Tank Gauge |  |  |  | Interstitial Monitoring within Secondary Containment |  |  |  |  | UST Currently In Use: 0; UST Temp Close: 0; AST Currently In Use: 0; AST Temp Closed: 0 | 0 | 0 | 2 | 24612-033-014509 | RIVER POINT DEVELOPMENT
48791 | Currently in Use |  | 1999-08-01 |  | Petroleum | Unleaded gasoline | Unleaded gasoline | Retail | Double Wall | Double Wall | Other |  | Fiberglass reinforced plastic |  | 1901-01-01 | Catchment Basin | Automatic shutoff device At 95% full | Automatic shutoff device At 95% full |  |  | Automatic Tank Gauge |  | Containment Sump | Automatic flow restrictor (MLLD) |  |  | Annual line testing | Annual line testing |  | UST Currently In Use: 2; UST Temp Close: 0; AST Currently In Use: 0; AST Temp Closed: 0 | 2 | 0 | 0 | 23787-097-018332 | SHREE RAMJI LLC
48792 | Currently in Use |  | 1999-08-01 |  | Petroleum | Premium gasoline | Premium gasoline | Retail | Double Wall | Double Wall | TITAN |  | Fiberglass reinforced plastic |  | 1901-01-01 | Catchment Basin | Automatic shutoff device At 95% full | Automatic shutoff device At 95% full |  |  | Automatic Tank Gauge |  | Automatic flow restrictor (MLLD) | Automatic flow restrictor (MLLD) |  |  | Annual line testing | Annual line testing |  | UST Currently In Use: 2; UST Temp Close: 0; AST Currently In Use: 0; AST Temp Closed: 0 | 2 | 0 | 0 | 23787-097-018332 | SHREE RAMJI LLC
48793 | Currently in Use |  | 1999-05-01 |  | Petroleum | Unleaded gasoline | Unleaded gasoline | Retail | Steel | Single Wall | Coated & cathodic protection (sti-P3) |  | Double Wall |  |  | Catchment Basin | Automatic shutoff device At 95% full | Automatic shutoff device At 95% full |  |  | Continuous Automatic Tank Gauge | Single walled submersible pump containment sump | Automatic shutoff device (AELLD) | Automatic shutoff device (AELLD) | [5 empty] | UST Currently In Use: 2; UST Temp Close: 0; AST Currently In Use: 0; AST Temp Closed: 0 | 2 | 0 | 0 | 15420-103-018333 | MAPCO EXPRESS, INC.
48794 | Currently in Use |  | 1999-05-01 |  | Petroleum | Premium gasoline | Premium gasoline | Retail | Single Wall | Single Wall | Coated & cathodic protection (sti-P3) |  | Double Wall |  |  | Catchment Basin | Automatic shutoff device At 95% full | Automatic shutoff device At 95% full |  |  | Continuous Automatic Tank Gauge | Single walled submersible pump containment sump | Automatic shutoff device (AELLD) | Automatic shutoff device (AELLD) | [5 empty] | UST Currently In Use: 2; UST Temp Close: 0; AST Currently In Use: 0; AST Temp Closed: 0 | 2 | 0 | 0 | 15420-103-018333 | MAPCO EXPRESS, INC.
48795 | Currently in Use |  | 1999-06-26 |  | Petroleum | Unleaded gasoline | Unleaded gasoline | Retail | Double Wall | Double Wall |  |  | Double Wall |  | 1901-01-01 | Catchment Basin | Audible high level alarm At 90% full | Audible high level alarm At 90% full | Interstitial Monitoring within Secondary Containment | SENSOR TO ATG |  | Single walled submersible pump containment sump | Automatic shutoff device (AELLD) | Automatic shutoff device (AELLD) |  |  | Continuous alarm system | Continuous alarm system |  | UST Currently In Use: 2; UST Temp Close: 1; AST Currently In Use: 0; AST Temp Closed: 0 | 2 | 1 | 3 | 14001-097-009642 | RACETRAC PETROLEUM, INC.
48797 | Temporary Closed | 2023-06-21 | 1999-06-26 |  | Petroleum | On road diesel | On road diesel | Retail | Double Wall | Double Wall |  |  | Double Wall |  | 1901-01-01 | Catchment Basin | Audible high level alarm At 90% full | Audible high level alarm At 90% full | Interstitial Monitoring within Secondary Containment | SENSOR TO ATG |  | Single walled submersible pump containment sump | Containment Sump | Automatic shutoff device (AELLD) |  |  | Continuous alarm system | Continuous alarm system |  | UST Currently In Use: 2; UST Temp Close: 1; AST Currently In Use: 0; AST Temp Closed: 0 | 2 | 1 | 3 | 14001-097-009642 | RACETRAC PETROLEUM, INC.
48798 | Currently in Use |  | 1999-06-26 |  | Petroleum | Premium gasoline | Premium gasoline | Retail | Double Wall | Double Wall |  |  | Double Wall |  | 1901-01-01 | Catchment Basin | Audible high level alarm At 90% full | Audible high level alarm At 90% full | Interstitial Monitoring within Secondary Containment | SENSOR TO ATG |  | Single walled submersible pump containment sump | Automatic shutoff device (AELLD) | Automatic shutoff device (AELLD) |  |  | Annual line testing | Annual line testing |  | UST Currently In Use: 2; UST Temp Close: 1; AST Currently In Use: 0; AST Temp Closed: 0 | 2 | 1 | 3 | 14001-097-009642 | RACETRAC PETROLEUM, INC.
48799 | Currently in Use |  | 1997-09-20 |  | Petroleum | Unleaded gasoline | Unleaded gasoline | Retail | Steel | Steel | Coated & cathodic protection (sti-P3) |  | Flexible |  |  | Catchment Basin | Automatic shutoff device At 95% full | Automatic shutoff device At 95% full | Interstitial Monitoring within Secondary Containment |  | Automatic Tank Gauge |  | Automatic flow restrictor (MLLD) | Automatic flow restrictor (MLLD) |  |  | Annual line testing | Annual line testing |  | UST Currently In Use: 1; UST Temp Close: 0; AST Currently In Use: 0; AST Temp Closed: 0 | 1 | 0 | 2 | 21889-005-017901 | LAKEPOINT STATE PARK MARINA
48800 | Permanently Closed | 2021-05-01 | 1988-01-01 | 2021-07-20 | Petroleum | On road diesel | On road diesel | State/Federal Government | Fiberglass reinforced plastic | Fiberglass reinforced plastic |  |  | Fiberglass reinforced plastic |  | 1901-01-01 | Catchment Basin | Automatic shutoff device At 95% full | Automatic shutoff device At 95% full |  |  | Automatic Tank Gauge | [8 empty] | UST Currently In Use: 0; UST Temp Close: 0; AST Currently In Use: 0; AST Temp Closed: 0 | 0 | 0 | 1 | 20808-101-018334 | DEPARTMENT OF FINANCE
48801 | Currently in Use |  | 1999-01-01 |  | Petroleum | Unleaded gasoline | Unleaded gasoline | Retail | Steel | Steel | Coated & cathodic protection (sti-P3) |  | Flexible |  |  | Catchment Basin | Flow Rest 90% Full | Flow Rest 90% Full |  |  | Continuous Automatic Tank Gauge |  | Automatic shutoff device (AELLD) | Automatic shutoff device (AELLD) | [5 empty] | UST Currently In Use: 3; UST Temp Close: 0; AST Currently In Use: 0; AST Temp Closed: 0 | 3 | 0 | 0 | 19721-101-018335 | MAY'S DISTRIBUTING CO. INC.
48802 | Currently in Use |  | 1999-01-01 |  | Petroleum | Premium gasoline | Premium gasoline | Retail | Steel | Steel | Coated & cathodic protection (sti-P3) |  | Flexible |  |  | Catchment Basin | Flow Rest 90% Full | Flow Rest 90% Full |  |  | Continuous Automatic Tank Gauge |  | Automatic shutoff device (AELLD) | Automatic shutoff device (AELLD) | [5 empty] | UST Currently In Use: 3; UST Temp Close: 0; AST Currently In Use: 0; AST Temp Closed: 0 | 3 | 0 | 0 | 19721-101-018335 | MAY'S DISTRIBUTING CO. INC.
48803 | Currently in Use |  | 1999-01-01 |  | Petroleum | On road diesel | On road diesel | Retail | Steel | Steel | Coated & cathodic protection (sti-P3) |  | Flexible |  |  | Catchment Basin | Flow Rest 90% Full | Flow Rest 90% Full |  |  | Continuous Automatic Tank Gauge |  | Automatic shutoff device (AELLD) | Automatic shutoff device (AELLD) | [5 empty] | UST Currently In Use: 3; UST Temp Close: 0; AST Currently In Use: 0; AST Temp Closed: 0 | 3 | 0 | 0 | 19721-101-018335 | MAY'S DISTRIBUTING CO. INC.
48804 | Permanently Closed | 2019-07-15 | 1999-08-10 | 2019-07-15 | Petroleum | Unleaded gasoline | Unleaded gasoline | Retail | Fiberglass reinforced plastic | Fiberglass reinforced plastic |  |  | Flexible |  | 1901-01-01 | Catchment Basin | Flow Rest 90% Full | Audible high level alarm At 90% full | Interstitial Monitoring within Secondary Containment |  | Continuous Automatic Tank Gauge |  | Automatic flow restrictor (MLLD) | Automatic flow restrictor (MLLD) | Interstitial Monitoring within Secondary Containment | SENSOR TO ATG | Continuous alarm system | Continuous alarm system |  | UST Currently In Use: 2; UST Temp Close: 0; AST Currently In Use: 0; AST Temp Closed: 0 | 2 | 0 | 2 | 13579-109-018336 | MURPHY OIL USA, INC.
48805 | Permanently Closed | 2019-07-15 | 1999-08-10 | 2019-07-15 | Petroleum | Unleaded gasoline | Unleaded gasoline | Retail | Fiberglass reinforced plastic | Fiberglass reinforced plastic |  |  | Flexible |  | 1901-01-01 | Catchment Basin | Flow Rest 90% Full | Audible high level alarm At 90% full | Interstitial Monitoring within Secondary Containment |  | Continuous Automatic Tank Gauge |  | Automatic flow restrictor (MLLD) | Automatic flow restrictor (MLLD) | Interstitial Monitoring within Secondary Containment | SENSOR TO ATG | Continuous alarm system | Continuous alarm system |  | UST Currently In Use: 2; UST Temp Close: 0; AST Currently In Use: 0; AST Temp Closed: 0 | 2 | 0 | 2 | 13579-109-018336 | MURPHY OIL USA, INC.
48806 | Currently in Use |  | 1999-08-15 |  | Petroleum | Premium gasoline | Premium gasoline | Retail | Fiberglass coated steel | Fiberglass coated steel |  |  | Flexible |  | 1901-01-01 | Catchment Basin | Flow Rest 90% Full | Flow Rest 90% Full |  |  | Continuous Automatic Tank Gauge |  | Automatic flow restrictor (MLLD) | Automatic flow restrictor (MLLD) |  |  | Annual line testing | Annual line testing |  | UST Currently In Use: 2; UST Temp Close: 0; AST Currently In Use: 0; AST Temp Closed: 0 | 2 | 0 | 0 | 20812-081-018337 | CLEVELAND BROTHERS, INC.
48807 | Currently in Use |  | 1999-08-15 |  | Petroleum | Unleaded gasoline | Unleaded gasoline | Retail | Fiberglass coated steel | Fiberglass coated steel |  |  | Flexible |  | 1901-01-01 | Catchment Basin | Flow Rest 90% Full | Flow Rest 90% Full |  |  | Continuous Automatic Tank Gauge |  | Automatic flow restrictor (MLLD) | Automatic flow restrictor (MLLD) |  |  | Continuous alarm system | Annual line testing |  | UST Currently In Use: 2; UST Temp Close: 0; AST Currently In Use: 0; AST Temp Closed: 0 | 2 | 0 | 0 | 20812-081-018337 | CLEVELAND BROTHERS, INC.
48808 | Cannot Locate or abandoned | 2005-04-08 | 1999-02-01 |  | Petroleum | Unleaded gasoline | Unleaded gasoline | Retail | Steel | Single Wall | Coated & cathodic protection (sti-P3) |  | Fiberglass reinforced plastic |  | 1901-01-01 | Catchment Basin | Automatic shutoff device At 95% full | Automatic shutoff device At 95% full |  |  | Statistical Inventory Reconciliation (SIR) | [8 empty] | UST Currently In Use: 0; UST Temp Close: 0; AST Currently In Use: 0; AST Temp Closed: 0 | 0 | 0 | 0 | 21723-077-005781 | GARY F CLEMMONS
48809 | Cannot Locate or abandoned | 2005-04-08 | 1999-02-01 |  | Petroleum | Premium gasoline | Premium gasoline | Retail | Single Wall | Single Wall | Coated & cathodic protection (sti-P3) |  | Fiberglass reinforced plastic |  | 1901-01-01 | Catchment Basin | Automatic shutoff device At 95% full | Automatic shutoff device At 95% full |  |  | Statistical Inventory Reconciliation (SIR) | [8 empty] | UST Currently In Use: 0; UST Temp Close: 0; AST Currently In Use: 0; AST Temp Closed: 0 | 0 | 0 | 0 | 21723-077-005781 | GARY F CLEMMONS
48810 | Currently in Use |  | 1996-05-02 |  | Petroleum | Unleaded gasoline | Unleaded gasoline | Retail | Fiberglass reinforced plastic | Fiberglass reinforced plastic |  |  | Double Wall |  | 1901-01-01 | Catchment Basin | Flow Rest 90% Full | Flow Rest 90% Full |  |  | Continuous Automatic Tank Gauge | Single walled submersible pump containment sump | Automatic flow restrictor (MLLD) | Automatic flow restrictor (MLLD) | Interstitial Monitoring within Secondary Containment | SENSOR TO ATG | Continuous alarm system | Annual line testing |  | UST Currently In Use: 3; UST Temp Close: 0; AST Currently In Use: 0; AST Temp Closed: 0 | 3 | 0 | 3 | 24481-095-010576 | RADHEKRISHNA LLC
48812 | Currently in Use |  | 1996-05-02 |  | Petroleum | Unleaded gasoline | Unleaded gasoline | Retail | Fiberglass reinforced plastic | Fiberglass reinforced plastic |  |  | Double Wall |  | 1901-01-01 | Catchment Basin | Flow Rest 90% Full | Flow Rest 90% Full |  |  | Continuous Automatic Tank Gauge | Single walled submersible pump containment sump | Automatic flow restrictor (MLLD) | Automatic flow restrictor (MLLD) | Interstitial Monitoring within Secondary Containment | SENSOR TO ATG | Continuous alarm system | Annual line testing |  | UST Currently In Use: 3; UST Temp Close: 0; AST Currently In Use: 0; AST Temp Closed: 0 | 3 | 0 | 3 | 24481-095-010576 | RADHEKRISHNA LLC
48813 | Currently in Use |  | 1996-05-02 |  | Petroleum | On road diesel | On road diesel | Retail | Fiberglass reinforced plastic | Fiberglass reinforced plastic |  |  | Fiberglass reinforced plastic |  | 1901-01-01 | Catchment Basin | Automatic shutoff device At 95% full | Automatic shutoff device At 95% full |  |  | Continuous Automatic Tank Gauge | Single walled submersible pump containment sump | [7 empty] | UST Currently In Use: 3; UST Temp Close: 0; AST Currently In Use: 0; AST Temp Closed: 0 | 3 | 0 | 3 | 24481-095-010576 | RADHEKRISHNA LLC
48814 | Permanently Closed | 2012-03-09 | 1999-07-28 |  | Petroleum | On road diesel | On road diesel | Industrial | Fiberglass coated steel | Double Wall |  |  | Double Wall |  | 1901-01-01 | Catchment Basin | Flow Rest 90% Full | Flow Rest 90% Full | Interstitial Monitoring within Secondary Containment | SENSOR TO ATG | Automatic Tank Gauge |  | Containment Sump | Containment Sump | Interstitial Monitoring within Secondary Containment | SENSOR TO ATG | Annual line testing | Annual line testing |  | UST Currently In Use: 0; UST Temp Close: 0; AST Currently In Use: 0; AST Temp Closed: 0 | 0 | 0 | 2 | 10038-049-000853 | AAA COOPER TRANSPORTATION ATTN JOYA
48815 | Currently in Use |  | 1999-06-10 |  | Petroleum | Premium gasoline | Premium gasoline | Retail | Fiberglass coated steel | Fiberglass coated steel |  |  | Flexible |  | 1901-01-01 | Catchment Basin | Flow Rest 90% Full | Flow Rest 90% Full |  |  | Continuous Automatic Tank Gauge |  | Automatic flow restrictor (MLLD) | Automatic flow restrictor (MLLD) | Interstitial Monitoring within Secondary Containment |  | Continuous alarm system | Continuous alarm system |  | UST Currently In Use: 3; UST Temp Close: 0; AST Currently In Use: 0; AST Temp Closed: 0 | 3 | 0 | 0 | 24576-101-018338 | B. MADHAV LLC
48816 | Currently in Use |  | 1999-06-10 |  | Petroleum | Unleaded gasoline | Unleaded gasoline | Retail | Fiberglass coated steel | Fiberglass coated steel |  |  | Flexible |  | 1901-01-01 | Catchment Basin | Flow Rest 90% Full | Flow Rest 90% Full | Interstitial Monitoring within Secondary Containment |  | Continuous Automatic Tank Gauge |  | Containment Sump | Automatic flow restrictor (MLLD) | Interstitial Monitoring within Secondary Containment |  | Continuous alarm system | Continuous alarm system |  | UST Currently In Use: 3; UST Temp Close: 0; AST Currently In Use: 0; AST Temp Closed: 0 | 3 | 0 | 0 | 24576-101-018338 | B. MADHAV LLC
48817 | Currently in Use |  | 1998-08-01 |  | Petroleum | Unleaded gasoline | Unleaded gasoline | Retail | Fiberglass reinforced plastic | Fiberglass reinforced plastic |  |  | Fiberglass reinforced plastic |  | 1901-01-01 | Catchment Basin | Automatic shutoff device At 95% full | Automatic shutoff device At 95% full |  |  | Continuous Automatic Tank Gauge |  | Automatic flow restrictor (MLLD) | Automatic flow restrictor (MLLD) | Interstitial Monitoring within Secondary Containment |  | Continuous alarm system | Annual line testing |  | UST Currently In Use: 2; UST Temp Close: 0; AST Currently In Use: 0; AST Temp Closed: 0 | 2 | 0 | 0 | 20819-067-018339 | BRYAN SMITH ENTERPRISES INC
48818 | Currently in Use |  | 1998-08-01 |  | Petroleum | Premium gasoline | Premium gasoline | Retail | Fiberglass reinforced plastic | Fiberglass reinforced plastic |  |  | Fiberglass reinforced plastic |  | 1901-01-01 | Catchment Basin | Automatic shutoff device At 95% full | Automatic shutoff device At 95% full |  |  | Statistical Inventory Reconciliation (SIR) |  | Automatic flow restrictor (MLLD) | Automatic flow restrictor (MLLD) | Interstitial Monitoring within Secondary Containment |  | Annual line testing | Annual line testing |  | UST Currently In Use: 2; UST Temp Close: 0; AST Currently In Use: 0; AST Temp Closed: 0 | 2 | 0 | 0 | 20819-067-018339 | BRYAN SMITH ENTERPRISES INC
48819 | Currently in Use |  | 1999-07-09 |  | Petroleum | On road diesel | On road diesel | Retail | Fiberglass coated steel | Fiberglass coated steel |  |  | Fiberglass reinforced plastic |  |  | Catchment Basin | Automatic shutoff device At 95% full | Automatic shutoff device At 95% full |  |  | Continuous Automatic Tank Gauge | [8 empty] | UST Currently In Use: 3; UST Temp Close: 0; AST Currently In Use: 0; AST Temp Closed: 0 | 3 | 0 | 0 | 25179-021-017522 | HAMIDAH LADHANI
48821 | Temporary Closed | 2019-05-24 | 1999-01-15 |  | Petroleum | Unleaded gasoline | Unleaded gasoline | Retail | Fiberglass coated steel | Fiberglass coated steel |  |  | Flexible |  | 1901-01-01 | Catchment Basin | Flow Rest 90% Full | Flow Rest 90% Full |  |  | Continuous Automatic Tank Gauge |  | Containment Sump | Automatic flow restrictor (MLLD) |  |  | Annual line testing | Annual line testing |  | UST Currently In Use: 0; UST Temp Close: 2; AST Currently In Use: 0; AST Temp Closed: 0 | 0 | 2 | 4 | 20847-081-014602 | DELINDA KAY NELSON
48822 | Temporary Closed | 2019-05-24 | 1999-01-15 |  | Petroleum | On road diesel | On road diesel | Retail | Fiberglass coated steel | Fiberglass coated steel |  |  | Flexible |  | 1901-01-01 | Catchment Basin | Flow Rest 90% Full | Flow Rest 90% Full |  |  | Continuous Automatic Tank Gauge | [8 empty] | UST Currently In Use: 0; UST Temp Close: 2; AST Currently In Use: 0; AST Temp Closed: 0 | 0 | 2 | 4 | 20847-081-014602 | DELINDA KAY NELSON
48823 | Currently in Use |  | 1997-01-01 |  | Petroleum | Unleaded gasoline | Unleaded gasoline | Retail | Steel | Single Wall | Coated & cathodic protection (sti-P3) |  | Flexible |  | 2024-02-15 | Catchment Basin | Flow Rest 90% Full | Flow Rest 90% Full |  |  | Automatic Tank Gauge |  | Automatic flow restrictor (MLLD) | Automatic flow restrictor (MLLD) |  |  | Annual line testing | Annual line testing | Pressurized Piping | UST Currently In Use: 2; UST Temp Close: 0; AST Currently In Use: 0; AST Temp Closed: 0 | 2 | 0 | 0 | 24847-095-018340 | JAY DHANAM INC
48824 | Currently in Use |  | 1997-01-01 |  | Petroleum | Premium gasoline | Premium gasoline | Retail | Steel | Single Wall | Coated & cathodic protection (sti-P3) |  | Flexible |  |  | Catchment Basin | Flow Rest 90% Full | Flow Rest 90% Full |  |  | Automatic Tank Gauge |  | Automatic flow restrictor (MLLD) | Automatic flow restrictor (MLLD) |  |  | Annual line testing | Annual line testing |  | UST Currently In Use: 2; UST Temp Close: 0; AST Currently In Use: 0; AST Temp Closed: 0 | 2 | 0 | 0 | 24847-095-018340 | JAY DHANAM INC
48825 | Permanently Closed | 2007-02-20 | 1999-09-15 | 2007-02-20 | Petroleum | Unleaded gasoline | Unleaded gasoline | Retail | Fiberglass coated steel | Fiberglass coated steel | Other |  | Flexible |  | 1901-01-01 | Catchment Basin | Flow Rest 90% Full | Flow Rest 90% Full | Interstitial Monitoring within Secondary Containment |  | Continuous Automatic Tank Gauge |  |  |  | Interstitial Monitoring within Secondary Containment |  | Continuous alarm system | Continuous alarm system |  | UST Currently In Use: 0; UST Temp Close: 0; AST Currently In Use: 0; AST Temp Closed: 0 | 0 | 0 | 2 | 20340-117-018341 | JERRY HUFF
48826 | Permanently Closed | 2007-02-20 | 1999-09-15 | 2007-02-20 | Petroleum | Premium gasoline | Premium gasoline | Retail | Fiberglass coated steel | Fiberglass coated steel | Other |  | Flexible |  | 1901-01-01 | Catchment Basin | Flow Rest 90% Full | Flow Rest 90% Full | Interstitial Monitoring within Secondary Containment |  | Continuous Automatic Tank Gauge |  |  |  | Interstitial Monitoring within Secondary Containment |  | Continuous alarm system | Continuous alarm system |  | UST Currently In Use: 0; UST Temp Close: 0; AST Currently In Use: 0; AST Temp Closed: 0 | 0 | 0 | 2 | 20340-117-018341 | JERRY HUFF
48827 | Currently in Use |  | 1999-08-27 |  | Petroleum | On road diesel | On road diesel | Retail | Fiberglass coated steel | Fiberglass coated steel | TITAN |  | Single Wall |  |  | Catchment Basin | Audible high level alarm At 90% full | Audible high level alarm At 90% full |  |  | Continuous Automatic Tank Gauge | [8 empty] | UST Currently In Use: 4; UST Temp Close: 0; AST Currently In Use: 0; AST Temp Closed: 0 | 4 | 0 | 4 | 22176-117-007072 | CIRCLE K
48828 | Temporary Closed | 2003-12-31 | 1901-01-01 |  | Petroleum | Unleaded gasoline | Unleaded gasoline | Industrial | Steel | Steel | Field installed cathodic protection |  | Steel |  | 1901-01-01 | Catchment Basin | Flow Rest 90% Full | Flow Rest 90% Full |  |  | Statistical Inventory Reconciliation (SIR) | [8 empty] | UST Currently In Use: 0; UST Temp Close: 1; AST Currently In Use: 0; AST Temp Closed: 0 | 0 | 1 | 0 | 20826-073-018342 | BUSHELON FUNERAL HOME INC
48829 | Currently in Use |  | 1999-07-01 |  | Petroleum | Unleaded gasoline | Unleaded gasoline | Retail | Double Wall | Double Wall |  |  | Flexible | APT | 2014-06-11 | Catchment Basin | Automatic shutoff device At 95% full | Automatic shutoff device At 95% full |  |  | Continuous Automatic Tank Gauge |  | Automatic flow restrictor (MLLD) | Automatic flow restrictor (MLLD) | Interstitial Monitoring within Secondary Containment | SENSOR TO ATG | Continuous alarm system | Continuous alarm system |  | UST Currently In Use: 2; UST Temp Close: 0; AST Currently In Use: 0; AST Temp Closed: 0 | 2 | 0 | 0 | 25729-073-018343 | RASOOL PROPERTIES LLC
48831 | Currently in Use |  | 1999-07-01 |  | Petroleum | Premium gasoline | Premium gasoline | Retail | Double Wall | Double Wall |  |  | APT-XP-150 | APT | 2014-06-11 | Catchment Basin | Automatic shutoff device At 95% full | Automatic shutoff device At 95% full |  |  | Continuous Automatic Tank Gauge |  | Containment Sump | Automatic flow restrictor (MLLD) | Interstitial Monitoring within Secondary Containment | SENSOR TO ATG | Continuous alarm system | Continuous alarm system |  | UST Currently In Use: 2; UST Temp Close: 0; AST Currently In Use: 0; AST Temp Closed: 0 | 2 | 0 | 0 | 25729-073-018343 | RASOOL PROPERTIES LLC
48832 | Currently in Use |  | 1999-06-01 |  | Petroleum | Unleaded gasoline | Unleaded gasoline | Retail | Fiberglass coated steel | Fiberglass coated steel |  |  | Fiberglass reinforced plastic |  | 1901-01-01 | Catchment Basin | Flow Rest 90% Full | Flow Rest 90% Full |  |  | Continuous Automatic Tank Gauge |  | Automatic flow restrictor (MLLD) | Automatic flow restrictor (MLLD) | Interstitial Monitoring within Secondary Containment | SENSOR TO ATG | Annual line testing | Annual line testing |  | UST Currently In Use: 3; UST Temp Close: 0; AST Currently In Use: 0; AST Temp Closed: 0 | 3 | 0 | 0 | 23829-045-018344 | LOWER AL PROPERTIES LLC
48833 | Currently in Use |  | 1999-06-01 |  | Petroleum | Premium gasoline | Premium gasoline | Retail | Fiberglass coated steel | Fiberglass coated steel |  |  | Fiberglass reinforced plastic |  | 1901-01-01 | Catchment Basin | Flow Rest 90% Full | Flow Rest 90% Full |  |  | Continuous Automatic Tank Gauge |  | Automatic flow restrictor (MLLD) | Automatic flow restrictor (MLLD) | Interstitial Monitoring within Secondary Containment | SENSOR TO ATG | Continuous alarm system | Annual line testing |  | UST Currently In Use: 3; UST Temp Close: 0; AST Currently In Use: 0; AST Temp Closed: 0 | 3 | 0 | 0 | 23829-045-018344 | LOWER AL PROPERTIES LLC
48834 | Currently in Use |  | 1999-06-01 |  | Petroleum | On road diesel | On road diesel | Retail | Fiberglass coated steel | Fiberglass coated steel |  |  | Fiberglass reinforced plastic |  | 1901-01-01 | Catchment Basin | Flow Rest 90% Full | Flow Rest 90% Full |  |  | Continuous Automatic Tank Gauge |  | Automatic flow restrictor (MLLD) | Automatic flow restrictor (MLLD) | Interstitial Monitoring within Secondary Containment | SENSOR TO ATG | Annual line testing | Annual line testing |  | UST Currently In Use: 3; UST Temp Close: 0; AST Currently In Use: 0; AST Temp Closed: 0 | 3 | 0 | 0 | 23829-045-018344 | LOWER AL PROPERTIES LLC
48835 | Currently in Use |  | 1999-03-01 |  | Petroleum | Unleaded gasoline | Unleaded gasoline | Retail | Steel | Steel | Coated & cathodic protection (sti-P3) |  | Flexible |  |  | Catchment Basin | Flow Rest 90% Full | Flow Rest 90% Full |  |  | Continuous Automatic Tank Gauge |  | Containment Sump | Automatic flow restrictor (MLLD) |  |  | Annual line testing | Annual line testing |  | UST Currently In Use: 4; UST Temp Close: 0; AST Currently In Use: 0; AST Temp Closed: 0 | 4 | 0 | 0 | 11453-003-018345 | DIAMOND GASOLINE STATIONS, INC.
48836 | Currently in Use |  | 1999-03-01 |  | Petroleum | Unleaded gasoline | Unleaded gasoline | Retail | Steel | Steel | Coated & cathodic protection (sti-P3) |  | Flexible |  |  | Catchment Basin | Flow Rest 90% Full | Flow Rest 90% Full |  |  | Continuous Automatic Tank Gauge |  | Containment Sump | Automatic flow restrictor (MLLD) |  |  | Annual line testing | Annual line testing |  | UST Currently In Use: 4; UST Temp Close: 0; AST Currently In Use: 0; AST Temp Closed: 0 | 4 | 0 | 0 | 11453-003-018345 | DIAMOND GASOLINE STATIONS, INC.
48837 | Currently in Use |  | 1999-03-01 |  | Petroleum | Premium gasoline | Premium gasoline | Retail | Steel | Steel | Coated & cathodic protection (sti-P3) |  | Flexible |  |  | Catchment Basin | Flow Rest 90% Full | Flow Rest 90% Full |  |  | Continuous Automatic Tank Gauge |  | Automatic flow restrictor (MLLD) | Automatic flow restrictor (MLLD) |  |  | Annual line testing | Annual line testing |  | UST Currently In Use: 4; UST Temp Close: 0; AST Currently In Use: 0; AST Temp Closed: 0 | 4 | 0 | 0 | 11453-003-018345 | DIAMOND GASOLINE STATIONS, INC.
48838 | Currently in Use |  | 1999-03-01 |  | Petroleum | On road diesel | On road diesel | Retail | Steel | Steel | Coated & cathodic protection (sti-P3) |  | Flexible |  |  | Catchment Basin | Flow Rest 90% Full | Flow Rest 90% Full |  |  | Continuous Automatic Tank Gauge |  | Containment Sump | Automatic flow restrictor (MLLD) |  |  | Annual line testing | Annual line testing |  | UST Currently In Use: 4; UST Temp Close: 0; AST Currently In Use: 0; AST Temp Closed: 0 | 4 | 0 | 0 | 11453-003-018345 | DIAMOND GASOLINE STATIONS, INC.
48839 | Currently in Use |  | 1999-09-01 |  | Petroleum | Unleaded gasoline | Unleaded gasoline | Retail | Fiberglass reinforced plastic | Fiberglass reinforced plastic |  |  | Flexible |  | 1901-01-01 | Catchment Basin | Flow Rest 90% Full | Flow Rest 90% Full |  |  | Continuous Automatic Tank Gauge | Single walled submersible pump containment sump | Containment Sump | Automatic flow restrictor (MLLD) |  |  | Annual line testing | Annual line testing |  | UST Currently In Use: 3; UST Temp Close: 0; AST Currently In Use: 0; AST Temp Closed: 0 | 3 | 0 | 0 | 20829-009-018346 | GARY W. STRICKLIN
48840 | Currently in Use |  | 1999-09-01 |  | Petroleum | Premium gasoline | Premium gasoline | Retail | Fiberglass reinforced plastic | Fiberglass reinforced plastic |  |  | Double Wall |  | 1901-01-01 | Catchment Basin | Flow Rest 90% Full | Flow Rest 90% Full |  |  | Continuous Automatic Tank Gauge | Single walled submersible pump containment sump | Automatic flow restrictor (MLLD) | Automatic flow restrictor (MLLD) |  |  | Annual line testing | Annual line testing |  | UST Currently In Use: 3; UST Temp Close: 0; AST Currently In Use: 0; AST Temp Closed: 0 | 3 | 0 | 0 | 20829-009-018346 | GARY W. STRICKLIN
48841 | Currently in Use |  | 1999-09-01 |  | Petroleum | On road diesel | On road diesel | Retail | Fiberglass reinforced plastic | Fiberglass reinforced plastic |  |  | Double Wall |  | 1901-01-01 | Catchment Basin | Flow Rest 90% Full | Flow Rest 90% Full |  |  | Continuous Automatic Tank Gauge | Single walled submersible pump containment sump | Containment Sump | Automatic flow restrictor (MLLD) |  |  | Annual line testing | Annual line testing |  | UST Currently In Use: 3; UST Temp Close: 0; AST Currently In Use: 0; AST Temp Closed: 0 | 3 | 0 | 0 | 20829-009-018346 | GARY W. STRICKLIN
48842 | Currently in Use |  | 1991-03-11 |  | Petroleum | Unleaded gasoline | Unleaded gasoline | Local government | Steel | Steel | Coated & cathodic protection (sti-P3) |  | Fiberglass reinforced plastic |  |  | Catchment Basin | Automatic shutoff device At 95% full | Automatic shutoff device At 95% full |  |  | Continuous Automatic Tank Gauge |  | Automatic shutoff device (AELLD) | Automatic shutoff device (AELLD) |  |  | Annual line testing | Annual line testing |  | UST Currently In Use: 4; UST Temp Close: 2; AST Currently In Use: 0; AST Temp Closed: 0 | 4 | 2 | 7 | 10599-097-001664 | BOARD OF SCHOOL COMMISSIONERS
48843 | Currently in Use |  | 1991-03-26 |  | Petroleum | Unleaded gasoline | Unleaded gasoline | Local government | Steel | Steel | Coated & cathodic protection (sti-P3) |  | Fiberglass reinforced plastic |  |  | Catchment Basin | Automatic shutoff device At 95% full | Automatic shutoff device At 95% full |  |  | Continuous Automatic Tank Gauge |  | Automatic shutoff device (AELLD) | Automatic shutoff device (AELLD) |  |  | Annual line testing | Annual line testing |  | UST Currently In Use: 4; UST Temp Close: 2; AST Currently In Use: 0; AST Temp Closed: 0 | 4 | 2 | 7 | 10599-097-001664 | BOARD OF SCHOOL COMMISSIONERS
48844 | Currently in Use |  | 1991-03-11 |  | Petroleum | On road diesel | On road diesel | Local government | Steel | Steel | Coated & cathodic protection (sti-P3) |  | Fiberglass reinforced plastic |  |  | Catchment Basin | Automatic shutoff device At 95% full | Automatic shutoff device At 95% full |  |  | Continuous Automatic Tank Gauge |  | Automatic shutoff device (AELLD) | Automatic shutoff device (AELLD) |  |  | Annual line testing | Annual line testing |  | UST Currently In Use: 4; UST Temp Close: 2; AST Currently In Use: 0; AST Temp Closed: 0 | 4 | 2 | 7 | 10599-097-001664 | BOARD OF SCHOOL COMMISSIONERS
48845 | Currently in Use |  | 1991-03-26 |  | Petroleum | On road diesel | On road diesel | Local government | Steel | Steel | Coated & cathodic protection (sti-P3) |  | Fiberglass reinforced plastic |  |  | Catchment Basin | Automatic shutoff device At 95% full | Automatic shutoff device At 95% full |  |  | Continuous Automatic Tank Gauge |  | Automatic shutoff device (AELLD) | Automatic shutoff device (AELLD) |  |  | Annual line testing | Annual line testing |  | UST Currently In Use: 4; UST Temp Close: 2; AST Currently In Use: 0; AST Temp Closed: 0 | 4 | 2 | 7 | 10599-097-001664 | BOARD OF SCHOOL COMMISSIONERS
48846 | Temporary Closed | 2000-12-01 | 1991-03-11 |  | Petroleum | Virgin oil | Virgin oil | Local government | Steel | Steel | Coated & cathodic protection (sti-P3) |  | Fiberglass reinforced plastic |  |  | Catchment Basin | Flow Rest 90% Full | Flow Rest 90% Full |  |  | Continuous Automatic Tank Gauge | [8 empty] | UST Currently In Use: 4; UST Temp Close: 2; AST Currently In Use: 0; AST Temp Closed: 0 | 4 | 2 | 7 | 10599-097-001664 | BOARD OF SCHOOL COMMISSIONERS
48848 | Temporary Closed | 2000-12-01 | 1999-03-26 |  | Petroleum | Virgin oil | Virgin oil | Local government | Steel | Steel | Coated & cathodic protection (sti-P3) |  | Fiberglass reinforced plastic |  |  | Catchment Basin | Flow Rest 90% Full | Flow Rest 90% Full |  |  | Continuous Automatic Tank Gauge | [8 empty] | UST Currently In Use: 4; UST Temp Close: 2; AST Currently In Use: 0; AST Temp Closed: 0 | 4 | 2 | 7 | 10599-097-001664 | BOARD OF SCHOOL COMMISSIONERS
48849 | Currently in Use |  | 1999-09-15 |  | Petroleum | Unleaded gasoline | Unleaded gasoline | Retail | Fiberglass coated steel | Double Wall |  |  | Flexible | APT | 1901-01-01 | Catchment Basin | Flow Rest 90% Full | Flow Rest 90% Full |  |  | Statistical Inventory Reconciliation (SIR) |  | Containment Sump | Automatic flow restrictor (MLLD) |  |  | Statistical inventory reconciliation (SIR) | Statistical inventory reconciliation (SIR) |  | UST Currently In Use: 2; UST Temp Close: 0; AST Currently In Use: 0; AST Temp Closed: 0 | 2 | 0 | 0 | 23125-055-018348 | KRISHNA, LLC
48850 | Currently in Use |  | 1999-09-15 |  | Petroleum | Premium gasoline | Premium gasoline | Retail | Double Wall | Double Wall |  |  | Double Wall | APT | 1901-01-01 | Catchment Basin | Flow Rest 90% Full | Flow Rest 90% Full |  |  | Statistical Inventory Reconciliation (SIR) |  | Automatic flow restrictor (MLLD) | Automatic flow restrictor (MLLD) |  |  | Statistical inventory reconciliation (SIR) | Statistical inventory reconciliation (SIR) |  | UST Currently In Use: 2; UST Temp Close: 0; AST Currently In Use: 0; AST Temp Closed: 0 | 2 | 0 | 0 | 23125-055-018348 | KRISHNA, LLC
48851 | Permanently Closed | 2012-07-19 | 1979-12-10 | 2012-07-19 | Petroleum | Aviation fuel (JP-4; etc.) | Aviation fuel (JP-4; etc.) | Retail | Steel | Steel | Interior lined (not allowed as a standalone method of corrosion protection) |  | ABOVE GROU |  | 1901-01-01 | Catchment Basin | Flow Rest 90% Full | Flow Rest 90% Full | [11 empty] | UST Currently In Use: 0; UST Temp Close: 0; AST Currently In Use: 0; AST Temp Closed: 0 | 0 | 0 | 3 | 20830-093-018347 | MARION COUNTY COMMISSION
48852 | Permanently Closed | 2012-07-19 | 1979-12-10 | 2012-07-19 | Petroleum | Aviation fuel (JP-4; etc.) | Aviation fuel (JP-4; etc.) | Retail | Steel | Steel | Interior lined (not allowed as a standalone method of corrosion protection) |  | Flexible |  | 1901-01-01 | Catchment Basin | Automatic shutoff device At 95% full | Automatic shutoff device At 95% full | [6 empty] | Interstitial Monitoring within Secondary Containment |  | Annual line testing | Annual line testing |  | UST Currently In Use: 0; UST Temp Close: 0; AST Currently In Use: 0; AST Temp Closed: 0 | 0 | 0 | 3 | 20830-093-018347 | MARION COUNTY COMMISSION
48853 | Permanently Closed | 2005-02-01 | 1983-01-01 | 2005-11-11 | Petroleum | Unleaded gasoline | Unleaded gasoline | Retail | Steel | Steel | Coated & cathodic protection (sti-P3) |  | Flexible |  | 1901-01-01 | Catchment Basin | Flow Rest 90% Full | Flow Rest 90% Full | [11 empty] | UST Currently In Use: 0; UST Temp Close: 0; AST Currently In Use: 0; AST Temp Closed: 0 | 0 | 0 | 3 | 20830-093-018347 | MARION COUNTY COMMISSION
48854 | Permanently Closed | 2012-07-18 | 1998-07-05 | 2012-07-18 | Petroleum | Mid-grade gasoline | Mid-grade gasoline | Retail | Steel | Steel | Coated & cathodic protection (sti-P3) |  | Fiberglass reinforced plastic |  |  | Catchment Basin | Automatic shutoff device At 95% full | Automatic shutoff device At 95% full |  |  | Statistical Inventory Reconciliation (SIR) | [8 empty] | UST Currently In Use: 0; UST Temp Close: 0; AST Currently In Use: 0; AST Temp Closed: 0 | 0 | 0 | 6 | 15525-099-003762 | ROBERT A BLACK
48855 | Currently in Use |  | 1999-02-17 |  | Petroleum | Unleaded gasoline | Unleaded gasoline | Retail | Double Wall | Double Wall |  |  | POLYXP150 | APT | 2015-03-25 | Catchment Basin | Flow Rest 90% Full | Flow Rest 90% Full |  |  | Continuous Automatic Tank Gauge |  | Automatic flow restrictor (MLLD) | Automatic flow restrictor (MLLD) | Interstitial Monitoring within Secondary Containment | SENSOR TO ATG | Continuous alarm system | Continuous alarm system |  | UST Currently In Use: 3; UST Temp Close: 0; AST Currently In Use: 0; AST Temp Closed: 0 | 3 | 0 | 0 | 25596-073-018349 | IRF INVESTMENTS GROUP LLP
48856 | Currently in Use |  | 1999-02-17 |  | Petroleum | Premium gasoline | Premium gasoline | Retail | Double Wall | Double Wall |  |  | Double Wall | APT | 2015-03-25 | Catchment Basin | Flow Rest 90% Full | Flow Rest 90% Full |  |  | Continuous Automatic Tank Gauge |  | Containment Sump | Automatic flow restrictor (MLLD) | Interstitial Monitoring within Secondary Containment | SENSOR TO ATG | Continuous alarm system | Continuous alarm system |  | UST Currently In Use: 3; UST Temp Close: 0; AST Currently In Use: 0; AST Temp Closed: 0 | 3 | 0 | 0 | 25596-073-018349 | IRF INVESTMENTS GROUP LLP
48857 | Currently in Use |  | 1999-02-17 |  | Petroleum | On road diesel | On road diesel | Retail | 2R/1.5D | Double Wall |  |  | Flexible | APT | 2015-03-25 | Catchment Basin | Automatic shutoff device At 95% full | Automatic shutoff device At 95% full |  |  | Continuous Automatic Tank Gauge |  | Containment Sump | Automatic flow restrictor (MLLD) | Interstitial Monitoring within Secondary Containment | SENSOR TO ATG | Continuous alarm system | Continuous alarm system |  | UST Currently In Use: 3; UST Temp Close: 0; AST Currently In Use: 0; AST Temp Closed: 0 | 3 | 0 | 0 | 25596-073-018349 | IRF INVESTMENTS GROUP LLP
48858 | Currently in Use |  | 1999-07-22 |  | Petroleum | Unleaded gasoline | Unleaded gasoline | Retail | Fiberglass coated steel | Fiberglass coated steel |  |  | Single Wall |  | 1901-01-01 | Catchment Basin | Automatic shutoff device At 95% full | Automatic shutoff device At 95% full |  |  | Continuous Automatic Tank Gauge |  | Automatic shutoff device (AELLD) | Automatic shutoff device (AELLD) | [5 empty] | UST Currently In Use: 2; UST Temp Close: 0; AST Currently In Use: 0; AST Temp Closed: 0 | 2 | 0 | 0 | 24109-073-011467 | A&D REAL ESTATE INC.
48859 | Currently in Use |  | 1999-07-22 |  | Petroleum | Premium gasoline | Premium gasoline | Retail | Fiberglass coated steel | Fiberglass coated steel |  |  | Single Wall |  | 1901-01-01 | Catchment Basin | Automatic shutoff device At 95% full | Automatic shutoff device At 95% full |  |  | Continuous Automatic Tank Gauge |  | Automatic shutoff device (AELLD) | Automatic shutoff device (AELLD) | [5 empty] | UST Currently In Use: 2; UST Temp Close: 0; AST Currently In Use: 0; AST Temp Closed: 0 | 2 | 0 | 0 | 24109-073-011467 | A&D REAL ESTATE INC.
48860 | Currently in Use |  | 1999-07-30 |  | Petroleum | Unleaded gasoline | Unleaded gasoline | Retail | Steel | Steel | Coated & cathodic protection (sti-P3) |  | Flexible | APT |  | Catchment Basin | Flow Rest 90% Full | Flow Rest 90% Full |  |  | Automatic Tank Gauge |  | Containment Sump | Automatic flow restrictor (MLLD) |  |  | Annual line testing | Annual line testing |  | UST Currently In Use: 3; UST Temp Close: 0; AST Currently In Use: 0; AST Temp Closed: 0 | 3 | 0 | 3 | 16590-117-007081 | VINCENT HODGES DBA C J COUNTRY STORE
48861 | Currently in Use |  | 1999-07-30 |  | Petroleum | Premium gasoline | Premium gasoline | Retail | Steel | Steel | Coated & cathodic protection (sti-P3) |  | POLY-TECH | APT |  | Catchment Basin | Flow Rest 90% Full | Flow Rest 90% Full |  |  | Automatic Tank Gauge |  | Automatic flow restrictor (MLLD) | Automatic flow restrictor (MLLD) |  |  | Annual line testing | Annual line testing |  | UST Currently In Use: 3; UST Temp Close: 0; AST Currently In Use: 0; AST Temp Closed: 0 | 3 | 0 | 3 | 16590-117-007081 | VINCENT HODGES DBA C J COUNTRY STORE
48863 | Currently in Use |  | 1999-07-30 |  | Petroleum | On road diesel | On road diesel | Retail | Steel | Steel | Coated & cathodic protection (sti-P3) |  | POLY-TECH | APT |  | Catchment Basin | Automatic shutoff device At 95% full | Automatic shutoff device At 95% full |  |  | Automatic Tank Gauge |  | Containment Sump | Automatic flow restrictor (MLLD) |  |  | Annual line testing | Annual line testing |  | UST Currently In Use: 3; UST Temp Close: 0; AST Currently In Use: 0; AST Temp Closed: 0 | 3 | 0 | 3 | 16590-117-007081 | VINCENT HODGES DBA C J COUNTRY STORE
48864 | Currently in Use |  | 1998-11-01 |  | Petroleum | Other, OFFROAD | Other | Retail | Steel | Single Wall | Field installed cathodic protection |  | Single Wall |  |  | Catchment Basin | Automatic shutoff device At 95% full | Automatic shutoff device At 95% full |  |  | Statistical Inventory Reconciliation (SIR) | [8 empty] | UST Currently In Use: 5; UST Temp Close: 0; AST Currently In Use: 2; AST Temp Closed: 0 | 5 | 0 | 3 | 10182-121-011231 | ALLEN OIL CO
48865 | Currently in Use |  | 1998-11-01 |  | Petroleum | Kerosene | Kerosene | Retail | Steel | Single Wall | Field installed cathodic protection |  | Fiberglass reinforced plastic |  |  | Catchment Basin | Automatic shutoff device At 95% full | Automatic shutoff device At 95% full |  |  | Statistical Inventory Reconciliation (SIR) | [8 empty] | UST Currently In Use: 5; UST Temp Close: 0; AST Currently In Use: 2; AST Temp Closed: 0 | 5 | 0 | 3 | 10182-121-011231 | ALLEN OIL CO
48866 | Temporary Closed | 2002-09-30 | 1997-11-16 |  | Petroleum | Unleaded gasoline | Unleaded gasoline | Retail | Fiberglass coated steel | Fiberglass coated steel |  |  | Fiberglass reinforced plastic |  | 1901-01-01 | Catchment Basin | Flow Rest 90% Full | Flow Rest 90% Full |  |  | Statistical Inventory Reconciliation (SIR) | [8 empty] | UST Currently In Use: 0; UST Temp Close: 3; AST Currently In Use: 0; AST Temp Closed: 0 | 0 | 3 | 2 | 11098-097-010422 | CLARENCE PARKER
48867 | Temporary Closed | 2002-09-30 | 1997-11-16 |  | Petroleum | Unleaded gasoline | Unleaded gasoline | Retail | Fiberglass coated steel | Fiberglass coated steel |  |  | Fiberglass reinforced plastic |  | 1901-01-01 | Catchment Basin | Flow Rest 90% Full | Flow Rest 90% Full |  |  | Statistical Inventory Reconciliation (SIR) | [8 empty] | UST Currently In Use: 0; UST Temp Close: 3; AST Currently In Use: 0; AST Temp Closed: 0 | 0 | 3 | 2 | 11098-097-010422 | CLARENCE PARKER
48869 | Currently in Use |  | 1999-03-10 |  | Petroleum | Unleaded gasoline | Unleaded gasoline | Retail | Steel | Steel | Field installed cathodic protection |  | Fiberglass reinforced plastic |  |  | Catchment Basin | Flow Rest 90% Full | Flow Rest 90% Full |  |  | Statistical Inventory Reconciliation (SIR) | [8 empty] | UST Currently In Use: 3; UST Temp Close: 0; AST Currently In Use: 0; AST Temp Closed: 0 | 3 | 0 | 1 | 24085-117-009674 | MIJ FUELS LLC
48870 | Temporary Closed | 2015-08-30 | 1997-01-01 |  | Petroleum | Unleaded gasoline | Unleaded gasoline | Retail | Single Wall | Single Wall | Field installed cathodic protection |  | Fiberglass reinforced plastic |  | 1901-01-01 | Catchment Basin | Automatic shutoff device At 95% full | Automatic shutoff device At 95% full |  |  | Statistical Inventory Reconciliation (SIR) | [8 empty] | UST Currently In Use: 0; UST Temp Close: 4; AST Currently In Use: 0; AST Temp Closed: 0 | 0 | 4 | 0 | 13284-059-006859 | H.L. MARTIN DISTRIBUTING CO.
48871 | Currently in Use |  | 1998-02-15 |  | Petroleum | On road diesel | On road diesel | Retail | Double Wall | Double Wall | Coated & cathodic protection (sti-P3) |  | Double Wall |  |  | Catchment Basin | Flow Rest 90% Full | Flow Rest 90% Full |  |  | Continuous Automatic Tank Gauge | Single walled submersible pump containment sump | Containment Sump | Automatic flow restrictor (MLLD) |  |  | Annual line testing | Annual line testing |  | UST Currently In Use: 3; UST Temp Close: 0; AST Currently In Use: 0; AST Temp Closed: 0 | 3 | 0 | 7 | 13529-133-002885 | MOORE PETROLEUM COMPANY, INC.
48872 | Currently in Use |  | 1998-02-15 |  | Petroleum | Unleaded gasoline | Unleaded gasoline | Retail | Steel | Single Wall | Coated & cathodic protection (sti-P3) |  | Double Wall |  |  | Catchment Basin | Flow Rest 90% Full | Flow Rest 90% Full |  |  | Continuous Automatic Tank Gauge | Single walled submersible pump containment sump | Containment Sump | Automatic flow restrictor (MLLD) |  |  | Annual line testing | Annual line testing |  | UST Currently In Use: 3; UST Temp Close: 0; AST Currently In Use: 0; AST Temp Closed: 0 | 3 | 0 | 7 | 13529-133-002885 | MOORE PETROLEUM COMPANY, INC.
48873 | Currently in Use |  | 1998-02-15 |  | Petroleum | Unleaded gasoline | Unleaded gasoline | Retail | Single Wall | Single Wall | Coated & cathodic protection (sti-P3) |  | Double Wall |  |  | Catchment Basin | Automatic shutoff device At 95% full | Automatic shutoff device At 95% full |  |  | Continuous Automatic Tank Gauge | [8 empty] | UST Currently In Use: 3; UST Temp Close: 0; AST Currently In Use: 0; AST Temp Closed: 0 | 3 | 0 | 7 | 13529-133-002885 | MOORE PETROLEUM COMPANY, INC.
48874 | Currently in Use |  | 1998-10-28 |  | Petroleum | Unleaded gasoline | Unleaded gasoline | Retail | Double Wall | Double Wall |  |  | Double Wall |  | 1901-01-01 | Catchment Basin | Automatic shutoff device At 95% full | Automatic shutoff device At 95% full |  |  | Continuous Automatic Tank Gauge | Single walled submersible pump containment sump | Automatic flow restrictor (MLLD) | Automatic flow restrictor (MLLD) |  | MANUAL/VISUAL CHECK | Annual line testing | Annual line testing |  | UST Currently In Use: 3; UST Temp Close: 0; AST Currently In Use: 0; AST Temp Closed: 0 | 3 | 0 | 0 | 20720-043-014138 | ROGER PITTS
48875 | Currently in Use |  | 1998-10-28 |  | Petroleum | Premium gasoline | Premium gasoline | Retail | Double Wall | Double Wall |  |  | Fiberglass reinforced plastic |  | 1901-01-01 | Catchment Basin | Flow Rest 90% Full | Automatic shutoff device At 95% full |  |  | Continuous Automatic Tank Gauge | Single walled submersible pump containment sump | Automatic flow restrictor (MLLD) | Automatic flow restrictor (MLLD) |  | MANUAL/VISUAL CHECK | Annual line testing | Annual line testing |  | UST Currently In Use: 3; UST Temp Close: 0; AST Currently In Use: 0; AST Temp Closed: 0 | 3 | 0 | 0 | 20720-043-014138 | ROGER PITTS
48876 | Currently in Use |  | 1999-08-27 |  | Petroleum | Unleaded gasoline | Unleaded gasoline | Retail | Double Wall | Double Wall | TITAN COAT |  | Flexible | APT | 1901-01-01 | Catchment Basin | Automatic shutoff device At 95% full | Automatic shutoff device At 95% full |  |  | Automatic Tank Gauge |  | Containment Sump | Automatic flow restrictor (MLLD) |  |  | Annual line testing | Annual line testing |  | UST Currently In Use: 2; UST Temp Close: 0; AST Currently In Use: 1; AST Temp Closed: 0 | 2 | 0 | 5 | 23429-055-005648 | MUSA PROPERTIES, LLC
48877 | Currently in Use |  | 1999-08-27 |  | Petroleum | Premium gasoline | Premium gasoline | Retail | Double Wall | Double Wall | Other |  | Double Wall | APT | 1901-01-01 | Catchment Basin | Automatic shutoff device At 95% full | Automatic shutoff device At 95% full |  |  | Automatic Tank Gauge |  | Automatic flow restrictor (MLLD) | Automatic flow restrictor (MLLD) |  |  | Annual line testing | Annual line testing |  | UST Currently In Use: 2; UST Temp Close: 0; AST Currently In Use: 1; AST Temp Closed: 0 | 2 | 0 | 5 | 23429-055-005648 | MUSA PROPERTIES, LLC
48878 | Currently in Use |  | 1999-07-15 |  | Petroleum | Unleaded gasoline | Unleaded gasoline | Retail | Fiberglass coated steel | Fiberglass coated steel |  |  | Double Wall |  | 1901-01-01 | Catchment Basin | Automatic shutoff device At 95% full | Automatic shutoff device At 95% full |  |  | Continuous Automatic Tank Gauge |  | Automatic flow restrictor (MLLD) | Automatic flow restrictor (MLLD) |  |  | Annual line testing | Annual line testing |  | UST Currently In Use: 3; UST Temp Close: 0; AST Currently In Use: 0; AST Temp Closed: 0 | 3 | 0 | 0 | 25627-071-018351 | PEARL & PREM INC
48879 | Currently in Use |  | 1999-07-15 |  | Petroleum | Premium gasoline | Premium gasoline | Retail | Fiberglass coated steel | Fiberglass coated steel |  |  | Flexible |  | 1901-01-01 | Catchment Basin | Automatic shutoff device At 95% full | Automatic shutoff device At 95% full |  |  | Continuous Automatic Tank Gauge |  | Automatic shutoff device (AELLD) | Automatic shutoff device (AELLD) |  |  | Annual line testing | Annual line testing |  | UST Currently In Use: 3; UST Temp Close: 0; AST Currently In Use: 0; AST Temp Closed: 0 | 3 | 0 | 0 | 25627-071-018351 | PEARL & PREM INC
48880 | Currently in Use |  | 1999-07-15 |  | Petroleum | On road diesel | On road diesel | Retail | Fiberglass coated steel | Fiberglass coated steel |  |  | Flexible |  | 1901-01-01 | Catchment Basin | Automatic shutoff device At 95% full | Automatic shutoff device At 95% full |  |  | Continuous Automatic Tank Gauge |  | Automatic shutoff device (AELLD) | Automatic shutoff device (AELLD) |  |  | Annual line testing | Annual line testing |  | UST Currently In Use: 3; UST Temp Close: 0; AST Currently In Use: 0; AST Temp Closed: 0 | 3 | 0 | 0 | 25627-071-018351 | PEARL & PREM INC
48882 | Permanently Closed | 2018-12-01 | 1985-01-01 | 2019-03-03 | Petroleum | Virgin oil | Virgin oil | Local government | Steel | Steel | Field installed cathodic protection |  | Fiberglass reinforced plastic |  |  | Catchment Basin | Flow Rest 90% Full | Flow Rest 90% Full |  |  | Continuous Automatic Tank Gauge | [8 empty] | UST Currently In Use: 0; UST Temp Close: 0; AST Currently In Use: 0; AST Temp Closed: 0 | 0 | 0 | 4 | 10599-097-001663 | BOARD OF SCHOOL COMMISSIONERS
48883 | Permanently Closed | 2013-07-01 | 1999-09-15 | 2013-07-01 | Petroleum | Premium gasoline | Premium gasoline | Retail | Fiberglass coated steel | Fiberglass coated steel |  |  | Flexible |  | 1901-01-01 | Catchment Basin | Flow Rest 90% Full | Flow Rest 90% Full |  |  | Continuous Automatic Tank Gauge |  | Containment Sump | Containment Sump | Interstitial Monitoring within Secondary Containment |  | Continuous alarm system | Annual line testing |  | UST Currently In Use: 0; UST Temp Close: 0; AST Currently In Use: 0; AST Temp Closed: 0 | 0 | 0 | 3 | 23066-031-018352 | SUNRISE REAL ESTATE PROPERTY
48884 | Permanently Closed | 2013-07-01 | 1999-09-15 | 2013-07-01 | Petroleum | Unleaded gasoline | Unleaded gasoline | Retail | Fiberglass coated steel | Fiberglass coated steel |  |  | Flexible |  | 1901-01-01 | Catchment Basin | Flow Rest 90% Full | Flow Rest 90% Full |  |  | Continuous Automatic Tank Gauge |  | Containment Sump | Containment Sump | Interstitial Monitoring within Secondary Containment |  | Annual line testing | Annual line testing |  | UST Currently In Use: 0; UST Temp Close: 0; AST Currently In Use: 0; AST Temp Closed: 0 | 0 | 0 | 3 | 23066-031-018352 | SUNRISE REAL ESTATE PROPERTY
48885 | Permanently Closed | 2013-07-01 | 1999-09-15 | 2013-07-01 | Petroleum | Other, WASTE OIL | Other | Retail | Fiberglass coated steel | Fiberglass coated steel |  |  | Other |  | 1901-01-01 | Catchment Basin | Other | Other | [11 empty] | UST Currently In Use: 0; UST Temp Close: 0; AST Currently In Use: 0; AST Temp Closed: 0 | 0 | 0 | 3 | 23066-031-018352 | SUNRISE REAL ESTATE PROPERTY
48886 | Currently in Use | 2022-01-27 | 1999-01-30 |  | Petroleum | Premium gasoline | Premium gasoline | Retail | Fiberglass reinforced plastic | Fiberglass reinforced plastic |  |  | Double Wall |  | 1901-01-01 | Catchment Basin | Automatic shutoff device At 95% full | Automatic shutoff device At 95% full |  |  | Continuous Automatic Tank Gauge | Single walled submersible pump containment sump | Automatic flow restrictor (MLLD) | Automatic flow restrictor (MLLD) |  |  | Annual line testing | Annual line testing |  | UST Currently In Use: 2; UST Temp Close: 0; AST Currently In Use: 0; AST Temp Closed: 0 | 2 | 0 | 4 | 22060-127-014061 | RUBY INVESTMENTS LLC
48887 | Currently in Use |  | 1999-01-30 |  | Petroleum | Unleaded gasoline | Unleaded gasoline | Retail | Single Wall | Fiberglass reinforced plastic |  |  | Double Wall |  | 1901-01-01 | Catchment Basin | Automatic shutoff device At 95% full | Automatic shutoff device At 95% full |  |  | Continuous Automatic Tank Gauge | Single walled submersible pump containment sump | Automatic flow restrictor (MLLD) | Automatic flow restrictor (MLLD) |  |  | Annual line testing | Annual line testing |  | UST Currently In Use: 2; UST Temp Close: 0; AST Currently In Use: 0; AST Temp Closed: 0 | 2 | 0 | 4 | 22060-127-014061 | RUBY INVESTMENTS LLC
48888 | Currently in Use |  | 1998-02-28 |  | Petroleum | Unleaded gasoline | Unleaded gasoline | Retail | Steel | Single Wall | Field installed cathodic protection |  | Double Wall |  | 2012-12-06 | Catchment Basin | Automatic shutoff device At 95% full | Automatic shutoff device At 95% full |  |  | Continuous Automatic Tank Gauge | Single walled submersible pump containment sump | Automatic flow restrictor (MLLD) | Automatic flow restrictor (MLLD) | Interstitial Monitoring within Secondary Containment | MANUAL/VISUAL CHECK | INT REQ | Other |  | UST Currently In Use: 2; UST Temp Close: 0; AST Currently In Use: 0; AST Temp Closed: 0 | 2 | 0 | 3 | 25878-093-005892 | NPN LLC
48889 | Temporary Closed | 2020-12-30 | 1995-01-01 |  | Petroleum | Kerosene | Kerosene | Retail | Steel | Steel | Coated & cathodic protection (sti-P3) |  | Fiberglass reinforced plastic |  |  | Catchment Basin | Automatic shutoff device At 95% full | Automatic shutoff device At 95% full |  |  | Automatic Tank Gauge | [8 empty] | UST Currently In Use: 4; UST Temp Close: 1; AST Currently In Use: 0; AST Temp Closed: 0 | 4 | 1 | 0 | 24950-101-006837 | MOUNTAIN EXPRESS OIL CO. S.E.
48890 | Currently in Use |  | 1999-08-01 |  | Petroleum | Unleaded gasoline | Unleaded gasoline | Retail | 12R-8P | Fiberglass reinforced plastic |  |  | Double Wall | SA&TCI | 1998-01-01 | Catchment Basin | Flow Rest 90% Full | Flow Rest 90% Full |  |  | Continuous Automatic Tank Gauge |  | Automatic shutoff device (AELLD) | Automatic shutoff device (AELLD) |  |  | Statistical inventory reconciliation (SIR) | Automatic electronic line leak detector (AELLD) |  | UST Currently In Use: 3; UST Temp Close: 0; AST Currently In Use: 0; AST Temp Closed: 0 | 3 | 0 | 0 | 11576-073-018354 | DUTCH OIL COMPANY
48891 | Currently in Use |  | 1999-08-01 |  | Petroleum | On road diesel | On road diesel | Retail | Fiberglass reinforced plastic | Fiberglass reinforced plastic |  |  | Double Wall | SA&TCI | 1998-01-01 | Catchment Basin | Flow Rest 90% Full | Automatic shutoff device At 95% full |  |  | Continuous Automatic Tank Gauge |  | Containment Sump | Automatic shutoff device (AELLD) |  |  | Automatic electronic line leak detector (AELLD) | Automatic electronic line leak detector (AELLD) |  | UST Currently In Use: 3; UST Temp Close: 0; AST Currently In Use: 0; AST Temp Closed: 0 | 3 | 0 | 0 | 11576-073-018354 | DUTCH OIL COMPANY
48892 | Currently in Use |  | 1999-08-01 |  | Petroleum | On road diesel | On road diesel | Retail | Fiberglass reinforced plastic | Fiberglass reinforced plastic |  |  | GOOGTYPE | SA&TCI | 1998-01-01 | Catchment Basin | Flow Rest 90% Full | Flow Rest 90% Full |  |  | Statistical Inventory Reconciliation (SIR) |  | Automatic shutoff device (AELLD) | Automatic shutoff device (AELLD) |  |  | Statistical inventory reconciliation (SIR) | Automatic electronic line leak detector (AELLD) |  | UST Currently In Use: 3; UST Temp Close: 0; AST Currently In Use: 0; AST Temp Closed: 0 | 3 | 0 | 0 | 11576-073-018354 | DUTCH OIL COMPANY
48893 | Currently in Use |  | 1998-08-10 |  | Petroleum | Unleaded gasoline | Unleaded gasoline | Retail | Double Wall | Double Wall |  |  | Double Wall |  | 1998-10-08 | Catchment Basin | Automatic shutoff device At 95% full | Automatic shutoff device At 95% full |  |  | Continuous Automatic Tank Gauge |  | Automatic shutoff device (AELLD) | Automatic shutoff device (AELLD) |  |  | Automatic electronic line leak detector (AELLD) | Automatic electronic line leak detector (AELLD) |  | UST Currently In Use: 2; UST Temp Close: 0; AST Currently In Use: 0; AST Temp Closed: 0 | 2 | 0 | 0 | 13526-073-018355 | MOORE OIL COMPANY, INC.
48894 | Currently in Use |  | 1998-08-10 |  | Petroleum | Premium gasoline | Premium gasoline | Retail | Fiberglass reinforced plastic | Double Wall |  |  | Double Wall |  | 1998-10-08 | Catchment Basin | Automatic shutoff device At 95% full | Automatic shutoff device At 95% full |  |  | Continuous Automatic Tank Gauge |  | Automatic shutoff device (AELLD) | Automatic shutoff device (AELLD) |  |  | Automatic electronic line leak detector (AELLD) | Automatic electronic line leak detector (AELLD) |  | UST Currently In Use: 2; UST Temp Close: 0; AST Currently In Use: 0; AST Temp Closed: 0 | 2 | 0 | 0 | 13526-073-018355 | MOORE OIL COMPANY, INC.
48896 | Currently in Use |  | 1999-03-01 |  | Petroleum | Unleaded gasoline | Unleaded gasoline | Local government | Fiberglass reinforced plastic | Fiberglass reinforced plastic |  |  | Fiberglass reinforced plastic |  | 1901-01-01 | Catchment Basin | Automatic shutoff device At 95% full | Audible high level alarm At 90% full |  |  | Continuous Automatic Tank Gauge | [8 empty] | UST Currently In Use: 1; UST Temp Close: 0; AST Currently In Use: 0; AST Temp Closed: 0 | 1 | 0 | 0 | 10954-021-018356 | CHILTON COUNTY COMMISSION
48897 | Currently in Use |  | 1998-10-10 |  | Petroleum | Unleaded gasoline | Unleaded gasoline | Retail | Double Wall | Double Wall |  |  | Fiberglass reinforced plastic |  | 1901-01-01 | Catchment Basin | Automatic shutoff device At 95% full | Automatic shutoff device At 95% full |  | SENSOR TO ATG | Continuous Automatic Tank Gauge |  | Automatic shutoff device (AELLD) | Automatic shutoff device (AELLD) | [5 empty] | UST Currently In Use: 2; UST Temp Close: 0; AST Currently In Use: 0; AST Temp Closed: 0 | 2 | 0 | 0 | 23679-073-018357 | BOCA PROPERTIES LLC
48898 | Currently in Use |  | 1998-10-10 |  | Petroleum | Premium gasoline | Premium gasoline | Retail | Double Wall | Double Wall |  |  | Double Wall |  | 1901-01-01 | Catchment Basin | Automatic shutoff device At 95% full | Automatic shutoff device At 95% full |  | SENSOR TO ATG | Continuous Automatic Tank Gauge |  | Automatic shutoff device (AELLD) | Automatic shutoff device (AELLD) | [5 empty] | UST Currently In Use: 2; UST Temp Close: 0; AST Currently In Use: 0; AST Temp Closed: 0 | 2 | 0 | 0 | 23679-073-018357 | BOCA PROPERTIES LLC
48899 | Currently in Use |  | 1998-10-01 |  | Petroleum | Unleaded gasoline | Unleaded gasoline | Retail | Fiberglass reinforced plastic | Fiberglass reinforced plastic |  |  | Flexible |  | 1901-01-01 | Catchment Basin | Automatic shutoff device At 95% full | Automatic shutoff device At 95% full |  |  | Continuous Automatic Tank Gauge |  | Automatic flow restrictor (MLLD) | Automatic flow restrictor (MLLD) |  |  | Annual line testing | Annual line testing |  | UST Currently In Use: 2; UST Temp Close: 0; AST Currently In Use: 0; AST Temp Closed: 0 | 2 | 0 | 0 | 13929-003-018359 | PRINCE OIL COMPANY, INC.
48900 | Currently in Use |  | 1998-10-01 |  | Petroleum | Mid-grade gasoline | Mid-grade gasoline | Retail | Fiberglass reinforced plastic | Fiberglass reinforced plastic |  |  | Flexible |  | 1901-01-01 | Catchment Basin | Automatic shutoff device At 95% full | Automatic shutoff device At 95% full |  |  | Continuous Automatic Tank Gauge |  | Automatic flow restrictor (MLLD) | Automatic flow restrictor (MLLD) |  |  | Annual line testing | Annual line testing |  | UST Currently In Use: 2; UST Temp Close: 0; AST Currently In Use: 0; AST Temp Closed: 0 | 2 | 0 | 0 | 13929-003-018359 | PRINCE OIL COMPANY, INC.
48901 | Currently in Use |  | 1999-03-15 |  | Petroleum | Unleaded gasoline | Unleaded gasoline | Retail | Fiberglass reinforced plastic | Fiberglass reinforced plastic |  |  | Flexible |  | 1901-01-01 | Catchment Basin | Automatic shutoff device At 95% full | Automatic shutoff device At 95% full |  |  | Continuous Automatic Tank Gauge |  | Automatic shutoff device (AELLD) | Automatic shutoff device (AELLD) | [5 empty] | UST Currently In Use: 4; UST Temp Close: 0; AST Currently In Use: 0; AST Temp Closed: 0 | 4 | 0 | 0 | 25054-097-018360 | RAJSHVI, INC.
48902 | Currently in Use |  | 1999-03-15 |  | Petroleum | Premium gasoline | Premium gasoline | Retail | Single Wall | Fiberglass reinforced plastic |  |  | Flexible |  | 1901-01-01 | Catchment Basin | Automatic shutoff device At 95% full | Automatic shutoff device At 95% full |  |  | Continuous Automatic Tank Gauge |  | Automatic shutoff device (AELLD) | Automatic shutoff device (AELLD) | [5 empty] | UST Currently In Use: 4; UST Temp Close: 0; AST Currently In Use: 0; AST Temp Closed: 0 | 4 | 0 | 0 | 25054-097-018360 | RAJSHVI, INC.
48903 | Currently in Use |  | 1999-03-15 |  | Petroleum | On road diesel | On road diesel | Retail | Fiberglass reinforced plastic | Fiberglass reinforced plastic |  |  | Fiberglass reinforced plastic |  | 2014-06-03 | Catchment Basin | Automatic shutoff device At 95% full | Automatic shutoff device At 95% full |  |  | Continuous Automatic Tank Gauge |  | Automatic shutoff device (AELLD) | Automatic shutoff device (AELLD) | Interstitial Monitoring within Secondary Containment | MANUAL/VISUAL CHECK |  |  |  | UST Currently In Use: 4; UST Temp Close: 0; AST Currently In Use: 0; AST Temp Closed: 0 | 4 | 0 | 0 | 25054-097-018360 | RAJSHVI, INC.
48904 | Currently in Use |  | 1999-03-15 |  | Petroleum | On road diesel | On road diesel | Retail | Single Wall | Fiberglass reinforced plastic |  |  | Fiberglass reinforced plastic |  | 2014-06-03 | Catchment Basin | Automatic shutoff device At 95% full | Automatic shutoff device At 95% full |  |  | Continuous Automatic Tank Gauge |  | Containment Sump | Automatic shutoff device (AELLD) | Interstitial Monitoring within Secondary Containment | MANUAL/VISUAL CHECK |  |  |  | UST Currently In Use: 4; UST Temp Close: 0; AST Currently In Use: 0; AST Temp Closed: 0 | 4 | 0 | 0 | 25054-097-018360 | RAJSHVI, INC.
48905 | Currently in Use |  | 1999-10-20 |  | Petroleum | Unleaded gasoline | Unleaded gasoline | Retail | Single Wall | Fiberglass reinforced plastic |  |  | Fiberglass reinforced plastic |  | 1901-01-01 | Catchment Basin | Automatic shutoff device At 95% full | Automatic shutoff device At 95% full |  |  | Continuous Automatic Tank Gauge |  | Automatic shutoff device (AELLD) | Automatic shutoff device (AELLD) |  |  | Automatic electronic line leak detector (AELLD) | Automatic electronic line leak detector (AELLD) |  | UST Currently In Use: 3; UST Temp Close: 0; AST Currently In Use: 0; AST Temp Closed: 0 | 3 | 0 | 3 | 13526-073-017389 | MOORE OIL COMPANY, INC.
48906 | Currently in Use |  | 1999-10-20 |  | Petroleum | Premium gasoline | Premium gasoline | Retail | Fiberglass reinforced plastic | Fiberglass reinforced plastic |  |  | Fiberglass reinforced plastic |  | 1901-01-01 | Catchment Basin | Automatic shutoff device At 95% full | Automatic shutoff device At 95% full |  |  | Continuous Automatic Tank Gauge |  | Automatic shutoff device (AELLD) | Automatic shutoff device (AELLD) |  |  | Automatic electronic line leak detector (AELLD) | Automatic electronic line leak detector (AELLD) |  | UST Currently In Use: 3; UST Temp Close: 0; AST Currently In Use: 0; AST Temp Closed: 0 | 3 | 0 | 3 | 13526-073-017389 | MOORE OIL COMPANY, INC.
48908 | Currently in Use |  | 1999-07-10 |  | Petroleum | Unleaded gasoline | Unleaded gasoline | Retail | Fiberglass coated steel | Fiberglass coated steel |  |  | Fiberglass reinforced plastic |  | 1901-01-01 | Catchment Basin | Automatic shutoff device At 95% full | Automatic shutoff device At 95% full |  |  | Continuous Automatic Tank Gauge |  | Containment Sump | Automatic flow restrictor (MLLD) |  |  | Annual line testing | Annual line testing |  | UST Currently In Use: 3; UST Temp Close: 0; AST Currently In Use: 0; AST Temp Closed: 0 | 3 | 0 | 0 | 20855-097-018361 | BUDGET ZONE OF MOBILE, INC.
48909 | Currently in Use |  | 1999-07-10 |  | Petroleum | Unleaded gasoline | Unleaded gasoline | Retail | Fiberglass coated steel | Fiberglass coated steel |  |  | Fiberglass reinforced plastic |  | 1901-01-01 | Catchment Basin | Flow Rest 90% Full | Automatic shutoff device At 95% full |  |  | Continuous Automatic Tank Gauge |  | Automatic flow restrictor (MLLD) | Automatic flow restrictor (MLLD) |  |  | Annual line testing | Annual line testing |  | UST Currently In Use: 3; UST Temp Close: 0; AST Currently In Use: 0; AST Temp Closed: 0 | 3 | 0 | 0 | 20855-097-018361 | BUDGET ZONE OF MOBILE, INC.
48910 | Currently in Use |  | 1999-07-10 |  | Petroleum | Premium gasoline | Premium gasoline | Retail | Fiberglass coated steel | Fiberglass coated steel |  |  | Fiberglass reinforced plastic |  | 1901-01-01 | Catchment Basin | Automatic shutoff device At 95% full | Automatic shutoff device At 95% full |  |  | Continuous Automatic Tank Gauge |  | Automatic flow restrictor (MLLD) | Automatic flow restrictor (MLLD) |  |  | Annual line testing | Annual line testing |  | UST Currently In Use: 3; UST Temp Close: 0; AST Currently In Use: 0; AST Temp Closed: 0 | 3 | 0 | 0 | 20855-097-018361 | BUDGET ZONE OF MOBILE, INC.
48911 | Currently in Use |  | 1997-10-15 |  | Petroleum | Mid-grade gasoline | Mid-grade gasoline | Retail | Fiberglass coated steel | Fiberglass coated steel | Other |  | Flexible |  | 1901-01-01 | Catchment Basin | Automatic shutoff device At 95% full | Automatic shutoff device At 95% full |  |  | Automatic Tank Gauge |  | Automatic flow restrictor (MLLD) | Automatic flow restrictor (MLLD) | Interstitial Monitoring within Secondary Containment | SENSOR TO ATG | Continuous alarm system | Continuous alarm system |  | UST Currently In Use: 1; UST Temp Close: 0; AST Currently In Use: 2; AST Temp Closed: 0 | 1 | 0 | 7 | 21794-123-014135 | HARBOR POINT MARINA
48912 | Temporary Closed | 2010-06-01 | 1988-10-15 |  | Petroleum | Unleaded gasoline | Unleaded gasoline | Retail | Single Wall | Single Wall | Coated & cathodic protection (sti-P3) |  | Single Wall |  |  | Catchment Basin | Automatic shutoff device At 95% full | Automatic shutoff device At 95% full |  |  | Statistical Inventory Reconciliation (SIR) |  | Automatic shutoff device (AELLD) | Automatic flow restrictor (MLLD) |  |  | Statistical inventory reconciliation (SIR) | Annual line testing |  | UST Currently In Use: 0; UST Temp Close: 3; AST Currently In Use: 0; AST Temp Closed: 0 | 0 | 3 | 0 | 23498-073-018358 | SHABANA ALI
48913 | Temporary Closed | 2010-06-01 | 1988-10-15 |  | Petroleum | On road diesel | On road diesel | Retail | Steel | Single Wall | Coated & cathodic protection (sti-P3) |  | Fiberglass reinforced plastic |  |  | Catchment Basin | Automatic shutoff device At 95% full | Automatic shutoff device At 95% full |  |  | Statistical Inventory Reconciliation (SIR) |  | Automatic shutoff device (AELLD) | Automatic flow restrictor (MLLD) |  |  | Annual line testing | Annual line testing |  | UST Currently In Use: 0; UST Temp Close: 3; AST Currently In Use: 0; AST Temp Closed: 0 | 0 | 3 | 0 | 23498-073-018358 | SHABANA ALI
48914 | Temporary Closed | 2010-06-01 | 1988-10-15 |  | Petroleum | Premium gasoline | Premium gasoline | Retail | Single Wall | Single Wall | Coated & cathodic protection (sti-P3) |  | Single Wall |  |  | Catchment Basin | Automatic shutoff device At 95% full | Automatic shutoff device At 95% full |  |  | Statistical Inventory Reconciliation (SIR) |  | Automatic shutoff device (AELLD) | Automatic flow restrictor (MLLD) |  |  | Annual line testing | Annual line testing |  | UST Currently In Use: 0; UST Temp Close: 3; AST Currently In Use: 0; AST Temp Closed: 0 | 0 | 3 | 0 | 23498-073-018358 | SHABANA ALI
48915 | Permanently Closed | 2021-08-19 | 1998-06-04 | 2021-10-01 | Petroleum | Unleaded gasoline | Unleaded gasoline | Retail | Double Wall | Double Wall |  |  | Double Wall |  | 1901-01-01 | Catchment Basin | Automatic shutoff device At 95% full | Automatic shutoff device At 95% full |  |  | Continuous Automatic Tank Gauge |  | Automatic flow restrictor (MLLD) | Automatic flow restrictor (MLLD) |  |  | Annual line testing | Annual line testing |  | UST Currently In Use: 0; UST Temp Close: 0; AST Currently In Use: 0; AST Temp Closed: 0 | 0 | 0 | 4 | 24428-083-007403 | SS RAJ LLC
48916 | Currently in Use |  | 1999-10-11 |  | Petroleum | Unleaded gasoline | Unleaded gasoline | Retail | Single Wall | Single Wall | Coated & cathodic protection (sti-P3) |  | Double Wall | ENVIRON |  | Catchment Basin | Automatic shutoff device At 95% full | Automatic shutoff device At 95% full |  |  | Continuous Automatic Tank Gauge |  | Containment Sump | Automatic shutoff device (AELLD) | [5 empty] | UST Currently In Use: 2; UST Temp Close: 0; AST Currently In Use: 0; AST Temp Closed: 0 | 2 | 0 | 0 | 15420-089-018365 | MAPCO EXPRESS, INC.
48917 | Currently in Use |  | 1999-10-11 |  | Petroleum | Premium gasoline | Premium gasoline | Retail | Single Wall | Single Wall | Coated & cathodic protection (sti-P3) |  | Flexible | ENVIRON |  | Catchment Basin | Automatic shutoff device At 95% full | Automatic shutoff device At 95% full |  |  | Continuous Automatic Tank Gauge |  | Containment Sump | Automatic shutoff device (AELLD) | [5 empty] | UST Currently In Use: 2; UST Temp Close: 0; AST Currently In Use: 0; AST Temp Closed: 0 | 2 | 0 | 0 | 15420-089-018365 | MAPCO EXPRESS, INC.
48918 | Temporary Closed | 2007-05-24 | 1999-04-01 |  | Petroleum | Unleaded gasoline | Unleaded gasoline | Retail | Double Wall | Double Wall |  |  | Flexible |  | 1901-01-01 | Catchment Basin | Automatic shutoff device At 95% full | Automatic shutoff device At 95% full | Interstitial Monitoring within Secondary Containment | MANUAL/VISUAL CHECK | [9 empty] | UST Currently In Use: 0; UST Temp Close: 1; AST Currently In Use: 0; AST Temp Closed: 0 | 0 | 1 | 2 | 12300-043-013406 | HAYS AND SON OIL COMPANY, INC.
48919 | Permanently Closed | 2012-03-14 | 1990-12-16 | 2012-03-14 | Petroleum | On road diesel | On road diesel | Retail | Steel | Single Wall | Coated & cathodic protection (sti-P3) |  | Fiberglass reinforced plastic |  |  | Catchment Basin | Flow Rest 90% Full | Flow Rest 90% Full |  |  | Statistical Inventory Reconciliation (SIR) |  | Containment Sump | Containment Sump |  |  | Statistical inventory reconciliation (SIR) | Statistical inventory reconciliation (SIR) |  | UST Currently In Use: 0; UST Temp Close: 0; AST Currently In Use: 3; AST Temp Closed: 0 | 0 | 0 | 8 | 14748-015-000467 | SUPER VALUE STORES INC
48920 | Permanently Closed | 2012-03-14 | 1990-12-16 | 2012-03-14 | Petroleum | Unleaded gasoline | Unleaded gasoline | Retail | Single Wall | Single Wall | Field installed cathodic protection |  | Fiberglass reinforced plastic |  |  | Catchment Basin | Flow Rest 90% Full | Flow Rest 90% Full |  |  | Statistical Inventory Reconciliation (SIR) |  | Containment Sump | Containment Sump |  |  | Statistical inventory reconciliation (SIR) | Statistical inventory reconciliation (SIR) |  | UST Currently In Use: 0; UST Temp Close: 0; AST Currently In Use: 3; AST Temp Closed: 0 | 0 | 0 | 8 | 14748-015-000467 | SUPER VALUE STORES INC
48921 | Currently in Use |  | 1998-06-15 |  | Petroleum | On road diesel | On road diesel | Local government | Fiberglass reinforced plastic | Fiberglass reinforced plastic |  |  | Fiberglass reinforced plastic |  | 1901-01-01 | Catchment Basin | Flow Rest 90% Full | Flow Rest 90% Full |  |  | Automatic Tank Gauge |  | Automatic shutoff device (AELLD) | Automatic shutoff device (AELLD) | [5 empty] | UST Currently In Use: 1; UST Temp Close: 0; AST Currently In Use: 0; AST Temp Closed: 0 | 1 | 0 | 0 | 11345-047-018366 | DALLAS COUNTY BOARD OF EDUCATION
48922 | Currently in Use |  | 1998-07-02 |  | Petroleum | On road diesel | On road diesel | Local government | Fiberglass coated steel | Fiberglass coated steel |  |  | Fiberglass reinforced plastic |  | 1901-01-01 | Catchment Basin | Automatic shutoff device At 95% full | Automatic shutoff device At 95% full |  |  | Automatic Tank Gauge |  | Automatic shutoff device (AELLD) | Automatic shutoff device (AELLD) | [5 empty] | UST Currently In Use: 1; UST Temp Close: 0; AST Currently In Use: 0; AST Temp Closed: 0 | 1 | 0 | 0 | 11345-047-018367 | DALLAS COUNTY BOARD OF EDUCATION
48923 | Currently in Use |  | 1998-01-01 |  | Petroleum | On road diesel | On road diesel | Local government | Fiberglass coated steel | Fiberglass coated steel |  |  | Fiberglass reinforced plastic |  | 1901-01-01 | Catchment Basin | Flow Rest 90% Full | Flow Rest 90% Full |  |  | Automatic Tank Gauge |  | Automatic shutoff device (AELLD) | Automatic shutoff device (AELLD) | [5 empty] | UST Currently In Use: 1; UST Temp Close: 0; AST Currently In Use: 0; AST Temp Closed: 0 | 1 | 0 | 0 | 11345-047-018368 | DALLAS COUNTY BOARD OF EDUCATION
48924 | Currently in Use |  | 1998-04-22 |  | Petroleum | On road diesel | On road diesel | Local government | Fiberglass coated steel | Fiberglass coated steel |  |  | Fiberglass reinforced plastic |  | 1901-01-01 | Catchment Basin | Automatic shutoff device At 95% full | Automatic shutoff device At 95% full |  |  | Automatic Tank Gauge |  | Automatic shutoff device (AELLD) | Automatic shutoff device (AELLD) | [5 empty] | UST Currently In Use: 1; UST Temp Close: 0; AST Currently In Use: 0; AST Temp Closed: 0 | 1 | 0 | 0 | 11345-047-018369 | DALLAS COUNTY BOARD OF EDUCATION
48925 | Currently in Use |  | 1998-05-01 |  | Petroleum | Unleaded gasoline | Unleaded gasoline | Local government | Fiberglass coated steel | Fiberglass coated steel |  |  | Fiberglass reinforced plastic |  | 1901-01-01 | Catchment Basin | Flow Rest 90% Full | Flow Rest 90% Full |  |  | Automatic Tank Gauge |  | Automatic shutoff device (AELLD) | Automatic shutoff device (AELLD) | [5 empty] | UST Currently In Use: 1; UST Temp Close: 0; AST Currently In Use: 0; AST Temp Closed: 0 | 1 | 0 | 2 | 11345-047-008462 | DALLAS COUNTY BOARD OF EDUCATION
48926 | Currently in Use |  | 1999-06-01 |  | Petroleum | Unleaded gasoline | Unleaded gasoline | Retail | Fiberglass coated steel | Fiberglass coated steel |  |  | Flexible |  | 1901-01-01 | Catchment Basin | Flow Rest 90% Full | Flow Rest 90% Full |  |  | Continuous Automatic Tank Gauge |  | Automatic shutoff device (AELLD) | Automatic shutoff device (AELLD) | [5 empty] | UST Currently In Use: 3; UST Temp Close: 1; AST Currently In Use: 0; AST Temp Closed: 0 | 3 | 1 | 2 | 17773-089-005601 | THANH NGUYEN
48927 | Currently in Use |  | 1999-06-01 |  | Petroleum | Premium gasoline | Premium gasoline | Retail | Single Wall | Fiberglass coated steel |  |  | Double Wall |  | 1901-01-01 | Catchment Basin | Flow Rest 90% Full | Flow Rest 90% Full |  |  | Continuous Automatic Tank Gauge |  | Containment Sump | Automatic shutoff device (AELLD) | [5 empty] | UST Currently In Use: 3; UST Temp Close: 1; AST Currently In Use: 0; AST Temp Closed: 0 | 3 | 1 | 2 | 17773-089-005601 | THANH NGUYEN
48928 | Currently in Use |  | 1999-06-01 |  | Petroleum | On road diesel | On road diesel | Retail | Fiberglass coated steel | Fiberglass coated steel |  |  | Double Wall |  | 1901-01-01 | Catchment Basin | Flow Rest 90% Full | Flow Rest 90% Full |  |  | Continuous Automatic Tank Gauge |  | Containment Sump | Automatic shutoff device (AELLD) | [5 empty] | UST Currently In Use: 3; UST Temp Close: 1; AST Currently In Use: 0; AST Temp Closed: 0 | 3 | 1 | 2 | 17773-089-005601 | THANH NGUYEN
48929 | Temporary Closed | 2021-03-05 | 1999-06-01 |  | Petroleum | On road diesel | On road diesel | Retail | Single Wall | Fiberglass coated steel |  |  | Double Wall |  | 1901-01-01 | Catchment Basin | Flow Rest 90% Full | Flow Rest 90% Full |  |  | Continuous Automatic Tank Gauge |  | Automatic shutoff device (AELLD) | Automatic shutoff device (AELLD) | [5 empty] | UST Currently In Use: 3; UST Temp Close: 1; AST Currently In Use: 0; AST Temp Closed: 0 | 3 | 1 | 2 | 17773-089-005601 | THANH NGUYEN
48930 | Currently in Use |  | 1999-08-01 |  | Petroleum | Unleaded gasoline | Unleaded gasoline | Retail | Fiberglass reinforced plastic | Fiberglass reinforced plastic |  |  | Flexible |  | 1901-01-01 | Catchment Basin | Flow Rest 90% Full | Flow Rest 90% Full |  |  | Continuous Automatic Tank Gauge |  | Automatic shutoff device (AELLD) | Automatic shutoff device (AELLD) | [5 empty] | UST Currently In Use: 4; UST Temp Close: 0; AST Currently In Use: 0; AST Temp Closed: 0 | 4 | 0 | 0 | 25265-095-018370 | LGWS/CROSS AMERICA PARTNERS
48931 | Currently in Use |  | 1999-08-01 |  | Petroleum | Premium gasoline | Premium gasoline | Retail | Single Wall | Fiberglass reinforced plastic |  |  | Flexible |  | 1901-01-01 | Catchment Basin | Flow Rest 90% Full | Flow Rest 90% Full |  |  | Continuous Automatic Tank Gauge |  | Containment Sump | Automatic shutoff device (AELLD) | [5 empty] | UST Currently In Use: 4; UST Temp Close: 0; AST Currently In Use: 0; AST Temp Closed: 0 | 4 | 0 | 0 | 25265-095-018370 | LGWS/CROSS AMERICA PARTNERS
48932 | Currently in Use |  | 1999-08-01 |  | Petroleum | On road diesel | On road diesel | Retail | Fiberglass reinforced plastic | Fiberglass reinforced plastic |  |  | Double Wall |  | 1901-01-01 | Catchment Basin | Flow Rest 90% Full | Flow Rest 90% Full |  |  | Continuous Automatic Tank Gauge |  | Containment Sump | Automatic shutoff device (AELLD) | [5 empty] | UST Currently In Use: 4; UST Temp Close: 0; AST Currently In Use: 0; AST Temp Closed: 0 | 4 | 0 | 0 | 25265-095-018370 | LGWS/CROSS AMERICA PARTNERS
48933 | Currently in Use |  | 1999-08-01 |  | Petroleum | Off road diesel | Off road diesel | Retail | Fiberglass reinforced plastic | Fiberglass reinforced plastic |  |  | Double Wall |  | 1901-01-01 | Catchment Basin | Flow Rest 90% Full | Flow Rest 90% Full |  |  | Continuous Automatic Tank Gauge | [8 empty] | UST Currently In Use: 4; UST Temp Close: 0; AST Currently In Use: 0; AST Temp Closed: 0 | 4 | 0 | 0 | 25265-095-018370 | LGWS/CROSS AMERICA PARTNERS
48934 | Currently in Use |  | 1999-06-15 |  | Petroleum | Unleaded gasoline | Unleaded gasoline | Retail | Fiberglass coated steel | Fiberglass coated steel |  |  | Flexible | ENVIRON | 1901-01-01 | Catchment Basin | Flow Rest 90% Full | Flow Rest 90% Full |  |  | Continuous Automatic Tank Gauge |  | Containment Sump | Automatic flow restrictor (MLLD) |  |  | Annual line testing | Annual line testing |  | UST Currently In Use: 2; UST Temp Close: 0; AST Currently In Use: 0; AST Temp Closed: 0 | 2 | 0 | 0 | 22836-071-001527 | M & R UNITED, INC.
48935 | Currently in Use |  | 1999-06-15 |  | Petroleum | On road diesel | On road diesel | Retail | Fiberglass coated steel | Fiberglass coated steel |  |  | Double Wall | ENVIRON | 1901-01-01 | Catchment Basin | Flow Rest 90% Full | Flow Rest 90% Full |  |  | Continuous Automatic Tank Gauge |  | Containment Sump | Automatic flow restrictor (MLLD) |  |  | DIESEL | Annual line testing |  | UST Currently In Use: 2; UST Temp Close: 0; AST Currently In Use: 0; AST Temp Closed: 0 | 2 | 0 | 0 | 22836-071-001527 | M & R UNITED, INC.
48936 |  | 2004-10-01 | 1999-01-11 |  | Petroleum | Unleaded gasoline | Unleaded gasoline | Retail | Fiberglass coated steel | Fiberglass coated steel |  |  | Fiberglass reinforced plastic |  | 1901-01-01 | Catchment Basin | Automatic shutoff device At 95% full | Automatic shutoff device At 95% full |  |  | Statistical Inventory Reconciliation (SIR) | [8 empty] | UST Currently In Use: 0; UST Temp Close: 0; AST Currently In Use: 0; AST Temp Closed: 0 | 0 | 0 | 0 | 21642-127-018371 | NEAL SELF
48937 | Currently in Use |  | 1999-01-01 |  | Petroleum | Unleaded gasoline | Unleaded gasoline | Retail | Fiberglass coated steel | Fiberglass coated steel | Other |  | Flexible |  | 1901-01-01 | Catchment Basin | Flow Rest 90% Full | Flow Rest 90% Full |  |  | Continuous Automatic Tank Gauge |  | Automatic flow restrictor (MLLD) | Automatic flow restrictor (MLLD) | Interstitial Monitoring within Secondary Containment |  | Annual line testing | Annual line testing |  | UST Currently In Use: 3; UST Temp Close: 0; AST Currently In Use: 0; AST Temp Closed: 0 | 3 | 0 | 0 | 25176-017-018372 | BLUE SKY FUEL STORES LLC
48938 | Currently in Use |  | 1999-01-01 |  | Petroleum | Mid-grade gasoline | Mid-grade gasoline | Retail | Fiberglass coated steel | Fiberglass coated steel | Other |  | Flexible |  | 1901-01-01 | Catchment Basin | Flow Rest 90% Full | Flow Rest 90% Full |  |  | Continuous Automatic Tank Gauge |  | Containment Sump | Automatic flow restrictor (MLLD) | Interstitial Monitoring within Secondary Containment |  | Continuous alarm system | Annual line testing |  | UST Currently In Use: 3; UST Temp Close: 0; AST Currently In Use: 0; AST Temp Closed: 0 | 3 | 0 | 0 | 25176-017-018372 | BLUE SKY FUEL STORES LLC
48939 | Currently in Use |  | 1999-01-01 |  | Petroleum | On road diesel | On road diesel | Retail | Fiberglass coated steel | Fiberglass coated steel | POLYMER |  | Flexible |  | 1901-01-01 | Catchment Basin | Flow Rest 90% Full | Flow Rest 90% Full |  |  | Continuous Automatic Tank Gauge |  | Automatic flow restrictor (MLLD) | Automatic flow restrictor (MLLD) | Interstitial Monitoring within Secondary Containment |  | Continuous alarm system | Annual line testing |  | UST Currently In Use: 3; UST Temp Close: 0; AST Currently In Use: 0; AST Temp Closed: 0 | 3 | 0 | 0 | 25176-017-018372 | BLUE SKY FUEL STORES LLC
48940 | Currently in Use |  | 1999-09-02 |  | Petroleum | Premium gasoline | Premium gasoline | Retail | Fiberglass coated steel | Fiberglass coated steel |  |  | Flexible |  | 1901-01-01 | Catchment Basin | Automatic shutoff device At 95% full | Automatic shutoff device At 95% full |  |  | Automatic Tank Gauge |  | Automatic flow restrictor (MLLD) | Automatic flow restrictor (MLLD) |  |  | Continuous alarm system | Annual line testing |  | UST Currently In Use: 2; UST Temp Close: 0; AST Currently In Use: 0; AST Temp Closed: 0 | 2 | 0 | 0 | 23413-113-018373 | CIRCLE K STORES, INC.
48941 | Currently in Use |  | 1999-09-02 |  | Petroleum | Unleaded gasoline | Unleaded gasoline | Retail | Fiberglass coated steel | Fiberglass coated steel |  |  | Flexible |  | 1901-01-01 | Catchment Basin | Automatic shutoff device At 95% full | Automatic shutoff device At 95% full |  |  | Automatic Tank Gauge |  | Automatic flow restrictor (MLLD) | Automatic flow restrictor (MLLD) |  |  | Annual line testing | Annual line testing |  | UST Currently In Use: 2; UST Temp Close: 0; AST Currently In Use: 0; AST Temp Closed: 0 | 2 | 0 | 0 | 23413-113-018373 | CIRCLE K STORES, INC.
48942 | Currently in Use |  | 1999-09-16 |  | Petroleum | Unleaded gasoline | Unleaded gasoline | Retail | Fiberglass coated steel | Fiberglass coated steel |  |  | Double Wall |  | 1901-01-01 | Catchment Basin | 5/4/18TEST | Automatic shutoff device At 95% full |  |  | Continuous Automatic Tank Gauge | Single walled submersible pump containment sump | Containment Sump | Automatic flow restrictor (MLLD) |  | SENSOR TO ATG | Annual line testing | Annual line testing |  | UST Currently In Use: 3; UST Temp Close: 0; AST Currently In Use: 0; AST Temp Closed: 0 | 3 | 0 | 0 | 22176-071-018374 | CIRCLE K
48943 | Currently in Use |  | 1999-09-16 |  | Petroleum | Premium gasoline | Premium gasoline | Retail | Fiberglass coated steel | Fiberglass coated steel |  |  | Double Wall |  | 1901-01-01 | Catchment Basin | 5/4/18TEST | Automatic shutoff device At 95% full |  |  | Continuous Automatic Tank Gauge | Single walled submersible pump containment sump | Containment Sump | Automatic flow restrictor (MLLD) | Interstitial Monitoring within Secondary Containment | SENSOR TO ATG | Annual line testing | Annual line testing |  | UST Currently In Use: 3; UST Temp Close: 0; AST Currently In Use: 0; AST Temp Closed: 0 | 3 | 0 | 0 | 22176-071-018374 | CIRCLE K
48944 | Currently in Use |  | 1997-08-05 |  | Petroleum | Unleaded gasoline | Unleaded gasoline | Retail | Fiberglass coated steel | Fiberglass coated steel |  |  | Flexible |  | 1901-01-01 | Catchment Basin | Flow Rest 90% Full | Flow Rest 90% Full |  |  | Automatic Tank Gauge |  | Automatic flow restrictor (MLLD) | Automatic flow restrictor (MLLD) |  |  | Annual line testing | Annual line testing |  | UST Currently In Use: 2; UST Temp Close: 0; AST Currently In Use: 0; AST Temp Closed: 0 | 2 | 0 | 0 | 16847-113-018375 | WADE INVESTMENTS LLC
48945 | Currently in Use |  | 1997-08-05 |  | Petroleum | On road diesel | On road diesel | Retail | Fiberglass coated steel | Fiberglass coated steel |  |  | Flexible |  | 1901-01-01 | Catchment Basin | Flow Rest 90% Full | Flow Rest 90% Full |  |  | Automatic Tank Gauge |  | Automatic flow restrictor (MLLD) | Automatic flow restrictor (MLLD) | Interstitial Monitoring within Secondary Containment |  | Annual line testing | Annual line testing |  | UST Currently In Use: 2; UST Temp Close: 0; AST Currently In Use: 0; AST Temp Closed: 0 | 2 | 0 | 0 | 16847-113-018375 | WADE INVESTMENTS LLC
48946 | Permanently Closed | 2001-04-10 | 1977-01-01 | 2001-04-10 | Petroleum | Unleaded gasoline | Unleaded gasoline | Retail | Steel | Steel | Field installed cathodic protection |  | Steel |  | 1901-01-01 | Catchment Basin | Automatic shutoff device At 95% full | Automatic shutoff device At 95% full |  |  | Continuous Automatic Tank Gauge | [8 empty] | UST Currently In Use: 3; UST Temp Close: 0; AST Currently In Use: 0; AST Temp Closed: 0 | 3 | 0 | 3 | 24950-081-007942 | MOUNTAIN EXPRESS OIL CO. S.E.
48948 | Currently in Use |  | 1993-12-02 |  | Petroleum | Premium gasoline | Premium gasoline | Retail | Steel | Steel | Coated & cathodic protection (sti-P3) |  | TOTAL CONT |  |  | Catchment Basin | Flow Rest 90% Full | Flow Rest 90% Full |  |  | Automatic Tank Gauge |  | Automatic flow restrictor (MLLD) | Automatic flow restrictor (MLLD) | Interstitial Monitoring within Secondary Containment |  | Continuous alarm system | Continuous alarm system |  | UST Currently In Use: 3; UST Temp Close: 0; AST Currently In Use: 0; AST Temp Closed: 0 | 3 | 0 | 4 | 23245-101-006835 | KRISH-R INC
48949 | Currently in Use |  | 1993-01-01 |  | Petroleum | On road diesel | On road diesel | Retail | Steel | Steel | Coated & cathodic protection (sti-P3) |  | Fiberglass reinforced plastic |  |  | Catchment Basin | Flow Rest 90% Full | Flow Rest 90% Full |  |  | Automatic Tank Gauge |  | Containment Sump | Automatic flow restrictor (MLLD) | Interstitial Monitoring within Secondary Containment |  | Continuous alarm system | Continuous alarm system |  | UST Currently In Use: 3; UST Temp Close: 0; AST Currently In Use: 0; AST Temp Closed: 0 | 3 | 0 | 4 | 23245-101-006835 | KRISH-R INC
48950 | Currently in Use |  | 1999-09-15 |  | Petroleum | Premium gasoline | Premium gasoline | Retail | Fiberglass coated steel | Fiberglass coated steel |  |  | Flexible |  | 1901-01-01 | Catchment Basin | Flow Rest 90% Full | Flow Rest 90% Full |  |  | Continuous Automatic Tank Gauge |  | Containment Sump | Automatic shutoff device (AELLD) | [5 empty] | UST Currently In Use: 2; UST Temp Close: 0; AST Currently In Use: 0; AST Temp Closed: 0 | 2 | 0 | 0 | 21958-003-018376 | ZIEGLER CORPORATION
48951 | Currently in Use |  | 1999-09-15 |  | Petroleum | Unleaded gasoline | Unleaded gasoline | Retail | Fiberglass coated steel | Fiberglass coated steel |  |  | Flexible |  | 1901-01-01 | Catchment Basin | Flow Rest 90% Full | Flow Rest 90% Full |  |  | Continuous Automatic Tank Gauge |  | Containment Sump | Automatic shutoff device (AELLD) | [5 empty] | UST Currently In Use: 2; UST Temp Close: 0; AST Currently In Use: 0; AST Temp Closed: 0 | 2 | 0 | 0 | 21958-003-018376 | ZIEGLER CORPORATION
48952 | Currently in Use |  | 1999-07-20 |  | Petroleum | Unleaded gasoline | Unleaded gasoline | Retail | Steel | Steel | Coated & cathodic protection (sti-P3) |  | Flexible | ENVIRON |  | Catchment Basin | Flow Rest 90% Full | Flow Rest 90% Full |  |  | Continuous Automatic Tank Gauge |  | Containment Sump | Automatic flow restrictor (MLLD) |  | MANUAL/VISUAL CHECK | Annual line testing | Annual line testing |  | UST Currently In Use: 3; UST Temp Close: 0; AST Currently In Use: 0; AST Temp Closed: 0 | 3 | 0 | 0 | 21947-035-018377 | YKRJ INC
48953 | Currently in Use |  | 1999-07-20 |  | Petroleum | Premium gasoline | Premium gasoline | Retail | Steel | Steel | Coated & cathodic protection (sti-P3) |  | Flexible | ENVIRON |  | Catchment Basin | Flow Rest 90% Full | Flow Rest 90% Full |  |  | Continuous Automatic Tank Gauge |  | Containment Sump | Automatic flow restrictor (MLLD) |  | MANUAL/VISUAL CHECK | Annual line testing | Annual line testing |  | UST Currently In Use: 3; UST Temp Close: 0; AST Currently In Use: 0; AST Temp Closed: 0 | 3 | 0 | 0 | 21947-035-018377 | YKRJ INC
48954 | Currently in Use |  | 1999-07-20 |  | Petroleum | On road diesel | On road diesel | Retail | Steel | Steel | Coated & cathodic protection (sti-P3) |  | Flexible | ENVIRON |  | Catchment Basin | Flow Rest 90% Full | Flow Rest 90% Full |  |  | Continuous Automatic Tank Gauge |  | Containment Sump | Automatic flow restrictor (MLLD) |  | MANUAL/VISUAL CHECK | Annual line testing | Annual line testing |  | UST Currently In Use: 3; UST Temp Close: 0; AST Currently In Use: 0; AST Temp Closed: 0 | 3 | 0 | 0 | 21947-035-018377 | YKRJ INC
48955 | Currently in Use |  | 1993-12-15 |  | Petroleum | On road diesel | On road diesel | Emergency power generator | Double Wall | Double Wall |  |  | Double Wall | APT | 1901-01-01 | Catchment Basin | Audible high level alarm At 90% full | Audible high level alarm At 90% full | Interstitial Monitoring within Secondary Containment | SENSOR TO ATG | Automatic Tank Gauge |  | Containment Sump | Containment Sump | Interstitial Monitoring within Secondary Containment | SENSOR TO ATG | Continuous alarm system | Continuous alarm system |  | UST Currently In Use: 1; UST Temp Close: 0; AST Currently In Use: 0; AST Temp Closed: 0 | 1 | 0 | 1 | 24763-073-011985 | HPT SUNBELT PORTFOLIO, LLC
48956 | Currently in Use |  | 1999-10-29 |  | Petroleum | Premium gasoline | Premium gasoline | Retail | Fiberglass reinforced plastic | Fiberglass reinforced plastic |  |  | TOTAL CONT |  | 1901-01-01 | Catchment Basin | Flow Rest 90% Full | Flow Rest 90% Full |  |  | Continuous Automatic Tank Gauge |  | Containment Sump | Automatic flow restrictor (MLLD) |  |  | Annual line testing | Annual line testing |  | UST Currently In Use: 2; UST Temp Close: 0; AST Currently In Use: 0; AST Temp Closed: 0 | 2 | 0 | 0 | 24910-097-018378 | NGUYEN TRINH LLC
48957 | Currently in Use |  | 1999-10-29 |  | Petroleum | Unleaded gasoline | Unleaded gasoline | Retail | Fiberglass reinforced plastic | Fiberglass reinforced plastic |  |  | Flexible |  | 1901-01-01 | Catchment Basin | Flow Rest 90% Full | Flow Rest 90% Full |  |  | Continuous Automatic Tank Gauge |  | Containment Sump | Automatic flow restrictor (MLLD) |  |  | Annual line testing | Annual line testing |  | UST Currently In Use: 2; UST Temp Close: 0; AST Currently In Use: 0; AST Temp Closed: 0 | 2 | 0 | 0 | 24910-097-018378 | NGUYEN TRINH LLC
48958 | Currently in Use |  | 1999-08-01 |  | Petroleum | Unleaded gasoline | Unleaded gasoline | Local government | Single Wall | Fiberglass coated steel |  |  | Fiberglass reinforced plastic |  | 1901-01-01 | Catchment Basin | Automatic shutoff device At 95% full | Automatic shutoff device At 95% full |  |  | Continuous Automatic Tank Gauge | [8 empty] | UST Currently In Use: 2; UST Temp Close: 0; AST Currently In Use: 0; AST Temp Closed: 0 | 2 | 0 | 3 | 13275-095-000707 | MARSHALL COUNTY BOARD OF EDUCATION
48959 | Currently in Use |  | 1999-08-01 |  | Petroleum | On road diesel | On road diesel | Local government | Single Wall | Fiberglass coated steel |  |  | Fiberglass reinforced plastic |  | 1901-01-01 | Catchment Basin | Automatic shutoff device At 95% full | Automatic shutoff device At 95% full |  |  | Continuous Automatic Tank Gauge | [8 empty] | UST Currently In Use: 2; UST Temp Close: 0; AST Currently In Use: 0; AST Temp Closed: 0 | 2 | 0 | 3 | 13275-095-000707 | MARSHALL COUNTY BOARD OF EDUCATION
48960 | Temporary Closed | 2015-01-01 | 1992-08-15 |  | Petroleum | On road diesel | On road diesel | Industrial | Fiberglass reinforced plastic | Fiberglass reinforced plastic |  |  | Fiberglass reinforced plastic |  | 1901-01-01 | Catchment Basin | Flow Rest 90% Full | Flow Rest 90% Full |  |  | Continuous Automatic Tank Gauge |  | Automatic flow restrictor (MLLD) | Automatic flow restrictor (MLLD) |  |  | WAR ROGERS | Annual line testing |  | UST Currently In Use: 0; UST Temp Close: 1; AST Currently In Use: 0; AST Temp Closed: 0 | 0 | 1 | 0 | 25696-101-018379 | BLUE REAL ESTATE II, LLC
48961 | Permanently Closed | 2001-09-01 | 1979-01-01 | 2001-12-21 | Petroleum | Unleaded gasoline | Unleaded gasoline | Retail | Steel | Steel | Field installed cathodic protection |  | Steel |  | 1901-01-01 | Catchment Basin | Automatic shutoff device At 95% full | Automatic shutoff device At 95% full |  |  | Statistical Inventory Reconciliation (SIR) | [5 empty] | Statistical inventory reconciliation (SIR) | Statistical inventory reconciliation (SIR) |  | UST Currently In Use: 0; UST Temp Close: 0; AST Currently In Use: 0; AST Temp Closed: 0 | 0 | 0 | 2 | 20872-035-018380 | LB WRIGHT
48962 | Permanently Closed | 2001-09-01 | 1979-01-01 | 2001-12-21 | Petroleum | Premium gasoline | Premium gasoline | Retail | Steel | Steel | Field installed cathodic protection |  | Steel |  | 1901-01-01 | Catchment Basin | Automatic shutoff device At 95% full | Automatic shutoff device At 95% full |  |  | Statistical Inventory Reconciliation (SIR) | [8 empty] | UST Currently In Use: 0; UST Temp Close: 0; AST Currently In Use: 0; AST Temp Closed: 0 | 0 | 0 | 2 | 20872-035-018380 | LB WRIGHT
48963 | Currently in Use |  | 1982-01-01 |  | Petroleum | Unleaded gasoline | Unleaded gasoline | Retail | Steel | Steel | Field installed cathodic protection |  | Fiberglass reinforced plastic |  |  | Catchment Basin | Automatic shutoff device At 95% full | Automatic shutoff device At 95% full |  |  | Continuous Automatic Tank Gauge |  | MANIFOLDED | Other |  |  | MANIFOLDED | Other |  | UST Currently In Use: 6; UST Temp Close: 0; AST Currently In Use: 0; AST Temp Closed: 0 | 6 | 0 | 0 | 11453-053-013539 | DIAMOND GASOLINE STATIONS, INC.
48964 | Currently in Use |  | 1999-09-01 |  | Petroleum | Unleaded gasoline | Unleaded gasoline | Retail | Fiberglass coated steel | Fiberglass coated steel |  |  | Double Wall |  | 1901-01-01 | Catchment Basin | Automatic shutoff device At 95% full | Automatic shutoff device At 95% full |  |  | Statistical Inventory Reconciliation (SIR) |  | Containment Sump | Automatic shutoff device (AELLD) |  |  | Statistical inventory reconciliation (SIR) | Statistical inventory reconciliation (SIR) |  | UST Currently In Use: 2; UST Temp Close: 0; AST Currently In Use: 0; AST Temp Closed: 0 | 2 | 0 | 0 | 11576-089-018381 | DUTCH OIL COMPANY
48965 | Currently in Use |  | 1999-09-01 |  | Petroleum | Premium gasoline | Premium gasoline | Retail | Fiberglass coated steel | Fiberglass coated steel |  |  | Double Wall |  | 1901-01-01 | Catchment Basin | Automatic shutoff device At 95% full | Automatic shutoff device At 95% full |  |  | Statistical Inventory Reconciliation (SIR) |  | Containment Sump | Automatic shutoff device (AELLD) |  |  | Statistical inventory reconciliation (SIR) | Statistical inventory reconciliation (SIR) |  | UST Currently In Use: 2; UST Temp Close: 0; AST Currently In Use: 0; AST Temp Closed: 0 | 2 | 0 | 0 | 11576-089-018381 | DUTCH OIL COMPANY
48966 | Currently in Use |  | 1998-12-21 |  | Petroleum | On road diesel | On road diesel | Retail | Steel | Steel | Coated & cathodic protection (sti-P3) |  | Flexible |  |  | Catchment Basin | Flow Rest 90% Full | Flow Rest 90% Full |  |  | Statistical Inventory Reconciliation (SIR) |  | Containment Sump | Automatic flow restrictor (MLLD) | [5 empty] | UST Currently In Use: 3; UST Temp Close: 0; AST Currently In Use: 0; AST Temp Closed: 0 | 3 | 0 | 0 | 22359-109-017180 | PREM INVESTMENTS OF AL LLC
48967 | Currently in Use |  | 1999-06-01 |  | Petroleum | Unleaded gasoline | Unleaded gasoline | Retail | Steel | Steel | Coated & cathodic protection (sti-P3) |  | Fiberglass reinforced plastic |  |  | Catchment Basin | Automatic shutoff device At 95% full | Automatic shutoff device At 95% full |  |  | Continuous Automatic Tank Gauge | [8 empty] | UST Currently In Use: 2; UST Temp Close: 0; AST Currently In Use: 1; AST Temp Closed: 0 | 2 | 0 | 3 | 23379-121-011677 | SHAHABUDDIN JUMMA
48968 | Currently in Use |  | 1993-07-16 |  | Petroleum | Unleaded gasoline | Unleaded gasoline | Retail | Single Wall | Single Wall | Coated & cathodic protection (sti-P3) |  | Single Wall |  |  | Catchment Basin | Flow Rest 90% Full | Flow Rest 90% Full |  |  | Continuous Automatic Tank Gauge | [8 empty] | UST Currently In Use: 4; UST Temp Close: 0; AST Currently In Use: 0; AST Temp Closed: 0 | 4 | 0 | 0 | 24210-049-018382 | FYFFE TOBACCO
48969 | Currently in Use |  | 1993-07-16 |  | Petroleum | Kerosene | Kerosene | Retail | Single Wall | Single Wall | Coated & cathodic protection (sti-P3) |  | Fiberglass reinforced plastic |  |  | Catchment Basin | Flow Rest 90% Full | Flow Rest 90% Full |  |  | Continuous Automatic Tank Gauge | [8 empty] | UST Currently In Use: 4; UST Temp Close: 0; AST Currently In Use: 0; AST Temp Closed: 0 | 4 | 0 | 0 | 24210-049-018382 | FYFFE TOBACCO
48970 | Temporary Closed | 2012-12-31 | 1999-03-01 |  | Petroleum | On road diesel | On road diesel | Industrial | Fiberglass reinforced plastic | Fiberglass reinforced plastic |  |  | Fiberglass reinforced plastic |  | 1901-01-01 | Catchment Basin | Automatic shutoff device At 95% full | Automatic shutoff device At 95% full |  |  | Statistical Inventory Reconciliation (SIR) | [8 empty] | UST Currently In Use: 0; UST Temp Close: 2; AST Currently In Use: 0; AST Temp Closed: 0 | 0 | 2 | 0 | 20882-073-018385 | BEAN EXCAVATING
48971 | Temporary Closed | 2013-12-31 | 1999-03-01 |  | Petroleum | On road diesel | On road diesel | Industrial | Fiberglass reinforced plastic | Fiberglass reinforced plastic |  |  | Single Wall |  | 1901-01-01 | Catchment Basin | Automatic shutoff device At 95% full | Automatic shutoff device At 95% full |  |  | Statistical Inventory Reconciliation (SIR) | [8 empty] | UST Currently In Use: 0; UST Temp Close: 2; AST Currently In Use: 0; AST Temp Closed: 0 | 0 | 2 | 0 | 20882-073-018385 | BEAN EXCAVATING
48972 | Cannot Locate or abandoned | 2003-01-01 | 1996-01-01 |  | Petroleum | Unleaded gasoline | Unleaded gasoline | Retail | [6 empty] | 1901-01-01 | Catchment Basin | Automatic shutoff device At 95% full | Automatic shutoff device At 95% full |  |  | Statistical Inventory Reconciliation (SIR) | [8 empty] | UST Currently In Use: 0; UST Temp Close: 0; AST Currently In Use: 0; AST Temp Closed: 0 | 0 | 0 | 0 | 20883-041-018386 | HELEN PARKER
48973 | Cannot Locate or abandoned | 2003-01-01 | 1996-01-01 |  | Petroleum | Unleaded gasoline | Unleaded gasoline | Retail | [6 empty] | 1901-01-01 | Catchment Basin | Automatic shutoff device At 95% full | Automatic shutoff device At 95% full |  |  | Statistical Inventory Reconciliation (SIR) | [8 empty] | UST Currently In Use: 0; UST Temp Close: 0; AST Currently In Use: 0; AST Temp Closed: 0 | 0 | 0 | 0 | 20883-041-018386 | HELEN PARKER
48974 | Permanently Closed | 1998-10-20 | 1988-06-06 | 2000-10-20 | Petroleum | On road diesel | On road diesel | Emergency Power Generator | Fiberglass reinforced plastic | Fiberglass reinforced plastic |  |  | Fiberglass reinforced plastic |  | 1901-01-01 | Catchment Basin | Automatic shutoff device At 95% full | Automatic shutoff device At 95% full | [11 empty] | UST Currently In Use: 1; UST Temp Close: 0; AST Currently In Use: 0; AST Temp Closed: 0 | 1 | 0 | 1 | 20884-097-018387 | MOBILE COUNTY COMMUNICATIONS DISTRIC
48975 | Currently in Use |  | 1999-08-30 |  | Petroleum | Unleaded gasoline | Unleaded gasoline | Retail | Fiberglass coated steel | Fiberglass coated steel |  |  | Fiberglass reinforced plastic |  | 1901-01-01 | Catchment Basin | Automatic shutoff device At 95% full | Automatic shutoff device At 95% full |  |  | Statistical Inventory Reconciliation (SIR) | [8 empty] | UST Currently In Use: 2; UST Temp Close: 0; AST Currently In Use: 0; AST Temp Closed: 0 | 2 | 0 | 3 | 25387-017-010277 | GUY THOMPSON
48976 | Currently in Use |  | 1999-08-30 |  | Petroleum | Mid-grade gasoline | Mid-grade gasoline | Retail | Fiberglass coated steel | Fiberglass coated steel |  |  | Fiberglass reinforced plastic |  | 1901-01-01 | Catchment Basin | Automatic shutoff device At 95% full | Automatic shutoff device At 95% full |  |  | Statistical Inventory Reconciliation (SIR) | [8 empty] | UST Currently In Use: 2; UST Temp Close: 0; AST Currently In Use: 0; AST Temp Closed: 0 | 2 | 0 | 3 | 25387-017-010277 | GUY THOMPSON
48977 | Currently in Use |  | 1999-12-09 |  | Petroleum | Unleaded gasoline | Unleaded gasoline | Retail | Fiberglass reinforced plastic | Fiberglass reinforced plastic |  |  | Double Wall |  | 1901-01-01 | Catchment Basin | Flow Rest 90% Full | Flow Rest 90% Full |  |  | Continuous Automatic Tank Gauge |  | Automatic flow restrictor (MLLD) | Automatic flow restrictor (MLLD) |  | SENSOR TO ATG | Annual line testing | Annual line testing |  | UST Currently In Use: 2; UST Temp Close: 0; AST Currently In Use: 0; AST Temp Closed: 0 | 2 | 0 | 0 | 13526-077-018388 | MOORE OIL COMPANY, INC.
48978 | Currently in Use |  | 1999-12-09 |  | Petroleum | Premium gasoline | Premium gasoline | Retail | Fiberglass reinforced plastic | Fiberglass reinforced plastic |  |  | Flexible |  | 1901-01-01 | Catchment Basin | Flow Rest 90% Full | Flow Rest 90% Full |  |  | Continuous Automatic Tank Gauge |  | Containment Sump | Automatic flow restrictor (MLLD) |  | SENSOR TO ATG | Annual line testing | Annual line testing |  | UST Currently In Use: 2; UST Temp Close: 0; AST Currently In Use: 0; AST Temp Closed: 0 | 2 | 0 | 0 | 13526-077-018388 | MOORE OIL COMPANY, INC.
48979 | Currently in Use |  | 1997-09-02 |  | Petroleum | Unleaded gasoline | Unleaded gasoline | Retail | Fiberglass reinforced plastic | Fiberglass reinforced plastic |  |  | Flexible |  | 1901-01-01 | Catchment Basin | Flow Rest 90% Full | Flow Rest 90% Full |  |  | Continuous Automatic Tank Gauge |  | Automatic flow restrictor (MLLD) | Automatic flow restrictor (MLLD) |  |  | Annual line testing | Annual line testing |  | UST Currently In Use: 4; UST Temp Close: 0; AST Currently In Use: 0; AST Temp Closed: 0 | 4 | 0 | 0 | 25607-049-018389 | BOGHANI PROPERTIES LLC
48980 | Currently in Use |  | 1997-09-02 |  | Petroleum | Premium gasoline | Premium gasoline | Retail | Fiberglass reinforced plastic | Fiberglass reinforced plastic |  |  | Flexible |  | 1901-01-01 | Catchment Basin | Flow Rest 90% Full | Flow Rest 90% Full |  |  | Continuous Automatic Tank Gauge |  | Automatic flow restrictor (MLLD) | Automatic flow restrictor (MLLD) |  |  | Annual line testing | Annual line testing |  | UST Currently In Use: 4; UST Temp Close: 0; AST Currently In Use: 0; AST Temp Closed: 0 | 4 | 0 | 0 | 25607-049-018389 | BOGHANI PROPERTIES LLC
48981 | Currently in Use |  | 1997-09-02 |  | Petroleum | Unleaded gasoline | Unleaded gasoline | Retail | Fiberglass reinforced plastic | Fiberglass reinforced plastic |  |  | Flexible |  | 1901-01-01 | Catchment Basin | Flow Rest 90% Full | Flow Rest 90% Full |  |  | Continuous Automatic Tank Gauge |  | Automatic flow restrictor (MLLD) | Automatic flow restrictor (MLLD) |  |  | Annual line testing | Annual line testing |  | UST Currently In Use: 4; UST Temp Close: 0; AST Currently In Use: 0; AST Temp Closed: 0 | 4 | 0 | 0 | 25607-049-018389 | BOGHANI PROPERTIES LLC
48982 | Currently in Use |  | 1997-09-02 |  | Petroleum | On road diesel | On road diesel | Retail | Fiberglass reinforced plastic | Fiberglass reinforced plastic |  |  | Flexible |  | 1901-01-01 | Catchment Basin | Automatic shutoff device At 95% full | Automatic shutoff device At 95% full |  |  | Continuous Automatic Tank Gauge | [8 empty] | UST Currently In Use: 4; UST Temp Close: 0; AST Currently In Use: 0; AST Temp Closed: 0 | 4 | 0 | 0 | 25607-049-018389 | BOGHANI PROPERTIES LLC
48983 | Currently in Use | 2021-06-29 | 1999-11-24 |  | Petroleum | Other, NON ETHANO | Other | Retail | Fiberglass coated steel | Fiberglass coated steel |  |  | Fiberglass reinforced plastic |  | 1901-01-01 | Catchment Basin | Flow Rest 90% Full | Automatic shutoff device At 95% full |  |  | Continuous Automatic Tank Gauge |  | Automatic flow restrictor (MLLD) | Automatic flow restrictor (MLLD) |  |  | Annual line testing | Annual line testing |  | UST Currently In Use: 4; UST Temp Close: 0; AST Currently In Use: 0; AST Temp Closed: 0 | 4 | 0 | 0 | 17045-051-015093 | AMY GLASS
48984 | Currently in Use |  | 1975-01-01 |  | Petroleum | On road diesel | On road diesel | Retail | Steel | Steel | Field installed cathodic protection |  | Flexible |  | 1901-01-01 | Catchment Basin | Automatic shutoff device At 95% full | Automatic shutoff device At 95% full |  |  | Continuous Automatic Tank Gauge |  | Automatic flow restrictor (MLLD) | Automatic flow restrictor (MLLD) | Interstitial Monitoring within Secondary Containment |  | Annual line testing | Annual line testing |  | UST Currently In Use: 2; UST Temp Close: 0; AST Currently In Use: 0; AST Temp Closed: 0 | 2 | 0 | 4 | 12409-067-005392 | Tim Shirley
48985 | Currently in Use |  | 1999-10-01 |  | Petroleum | Unleaded gasoline | Unleaded gasoline | Retail | Fiberglass coated steel | Fiberglass coated steel |  |  | Flexible | APT | 1901-01-01 | Catchment Basin | Automatic shutoff device At 95% full | Automatic shutoff device At 95% full |  |  | Continuous Automatic Tank Gauge |  | Containment Sump | Automatic flow restrictor (MLLD) |  |  | Annual line testing | Annual line testing |  | UST Currently In Use: 3; UST Temp Close: 0; AST Currently In Use: 0; AST Temp Closed: 0 | 3 | 0 | 0 | 23776-003-018390 | JAI SRI KRISHNA, LLC
48986 | Currently in Use |  | 1999-10-01 |  | Petroleum | Premium gasoline | Premium gasoline | Retail | Fiberglass coated steel | Fiberglass coated steel |  |  | Flexible | APT | 1901-01-01 | Catchment Basin | Automatic shutoff device At 95% full | Automatic shutoff device At 95% full |  |  | Continuous Automatic Tank Gauge |  | Automatic flow restrictor (MLLD) | Automatic flow restrictor (MLLD) |  |  | Annual line testing | Annual line testing |  | UST Currently In Use: 3; UST Temp Close: 0; AST Currently In Use: 0; AST Temp Closed: 0 | 3 | 0 | 0 | 23776-003-018390 | JAI SRI KRISHNA, LLC
48987 | Currently in Use |  | 1999-10-01 |  | Petroleum | On road diesel | On road diesel | Retail | Fiberglass coated steel | Fiberglass coated steel |  |  | Flexible | APT | 1901-01-01 | Catchment Basin | Automatic shutoff device At 95% full | Automatic shutoff device At 95% full |  |  | Continuous Automatic Tank Gauge |  | Automatic flow restrictor (MLLD) | Automatic flow restrictor (MLLD) |  |  | Annual line testing | Annual line testing |  | UST Currently In Use: 3; UST Temp Close: 0; AST Currently In Use: 0; AST Temp Closed: 0 | 3 | 0 | 0 | 23776-003-018390 | JAI SRI KRISHNA, LLC
48988 | Currently in Use |  | 1999-07-23 |  | Petroleum | Unleaded gasoline | Unleaded gasoline | Retail | Fiberglass coated steel | Fiberglass coated steel | BMT/ITEQ |  | APT P150SC |  | 1901-01-01 | Catchment Basin | Flow Rest 90% Full | Flow Rest 90% Full | Interstitial Monitoring within Secondary Containment |  | Continuous Automatic Tank Gauge |  | Automatic shutoff device (AELLD) | Automatic shutoff device (AELLD) | Interstitial Monitoring within Secondary Containment |  |  |  |  | UST Currently In Use: 2; UST Temp Close: 0; AST Currently In Use: 0; AST Temp Closed: 0 | 2 | 0 | 5 | 13434-085-010165 | MIDDLETON OIL COMPANY, INC.
48989 | Currently in Use |  | 1999-07-23 |  | Petroleum | Premium gasoline | Premium gasoline | Retail | Fiberglass coated steel | Fiberglass coated steel | Other |  | APT P150SC |  | 1901-01-01 | Catchment Basin | Flow Rest 90% Full | Flow Rest 90% Full | Interstitial Monitoring within Secondary Containment |  | Continuous Automatic Tank Gauge |  | Automatic shutoff device (AELLD) | Automatic shutoff device (AELLD) | Interstitial Monitoring within Secondary Containment |  | Continuous alarm system | Continuous alarm system |  | UST Currently In Use: 2; UST Temp Close: 0; AST Currently In Use: 0; AST Temp Closed: 0 | 2 | 0 | 5 | 13434-085-010165 | MIDDLETON OIL COMPANY, INC.
48990 | Currently in Use |  | 1999-11-01 |  | Petroleum | Unleaded gasoline | Unleaded gasoline | Retail | Fiberglass coated steel | Fiberglass coated steel |  |  | Flexible |  | 1901-01-01 | Catchment Basin | Flow Rest 90% Full | Flow Rest 90% Full |  |  | Continuous Automatic Tank Gauge |  | Automatic flow restrictor (MLLD) | Automatic flow restrictor (MLLD) | Interstitial Monitoring within Secondary Containment |  | Continuous alarm system | Continuous alarm system |  | UST Currently In Use: 2; UST Temp Close: 0; AST Currently In Use: 0; AST Temp Closed: 0 | 2 | 0 | 0 | 23372-125-018391 | MIDSTATES PETROLEUM COMPANY
48991 | Currently in Use |  | 1999-11-01 |  | Petroleum | Premium gasoline | Premium gasoline | Retail | Fiberglass coated steel | Fiberglass coated steel |  |  | Flexible |  | 1901-01-01 | Catchment Basin | Flow Rest 90% Full | Flow Rest 90% Full |  |  | Continuous Automatic Tank Gauge |  | Automatic flow restrictor (MLLD) | Automatic flow restrictor (MLLD) | Interstitial Monitoring within Secondary Containment |  | Continuous alarm system | Continuous alarm system |  | UST Currently In Use: 2; UST Temp Close: 0; AST Currently In Use: 0; AST Temp Closed: 0 | 2 | 0 | 0 | 23372-125-018391 | MIDSTATES PETROLEUM COMPANY
48992 | Currently in Use |  | 1991-02-01 |  | Petroleum | On road diesel | On road diesel | Retail | Fiberglass reinforced plastic | Fiberglass reinforced plastic |  |  | Fiberglass reinforced plastic |  | 1901-01-01 | Catchment Basin | Flow Rest 90% Full | Flow Rest 90% Full |  |  | Statistical Inventory Reconciliation (SIR) | [8 empty] | UST Currently In Use: 4; UST Temp Close: 0; AST Currently In Use: 0; AST Temp Closed: 0 | 4 | 0 | 1 | 14681-035-010546 | STERLING OIL COMPANY, INC.
48993 | Currently in Use |  | 1998-11-06 |  | Petroleum | Unleaded gasoline | Unleaded gasoline | Retail | Single Wall | Fiberglass coated steel |  |  | Flexible |  | 1901-01-01 | Catchment Basin | Flow Rest 90% Full | Flow Rest 90% Full |  |  | Continuous Automatic Tank Gauge | Single walled submersible pump containment sump | Automatic shutoff device (AELLD) | Automatic shutoff device (AELLD) |  | SENSOR TO ATG |  |  |  | UST Currently In Use: 1; UST Temp Close: 0; AST Currently In Use: 0; AST Temp Closed: 0 | 1 | 0 | 4 | 12233-127-004044 | HAGER OIL, INC.
48994 | Currently in Use |  | 1993-06-01 |  | Petroleum | On road diesel | On road diesel | Emergency power generator | Double Wall | Double Wall |  |  | Fiberglass reinforced plastic |  | 1901-01-01 | Catchment Basin | Automatic shutoff device At 95% full | Automatic shutoff device At 95% full | Interstitial Monitoring within Secondary Containment |  | Automatic Tank Gauge | [8 empty] | UST Currently In Use: 1; UST Temp Close: 0; AST Currently In Use: 0; AST Temp Closed: 0 | 1 | 0 | 0 | 23130-073-018392 | FRANKLIN L. HANEY COMPANY
48995 | Currently in Use |  | 1999-08-18 |  | Petroleum | Unleaded gasoline | Unleaded gasoline | Retail | Fiberglass reinforced plastic | Fiberglass reinforced plastic |  |  | Fiberglass reinforced plastic |  | 1901-01-01 | Catchment Basin | Audible high level alarm At 90% full | Audible high level alarm At 90% full | Interstitial Monitoring within Secondary Containment | SENSOR TO ATG | Continuous Automatic Tank Gauge | Single walled submersible pump containment sump | Containment Sump | Automatic shutoff device (AELLD) |  |  | Continuous alarm system | Continuous alarm system |  | UST Currently In Use: 3; UST Temp Close: 0; AST Currently In Use: 0; AST Temp Closed: 0 | 3 | 0 | 0 | 14001-051-018393 | RACETRAC PETROLEUM, INC.
48996 | Currently in Use |  | 1999-08-18 |  | Petroleum | On road diesel | On road diesel | Retail | Fiberglass reinforced plastic | Fiberglass reinforced plastic |  |  | Fiberglass reinforced plastic |  | 1901-01-01 | Catchment Basin | Audible high level alarm At 90% full | Audible high level alarm At 90% full | Interstitial Monitoring within Secondary Containment | SENSOR TO ATG | Continuous Automatic Tank Gauge | Single walled submersible pump containment sump | Automatic shutoff device (AELLD) | Automatic shutoff device (AELLD) |  |  | Continuous alarm system | Continuous alarm system |  | UST Currently In Use: 3; UST Temp Close: 0; AST Currently In Use: 0; AST Temp Closed: 0 | 3 | 0 | 0 | 14001-051-018393 | RACETRAC PETROLEUM, INC.
48997 | Currently in Use |  | 1999-08-18 |  | Petroleum | Premium gasoline | Premium gasoline | Retail | Fiberglass reinforced plastic | Fiberglass reinforced plastic |  |  | Fiberglass reinforced plastic |  | 1901-01-01 | Catchment Basin | Audible high level alarm At 90% full | Audible high level alarm At 90% full | Interstitial Monitoring within Secondary Containment | SENSOR TO ATG | Continuous Automatic Tank Gauge | Single walled submersible pump containment sump | Automatic shutoff device (AELLD) | Automatic shutoff device (AELLD) |  |  | Continuous alarm system | Continuous alarm system |  | UST Currently In Use: 3; UST Temp Close: 0; AST Currently In Use: 0; AST Temp Closed: 0 | 3 | 0 | 0 | 14001-051-018393 | RACETRAC PETROLEUM, INC.
48998 | Currently in Use |  | 1998-10-01 |  | Petroleum | Unleaded gasoline | Unleaded gasoline | Retail | Fiberglass coated steel | Fiberglass coated steel |  |  | Double Wall |  | 1901-01-01 | Catchment Basin | Flow Rest 90% Full | Flow Rest 90% Full |  |  | Continuous Automatic Tank Gauge |  | Automatic shutoff device (AELLD) | Automatic shutoff device (AELLD) | [5 empty] | UST Currently In Use: 2; UST Temp Close: 0; AST Currently In Use: 0; AST Temp Closed: 0 | 2 | 0 | 0 | 12233-127-018394 | HAGER OIL, INC.
48999 | Currently in Use |  | 1998-10-01 |  | Petroleum | Unleaded gasoline | Unleaded gasoline | Retail | Single Wall | Fiberglass coated steel |  |  | Double Wall |  | 1901-01-01 | Catchment Basin | Flow Rest 90% Full | Flow Rest 90% Full |  |  | Continuous Automatic Tank Gauge |  | Automatic shutoff device (AELLD) | Automatic shutoff device (AELLD) | [5 empty] | UST Currently In Use: 2; UST Temp Close: 0; AST Currently In Use: 0; AST Temp Closed: 0 | 2 | 0 | 0 | 12233-127-018394 | HAGER OIL, INC.
49000 | Currently in Use |  | 1999-03-04 |  | Petroleum | Unleaded gasoline | Unleaded gasoline | Local government | Fiberglass coated steel | Fiberglass coated steel |  |  | Fiberglass reinforced plastic |  | 1901-01-01 | Catchment Basin | Flow Rest 90% Full | Flow Rest 90% Full |  |  | Automatic Tank Gauge | [8 empty] | UST Currently In Use: 1; UST Temp Close: 0; AST Currently In Use: 0; AST Temp Closed: 0 | 1 | 0 | 0 | 20895-117-018395 | CITY OF MONTEVALLO
49001 | Currently in Use |  | 1997-09-30 |  | Petroleum | Premium gasoline | Premium gasoline | Retail | Steel | Steel | Coated & cathodic protection (sti-P3) |  | Fiberglass reinforced plastic |  |  | Catchment Basin | Automatic shutoff device At 95% full | Automatic shutoff device At 95% full |  |  | Statistical Inventory Reconciliation (SIR) | [8 empty] | UST Currently In Use: 2; UST Temp Close: 0; AST Currently In Use: 0; AST Temp Closed: 0 | 2 | 0 | 0 | 22704-113-018396 | USA TRADING INC
49002 | Currently in Use |  | 1997-09-30 |  | Petroleum | Unleaded gasoline | Unleaded gasoline | Retail | Steel | Steel | Coated & cathodic protection (sti-P3) |  | Fiberglass reinforced plastic |  |  | Catchment Basin | Automatic shutoff device At 95% full | Automatic shutoff device At 95% full |  |  | Statistical Inventory Reconciliation (SIR) | [8 empty] | UST Currently In Use: 2; UST Temp Close: 0; AST Currently In Use: 0; AST Temp Closed: 0 | 2 | 0 | 0 | 22704-113-018396 | USA TRADING INC
49003 | Temporary Closed | 2005-01-14 | 1994-01-01 |  | Petroleum | Unleaded gasoline | Unleaded gasoline | Retail | Steel | Steel | Coated & cathodic protection (sti-P3) |  | Fiberglass reinforced plastic |  | 1901-01-01 | Catchment Basin | Flow Rest 90% Full | Flow Rest 90% Full |  |  | Statistical Inventory Reconciliation (SIR) |  | Automatic flow restrictor (MLLD) | Automatic flow restrictor (MLLD) |  |  | Annual line testing | Annual line testing |  | UST Currently In Use: 0; UST Temp Close: 4; AST Currently In Use: 0; AST Temp Closed: 0 | 0 | 4 | 0 | 20902-113-018397 | SHANTA, INC
49004 | Temporary Closed | 2005-01-14 | 1901-01-01 |  | Petroleum | Premium gasoline | Premium gasoline | Retail | Steel | Steel | Coated & cathodic protection (sti-P3) |  | Fiberglass reinforced plastic |  | 1901-01-01 | Catchment Basin | Flow Rest 90% Full | Flow Rest 90% Full |  |  | Statistical Inventory Reconciliation (SIR) |  | Automatic flow restrictor (MLLD) | Automatic flow restrictor (MLLD) |  |  | Annual line testing | Annual line testing |  | UST Currently In Use: 0; UST Temp Close: 4; AST Currently In Use: 0; AST Temp Closed: 0 | 0 | 4 | 0 | 20902-113-018397 | SHANTA, INC
49005 | Temporary Closed | 2005-01-14 | 1901-01-01 |  | Petroleum | Mid-grade gasoline | Mid-grade gasoline | Retail | Steel | Steel | Coated & cathodic protection (sti-P3) |  | Fiberglass reinforced plastic |  | 1901-01-01 | Catchment Basin | Flow Rest 90% Full | Flow Rest 90% Full |  |  | Statistical Inventory Reconciliation (SIR) |  | Automatic flow restrictor (MLLD) | Automatic flow restrictor (MLLD) |  |  | Annual line testing | Annual line testing |  | UST Currently In Use: 0; UST Temp Close: 4; AST Currently In Use: 0; AST Temp Closed: 0 | 0 | 4 | 0 | 20902-113-018397 | SHANTA, INC
49006 | Temporary Closed | 2005-01-14 | 1901-01-01 |  | Petroleum | On road diesel | On road diesel | Retail | Steel | Steel | Coated & cathodic protection (sti-P3) |  | Fiberglass reinforced plastic |  | 1901-01-01 | Catchment Basin | Flow Rest 90% Full | Flow Rest 90% Full |  |  | Statistical Inventory Reconciliation (SIR) | [8 empty] | UST Currently In Use: 0; UST Temp Close: 4; AST Currently In Use: 0; AST Temp Closed: 0 | 0 | 4 | 0 | 20902-113-018397 | SHANTA, INC
49007 | Currently in Use |  | 1999-10-26 |  | Petroleum | On road diesel | On road diesel | Industrial | Fiberglass coated steel | Fiberglass coated steel |  |  | Fiberglass reinforced plastic |  | 1901-01-01 | Catchment Basin | Audible high level alarm At 90% full | Audible high level alarm At 90% full |  |  | Continuous Automatic Tank Gauge | [5 empty] | Continuous alarm system | Continuous alarm system |  | UST Currently In Use: 2; UST Temp Close: 0; AST Currently In Use: 0; AST Temp Closed: 0 | 2 | 0 | 1 | 10125-055-003310 | SPIRE ALABAMA INC.
49008 | Inert | 2021-03-01 | 1999-11-18 |  | Petroleum | Mid-grade gasoline | Mid-grade gasoline | State/federal government | Double Wall | Double Wall |  |  | Fiberglass reinforced plastic |  | 1901-01-01 | Catchment Basin | Automatic shutoff device At 95% full | Audible high level alarm At 90% full |  | OTHER | Continuous Automatic Tank Gauge | [8 empty] | UST Currently In Use: 0; UST Temp Close: 0; AST Currently In Use: 0; AST Temp Closed: 0 | 0 | 0 | 2 | 17928-101-015716 | ALABAMA STATE UNIVERSITY-TRANSP DIR
49009 | Permanently Closed | 2008-12-01 | 1996-04-15 | 2009-02-25 | Petroleum | On road diesel | On road diesel | Retail | Steel | Steel | Coated & cathodic protection (sti-P3) |  | Fiberglass reinforced plastic |  |  | Catchment Basin | Automatic shutoff device At 95% full | Automatic shutoff device At 95% full | [11 empty] | UST Currently In Use: 0; UST Temp Close: 0; AST Currently In Use: 0; AST Temp Closed: 0 | 0 | 0 | 6 | 15290-125-004780 | WARREN TIRE AND AUTO CENTER
49010 | Currently in Use |  | 1996-01-01 |  | Petroleum | Unleaded gasoline | Unleaded gasoline | Retail | Steel | Steel | Coated & cathodic protection (sti-P3) |  | Flexible |  |  | Catchment Basin | Automatic shutoff device At 95% full | Automatic shutoff device At 95% full |  |  | Continuous Automatic Tank Gauge |  | Automatic shutoff device (AELLD) | Automatic shutoff device (AELLD) | [5 empty] | UST Currently In Use: 2; UST Temp Close: 0; AST Currently In Use: 0; AST Temp Closed: 0 | 2 | 0 | 0 | 15290-125-018398 | WARREN TIRE AND AUTO CENTER
49011 | Currently in Use |  | 1996-01-01 |  | Petroleum | Premium gasoline | Premium gasoline | Retail | Steel | Steel | Coated & cathodic protection (sti-P3) |  | Flexible |  |  | Catchment Basin | Automatic shutoff device At 95% full | Automatic shutoff device At 95% full |  |  | Continuous Automatic Tank Gauge |  | Automatic shutoff device (AELLD) | Automatic shutoff device (AELLD) | [5 empty] | UST Currently In Use: 2; UST Temp Close: 0; AST Currently In Use: 0; AST Temp Closed: 0 | 2 | 0 | 0 | 15290-125-018398 | WARREN TIRE AND AUTO CENTER
49012 | Currently in Use |  | 1999-06-01 |  | Petroleum | Other, CONV | Other | Retail | Single Wall | Single Wall | Coated & cathodic protection (sti-P3) |  | Double Wall |  |  | Catchment Basin | Flow Rest 90% Full | Flow Rest 90% Full |  |  | Statistical Inventory Reconciliation (SIR) |  | Automatic flow restrictor (MLLD) | Automatic flow restrictor (MLLD) |  |  | Statistical inventory reconciliation (SIR) | Statistical inventory reconciliation (SIR) |  | UST Currently In Use: 6; UST Temp Close: 0; AST Currently In Use: 0; AST Temp Closed: 0 | 6 | 0 | 0 | 24904-015-005700 | SHREE GANESH FIVE LLC
49013 | Currently in Use |  | 1978-01-01 |  | Petroleum | Kerosene | Kerosene | Retail | Steel | Single Wall | Field installed cathodic protection |  | Steel |  |  | Catchment Basin | Flow Rest 90% Full | Automatic shutoff device At 95% full |  |  | Statistical Inventory Reconciliation (SIR) | [8 empty] | UST Currently In Use: 6; UST Temp Close: 0; AST Currently In Use: 0; AST Temp Closed: 0 | 6 | 0 | 0 | 24904-015-005700 | SHREE GANESH FIVE LLC
49014 | Currently in Use |  | 1999-12-03 |  | Petroleum | On road diesel | On road diesel | Retail | Fiberglass coated steel | Fiberglass coated steel |  |  | Double Wall |  | 1901-01-01 | Catchment Basin | Flow Rest 90% Full | Flow Rest 90% Full |  |  | Continuous Automatic Tank Gauge |  | Containment Sump | Automatic shutoff device (AELLD) |  |  | Continuous alarm system | Continuous alarm system |  | UST Currently In Use: 4; UST Temp Close: 0; AST Currently In Use: 0; AST Temp Closed: 0 | 4 | 0 | 2 | 25051-055-014508 | KEITH HOLLINGSWORTH AND NEVA IMPHREY
49015 | Currently in Use |  | 1999-12-13 |  | Petroleum | Unleaded gasoline | Unleaded gasoline | Retail | Single Wall | Single Wall | Coated & cathodic protection (sti-P3) |  | Flexible | ENVIRON |  | Catchment Basin | Automatic shutoff device At 95% full | Automatic shutoff device At 95% full |  |  | Continuous Automatic Tank Gauge |  | Automatic shutoff device (AELLD) | Automatic shutoff device (AELLD) | [5 empty] | UST Currently In Use: 2; UST Temp Close: 0; AST Currently In Use: 0; AST Temp Closed: 0 | 2 | 0 | 0 | 15420-055-018399 | MAPCO EXPRESS, INC.
49016 | Currently in Use |  | 1999-12-13 |  | Petroleum | Premium gasoline | Premium gasoline | Retail | Steel | Single Wall | Coated & cathodic protection (sti-P3) |  | Double Wall | ENVIRON |  | Catchment Basin | Automatic shutoff device At 95% full | Automatic shutoff device At 95% full |  |  | Continuous Automatic Tank Gauge |  | Automatic shutoff device (AELLD) | Automatic shutoff device (AELLD) | [5 empty] | UST Currently In Use: 2; UST Temp Close: 0; AST Currently In Use: 0; AST Temp Closed: 0 | 2 | 0 | 0 | 15420-055-018399 | MAPCO EXPRESS, INC.
49017 | Currently in Use |  | 1998-01-12 |  | Petroleum | Unleaded gasoline | Unleaded gasoline | Retail | Double Wall | Double Wall |  |  | Flexible |  |  | Catchment Basin | Flow Rest 90% Full | Flow Rest 90% Full | Interstitial Monitoring within Secondary Containment | MANUAL/VISUAL CHECK |  |  | Containment Sump | Automatic flow restrictor (MLLD) |  |  | Annual line testing | Annual line testing |  | UST Currently In Use: 1; UST Temp Close: 0; AST Currently In Use: 0; AST Temp Closed: 0 | 1 | 0 | 2 | 12300-133-013404 | HAYS AND SON OIL COMPANY, INC.
49018 | Temporary Closed | 2014-05-31 | 1999-08-20 |  | Petroleum | On road diesel | On road diesel | Industrial | Fiberglass coated steel | Fiberglass coated steel |  |  | Flexible |  | 1901-01-01 | Catchment Basin | Flow Rest 90% Full | Flow Rest 90% Full | Interstitial Monitoring within Secondary Containment |  | Automatic Tank Gauge |  | Automatic flow restrictor (MLLD) | Automatic flow restrictor (MLLD) | Interstitial Monitoring within Secondary Containment |  | Continuous alarm system | Continuous alarm system |  | UST Currently In Use: 0; UST Temp Close: 2; AST Currently In Use: 0; AST Temp Closed: 0 | 0 | 2 | 0 | 25525-125-018400 | WTI TRANSPORT
49019 | Temporary Closed | 2014-05-31 | 1999-08-20 |  | Petroleum | Unleaded gasoline | Unleaded gasoline | Industrial | Fiberglass coated steel | Fiberglass coated steel |  |  | Flexible |  | 1901-01-01 | Catchment Basin | Flow Rest 90% Full | Flow Rest 90% Full | Interstitial Monitoring within Secondary Containment |  | Automatic Tank Gauge |  | Automatic flow restrictor (MLLD) | Automatic flow restrictor (MLLD) | Interstitial Monitoring within Secondary Containment |  | Continuous alarm system | Continuous alarm system |  | UST Currently In Use: 0; UST Temp Close: 2; AST Currently In Use: 0; AST Temp Closed: 0 | 0 | 2 | 0 | 25525-125-018400 | WTI TRANSPORT
49020 | Currently in Use |  | 1999-09-14 |  | Petroleum | On road diesel | On road diesel | Industrial | Fiberglass reinforced plastic | Fiberglass reinforced plastic |  |  | Flexible |  | 1901-01-01 | Catchment Basin | Audible high level alarm At 90% full | Audible high level alarm At 90% full | Interstitial Monitoring within Secondary Containment |  | Automatic Tank Gauge | [8 empty] | UST Currently In Use: 1; UST Temp Close: 0; AST Currently In Use: 0; AST Temp Closed: 0 | 1 | 0 | 0 | 12169-089-018401 | SPRINT COMMUNICATIONS
49021 | Currently in Use |  | 1994-02-15 |  | Petroleum | Unleaded gasoline | Unleaded gasoline | Retail | Steel | Steel | Coated & cathodic protection (sti-P3) |  | Fiberglass reinforced plastic |  | 1901-01-01 | Catchment Basin | Flow Rest 90% Full | Flow Rest 90% Full |  |  | Other |  | Automatic flow restrictor (MLLD) | Automatic flow restrictor (MLLD) |  |  | Statistical inventory reconciliation (SIR) | Statistical inventory reconciliation (SIR) |  | UST Currently In Use: 2; UST Temp Close: 0; AST Currently In Use: 0; AST Temp Closed: 0 | 2 | 0 | 3 | 23881-003-006741 | SHREE SAI INVESTMENT GROUP, LLC
49022 | Currently in Use |  | 1994-02-15 |  | Petroleum | Premium gasoline | Premium gasoline | Retail | Steel | Steel | Coated & cathodic protection (sti-P3) |  | Fiberglass reinforced plastic |  | 1901-01-01 | Catchment Basin | Flow Rest 90% Full | Flow Rest 90% Full |  |  | Other |  | Automatic flow restrictor (MLLD) | Automatic flow restrictor (MLLD) |  |  | Statistical inventory reconciliation (SIR) | Statistical inventory reconciliation (SIR) |  | UST Currently In Use: 2; UST Temp Close: 0; AST Currently In Use: 0; AST Temp Closed: 0 | 2 | 0 | 3 | 23881-003-006741 | SHREE SAI INVESTMENT GROUP, LLC
49023 | Permanently Closed | 2001-08-29 | 1993-02-15 | 2001-08-29 | Petroleum | On road diesel | On road diesel | Retail | Steel | Steel | Coated & cathodic protection (sti-P3) |  | Fiberglass reinforced plastic |  | 1901-01-01 | Catchment Basin | Flow Rest 90% Full | Flow Rest 90% Full |  |  | Statistical Inventory Reconciliation (SIR) | [8 empty] | UST Currently In Use: 3; UST Temp Close: 0; AST Currently In Use: 0; AST Temp Closed: 0 | 3 | 0 | 6 | 15201-127-015162 | VULCAN OIL COMPANY INC.
49024 | Currently in Use |  | 1999-09-29 |  | Petroleum | Unleaded gasoline | Unleaded gasoline | Retail | Fiberglass coated steel | Fiberglass coated steel |  |  | Flexible |  | 1901-01-01 | Catchment Basin | Automatic shutoff device At 95% full | Automatic shutoff device At 95% full |  |  | Continuous Automatic Tank Gauge |  | Automatic shutoff device (AELLD) | Automatic shutoff device (AELLD) | Interstitial Monitoring within Secondary Containment |  | Continuous alarm system | Continuous alarm system |  | UST Currently In Use: 2; UST Temp Close: 0; AST Currently In Use: 0; AST Temp Closed: 0 | 2 | 0 | 0 | 13526-125-018403 | MOORE OIL COMPANY, INC.
49025 | Currently in Use |  | 1999-09-29 |  | Petroleum | Premium gasoline | Premium gasoline | Retail | Fiberglass coated steel | Fiberglass coated steel |  |  | Flexible |  | 1901-01-01 | Catchment Basin | Automatic shutoff device At 95% full | Automatic shutoff device At 95% full |  |  | Continuous Automatic Tank Gauge |  | Automatic shutoff device (AELLD) | Automatic shutoff device (AELLD) | Interstitial Monitoring within Secondary Containment |  | Continuous alarm system | Continuous alarm system |  | UST Currently In Use: 2; UST Temp Close: 0; AST Currently In Use: 0; AST Temp Closed: 0 | 2 | 0 | 0 | 13526-125-018403 | MOORE OIL COMPANY, INC.
49026 | Temporary Closed | 2007-08-01 | 1999-08-17 |  | Petroleum | Unleaded gasoline | Unleaded gasoline | Retail | Steel | Steel | Coated & cathodic protection (sti-P3) |  | Flexible |  | 1901-01-01 | Catchment Basin | Automatic shutoff device At 95% full | Automatic shutoff device At 95% full |  |  | Statistical Inventory Reconciliation (SIR) |  | Automatic flow restrictor (MLLD) | Automatic flow restrictor (MLLD) |  |  | Statistical inventory reconciliation (SIR) | Statistical inventory reconciliation (SIR) |  | UST Currently In Use: 0; UST Temp Close: 3; AST Currently In Use: 0; AST Temp Closed: 0 | 0 | 3 | 0 | 20921-115-018405 | RUTH DAVIS
49028 | Temporary Closed | 2007-08-01 | 1999-08-17 |  | Petroleum | Premium gasoline | Premium gasoline | Retail | Steel | Steel | Coated & cathodic protection (sti-P3) |  | Flexible |  | 1901-01-01 | Catchment Basin | Automatic shutoff device At 95% full | Automatic shutoff device At 95% full |  |  | Statistical Inventory Reconciliation (SIR) |  | Automatic flow restrictor (MLLD) | Automatic flow restrictor (MLLD) |  |  | Statistical inventory reconciliation (SIR) | Statistical inventory reconciliation (SIR) |  | UST Currently In Use: 0; UST Temp Close: 3; AST Currently In Use: 0; AST Temp Closed: 0 | 0 | 3 | 0 | 20921-115-018405 | RUTH DAVIS
49029 | Temporary Closed | 2007-08-01 | 1999-08-17 |  | Petroleum | On road diesel | On road diesel | Retail | Steel | Steel | Coated & cathodic protection (sti-P3) |  | Flexible |  | 1901-01-01 | Catchment Basin | Automatic shutoff device At 95% full | Automatic shutoff device At 95% full |  |  | Statistical Inventory Reconciliation (SIR) |  | Automatic flow restrictor (MLLD) | Automatic flow restrictor (MLLD) |  |  | Statistical inventory reconciliation (SIR) | Statistical inventory reconciliation (SIR) |  | UST Currently In Use: 0; UST Temp Close: 3; AST Currently In Use: 0; AST Temp Closed: 0 | 0 | 3 | 0 | 20921-115-018405 | RUTH DAVIS
49030 | Currently in Use |  | 1997-01-01 |  | Petroleum | Unleaded gasoline | Unleaded gasoline | Retail | Fiberglass reinforced plastic | Double Wall |  |  | Fiberglass reinforced plastic |  | 1901-01-01 | Catchment Basin | Automatic shutoff device At 95% full | Automatic shutoff device At 95% full |  |  | Continuous Automatic Tank Gauge |  | Automatic flow restrictor (MLLD) | Automatic flow restrictor (MLLD) |  |  | Annual line testing | Annual line testing |  | UST Currently In Use: 2; UST Temp Close: 0; AST Currently In Use: 0; AST Temp Closed: 0 | 2 | 0 | 0 | 14011-073-018406 | RALPH O LAWRENCE
49031 | Currently in Use |  | 1997-01-01 |  | Petroleum | Premium gasoline | Premium gasoline | Retail | Double Wall | Double Wall |  |  | 2-PIECES |  | 1901-01-01 | Catchment Basin | Automatic shutoff device At 95% full | Automatic shutoff device At 95% full |  |  | Continuous Automatic Tank Gauge |  | Automatic flow restrictor (MLLD) | Automatic flow restrictor (MLLD) |  |  | Annual line testing | Annual line testing |  | UST Currently In Use: 2; UST Temp Close: 0; AST Currently In Use: 0; AST Temp Closed: 0 | 2 | 0 | 0 | 14011-073-018406 | RALPH O LAWRENCE
49032 | Permanently Closed | 2005-08-18 | 1987-12-01 | 2008-09-02 | Petroleum | Other, VIRGIN OIL | Other | Retail | Steel | Steel | Field installed cathodic protection |  | Steel |  | 1901-01-01 | Catchment Basin | Flow Rest 90% Full | Flow Rest 90% Full |  |  | Statistical Inventory Reconciliation (SIR) | [8 empty] | UST Currently In Use: 0; UST Temp Close: 0; AST Currently In Use: 0; AST Temp Closed: 0 | 0 | 0 | 2 | 23036-009-018404 | SHIRLEY ENTERPRISES, INC
49033 | Permanently Closed | 2005-08-18 | 1987-12-01 | 2008-09-02 | Petroleum | Other, VIRGIN OIL | Other | Retail | Steel | Steel | Field installed cathodic protection |  | Steel |  | 1901-01-01 | Catchment Basin | Flow Rest 90% Full | Flow Rest 90% Full |  |  | Statistical Inventory Reconciliation (SIR) | [8 empty] | UST Currently In Use: 0; UST Temp Close: 0; AST Currently In Use: 0; AST Temp Closed: 0 | 0 | 0 | 2 | 23036-009-018404 | SHIRLEY ENTERPRISES, INC
49034 | Currently in Use |  | 1998-10-01 |  | Petroleum | Unleaded gasoline | Unleaded gasoline | Retail | Fiberglass reinforced plastic | Fiberglass reinforced plastic |  |  | Fiberglass reinforced plastic |  | 1901-01-01 | Catchment Basin | Flow Rest 90% Full | Flow Rest 90% Full |  |  | Continuous Automatic Tank Gauge |  | Automatic shutoff device (AELLD) | Automatic shutoff device (AELLD) | [5 empty] | UST Currently In Use: 2; UST Temp Close: 0; AST Currently In Use: 0; AST Temp Closed: 0 | 2 | 0 | 3 | 13526-073-015687 | MOORE OIL COMPANY, INC.
49035 | Currently in Use |  | 1998-10-01 |  | Petroleum | Premium gasoline | Premium gasoline | Retail | Single Wall | Fiberglass reinforced plastic |  |  | Fiberglass reinforced plastic |  | 1901-01-01 | Catchment Basin | Flow Rest 90% Full | Flow Rest 90% Full |  |  | Continuous Automatic Tank Gauge |  | Automatic shutoff device (AELLD) | Automatic shutoff device (AELLD) | [5 empty] | UST Currently In Use: 2; UST Temp Close: 0; AST Currently In Use: 0; AST Temp Closed: 0 | 2 | 0 | 3 | 13526-073-015687 | MOORE OIL COMPANY, INC.
49036 | Permanently Closed | 2011-11-25 | 1999-11-15 | 2012-02-28 | Petroleum | On road diesel | On road diesel | Industrial | Fiberglass reinforced plastic | Fiberglass reinforced plastic |  |  | Flexible |  |  | Catchment Basin | Flow Rest 90% Full | Flow Rest 90% Full |  |  | Automatic Tank Gauge |  |  |  | Interstitial Monitoring within Secondary Containment |  |  |  |  | UST Currently In Use: 0; UST Temp Close: 0; AST Currently In Use: 0; AST Temp Closed: 0 | 0 | 0 | 3 | 23767-073-015839 | BFI WASTE SERVICES LLC
49037 | Currently in Use |  | 1999-11-15 |  | Petroleum | Unleaded gasoline | Unleaded gasoline | Retail | Fiberglass coated steel | Fiberglass coated steel |  |  | Flexible |  | 1901-01-01 | Catchment Basin | Flow Rest 90% Full | Flow Rest 90% Full |  |  | Continuous Automatic Tank Gauge |  | Containment Sump | Automatic flow restrictor (MLLD) |  |  | Annual line testing | Annual line testing |  | UST Currently In Use: 2; UST Temp Close: 0; AST Currently In Use: 0; AST Temp Closed: 0 | 2 | 0 | 0 | 21969-005-018407 | R H ENTERPRISES LLC
49038 | Currently in Use |  | 1999-11-15 |  | Petroleum | Premium gasoline | Premium gasoline | Retail | Fiberglass coated steel | Fiberglass coated steel |  |  | Flexible |  | 1901-01-01 | Catchment Basin | Flow Rest 90% Full | Flow Rest 90% Full |  |  | Continuous Automatic Tank Gauge |  | Containment Sump | Automatic flow restrictor (MLLD) |  | MANUAL/VISUAL CHECK | Annual line testing | Annual line testing |  | UST Currently In Use: 2; UST Temp Close: 0; AST Currently In Use: 0; AST Temp Closed: 0 | 2 | 0 | 0 | 21969-005-018407 | R H ENTERPRISES LLC
49039 | Currently in Use |  | 1999-07-14 |  | Petroleum | On road diesel | On road diesel | Emergency Power Generator | Double Wall | Double Wall |  |  |  |  | 1901-01-01 | Catchment Basin | Audible high level alarm At 90% full | Audible high level alarm At 90% full | Interstitial Monitoring within Secondary Containment | SENSOR TO ATG | Other |  | Containment Sump | Containment Sump | [5 empty] | UST Currently In Use: 1; UST Temp Close: 0; AST Currently In Use: 0; AST Temp Closed: 0 | 1 | 0 | 4 | 13679-015-003180 | REGIONAL MEDICAL CENTER- JOSH GARMANY
49040 | Temporary Closed | 2015-09-01 | 1999-08-10 |  | Petroleum | Unleaded gasoline | Unleaded gasoline | Retail | Fiberglass coated steel | Fiberglass coated steel |  |  | Fiberglass reinforced plastic |  | 1901-01-01 | Catchment Basin | Automatic shutoff device At 95% full | Automatic shutoff device At 95% full |  |  | Statistical Inventory Reconciliation (SIR) | [8 empty] | UST Currently In Use: 0; UST Temp Close: 1; AST Currently In Use: 0; AST Temp Closed: 0 | 0 | 1 | 4 | 11676-087-009136 | ELLIS OIL COMPANY
49041 | Temporary Closed | 2010-10-31 | 1999-12-01 |  | Petroleum | Unleaded gasoline | Unleaded gasoline | Retail | Steel | Single Wall | Coated & cathodic protection (sti-P3) |  | Fiberglass reinforced plastic |  |  | Catchment Basin | Automatic shutoff device At 95% full | Automatic shutoff device At 95% full |  |  | Statistical Inventory Reconciliation (SIR) | [8 empty] | UST Currently In Use: 0; UST Temp Close: 3; AST Currently In Use: 0; AST Temp Closed: 0 | 0 | 3 | 3 | 15476-055-008115 | YOUNG OIL INC
49042 | Currently in Use |  | 1995-02-10 |  | Petroleum | Unleaded gasoline | Unleaded gasoline | Retail | Steel | Steel | Coated & cathodic protection (sti-P3) |  | Fiberglass reinforced plastic |  |  | Catchment Basin | Flow Rest 90% Full | Flow Rest 90% Full | Interstitial Monitoring within Secondary Containment |  | Automatic Tank Gauge | [8 empty] | UST Currently In Use: 1; UST Temp Close: 0; AST Currently In Use: 0; AST Temp Closed: 0 | 1 | 0 | 0 | 23406-051-018408 | WRMM LLC
49043 | Currently in Use |  | 1999-10-05 |  | Petroleum | Unleaded gasoline | Unleaded gasoline | Retail | Double Wall | Double Wall | Other |  | Double Wall | APT | 1901-01-01 | Catchment Basin | Automatic shutoff device At 95% full | Automatic shutoff device At 95% full |  |  | Continuous Automatic Tank Gauge |  | Containment Sump | Automatic flow restrictor (MLLD) |  |  | Annual line testing | Annual line testing |  | UST Currently In Use: 1; UST Temp Close: 0; AST Currently In Use: 0; AST Temp Closed: 0 | 1 | 0 | 0 | 12144-121-018409 | JACK GREEN OIL CO INC
49044 | Cannot Locate or abandoned | 2007-09-13 | 1999-01-29 |  | Petroleum | Unleaded gasoline | Unleaded gasoline | Retail | Single Wall | Single Wall | Coated & cathodic protection (sti-P3) |  | Single Wall |  | 1901-01-01 | Catchment Basin | Automatic shutoff device At 95% full | Automatic shutoff device At 95% full |  |  | Statistical Inventory Reconciliation (SIR) | [8 empty] | UST Currently In Use: 0; UST Temp Close: 0; AST Currently In Use: 0; AST Temp Closed: 0 | 0 | 0 | 0 | 21051-077-005779 | BRIAN K WHITTLE
49045 | Cannot Locate or abandoned | 2007-09-13 | 1999-01-29 |  | Petroleum | Premium gasoline | Premium gasoline | Retail | Single Wall | Single Wall | Coated & cathodic protection (sti-P3) |  | Single Wall |  | 1901-01-01 | Catchment Basin | Automatic shutoff device At 95% full | Automatic shutoff device At 95% full |  |  | Statistical Inventory Reconciliation (SIR) | [8 empty] | UST Currently In Use: 0; UST Temp Close: 0; AST Currently In Use: 0; AST Temp Closed: 0 | 0 | 0 | 0 | 21051-077-005779 | BRIAN K WHITTLE
49046 | Currently in Use |  | 1999-11-01 |  | Petroleum | Unleaded gasoline | Unleaded gasoline | Retail | Fiberglass reinforced plastic | Fiberglass reinforced plastic |  |  | Double Wall |  | 2017-05-01 | Catchment Basin | Flow Rest 90% Full | Flow Rest 90% Full |  |  | Continuous Automatic Tank Gauge | Single walled submersible pump containment sump | Automatic flow restrictor (MLLD) | Automatic flow restrictor (MLLD) | Interstitial Monitoring within Secondary Containment | SENSOR TO ATG | Continuous alarm system | Continuous alarm system |  | UST Currently In Use: 2; UST Temp Close: 0; AST Currently In Use: 0; AST Temp Closed: 0 | 2 | 0 | 3 | 22176-125-007718 | CIRCLE K
49047 | Currently in Use |  | 1999-11-01 |  | Petroleum | Premium gasoline | Premium gasoline | Retail | Fiberglass reinforced plastic | Fiberglass reinforced plastic |  |  | Double Wall |  | 2017-05-01 | Catchment Basin | Flow Rest 90% Full | Flow Rest 90% Full |  |  | Continuous Automatic Tank Gauge |  | Automatic flow restrictor (MLLD) | Automatic flow restrictor (MLLD) | Interstitial Monitoring within Secondary Containment | SENSOR TO ATG | Annual line testing | Annual line testing |  | UST Currently In Use: 2; UST Temp Close: 0; AST Currently In Use: 0; AST Temp Closed: 0 | 2 | 0 | 3 | 22176-125-007718 | CIRCLE K
49048 | Currently in Use |  | 2000-01-15 |  | Petroleum | On road diesel | On road diesel | Retail | Fiberglass reinforced plastic | Fiberglass reinforced plastic |  |  | Single Wall |  |  | Catchment Basin | Automatic shutoff device At 95% full | Automatic shutoff device At 95% full |  |  | Statistical Inventory Reconciliation (SIR) | [8 empty] | UST Currently In Use: 4; UST Temp Close: 0; AST Currently In Use: 0; AST Temp Closed: 0 | 4 | 0 | 3 | 13284-093-006865 | H.L. MARTIN DISTRIBUTING CO.
49049 | Temporary Closed | 2021-06-16 | 1999-10-25 |  | Petroleum | Unleaded gasoline | Unleaded gasoline | Retail | Double Wall | Double Wall |  |  | Double Wall |  | 1901-01-01 | Catchment Basin | Flow Rest 90% Full | Flow Rest 90% Full | Interstitial Monitoring within Secondary Containment | SENSOR TO ATG | Continuous Automatic Tank Gauge |  | Automatic shutoff device (AELLD) | Automatic shutoff device (AELLD) | [5 empty] | UST Currently In Use: 0; UST Temp Close: 3; AST Currently In Use: 0; AST Temp Closed: 0 | 0 | 3 | 0 | 22562-089-018410 | K.B. PROPERTIES, LLC
49050 | Temporary Closed | 2021-06-16 | 1999-10-25 |  | Petroleum | On road diesel | On road diesel | Retail | Double Wall | Double Wall |  |  | Double Wall |  | 1901-01-01 | Catchment Basin | Flow Rest 90% Full | Flow Rest 90% Full | Interstitial Monitoring within Secondary Containment | SENSOR TO ATG | Continuous Automatic Tank Gauge |  | Automatic shutoff device (AELLD) | Automatic shutoff device (AELLD) | [5 empty] | UST Currently In Use: 0; UST Temp Close: 3; AST Currently In Use: 0; AST Temp Closed: 0 | 0 | 3 | 0 | 22562-089-018410 | K.B. PROPERTIES, LLC
49051 | Temporary Closed | 2021-06-16 | 1999-10-25 |  | Petroleum | On road diesel | On road diesel | Retail | Double Wall | Double Wall |  |  | Flexible |  | 1901-01-01 | Catchment Basin | Flow Rest 90% Full | Flow Rest 90% Full | Interstitial Monitoring within Secondary Containment | SENSOR TO ATG | Continuous Automatic Tank Gauge |  | Automatic shutoff device (AELLD) | Automatic shutoff device (AELLD) | [5 empty] | UST Currently In Use: 0; UST Temp Close: 3; AST Currently In Use: 0; AST Temp Closed: 0 | 0 | 3 | 0 | 22562-089-018410 | K.B. PROPERTIES, LLC
49052 | Temporary Closed | 2005-09-01 | 1999-10-01 |  | Petroleum | Premium gasoline | Premium gasoline | Retail | Fiberglass coated steel | Fiberglass coated steel |  |  | Flexible |  |  | Catchment Basin | Automatic shutoff device At 95% full | Automatic shutoff device At 95% full | Interstitial Monitoring within Secondary Containment |  | Automatic Tank Gauge |  | Automatic flow restrictor (MLLD) | Automatic flow restrictor (MLLD) | Interstitial Monitoring within Secondary Containment |  | Continuous alarm system | Continuous alarm system |  | UST Currently In Use: 0; UST Temp Close: 3; AST Currently In Use: 0; AST Temp Closed: 0 | 0 | 3 | 3 | 23219-003-003233 | PHILLIP BLACKBURN
49053 | Temporary Closed | 2005-09-01 | 1999-10-01 |  | Petroleum | Unleaded gasoline | Unleaded gasoline | Retail | Fiberglass coated steel | Fiberglass coated steel |  |  | Flexible |  |  | Catchment Basin | Automatic shutoff device At 95% full | Automatic shutoff device At 95% full | Interstitial Monitoring within Secondary Containment |  | Automatic Tank Gauge |  | Automatic flow restrictor (MLLD) | Automatic flow restrictor (MLLD) | Interstitial Monitoring within Secondary Containment |  | Continuous alarm system | Continuous alarm system |  | UST Currently In Use: 0; UST Temp Close: 3; AST Currently In Use: 0; AST Temp Closed: 0 | 0 | 3 | 3 | 23219-003-003233 | PHILLIP BLACKBURN
49054 | Currently in Use |  | 1999-02-10 |  | Petroleum | Unleaded gasoline | Unleaded gasoline | Retail | Steel | Steel | Coated & cathodic protection (sti-P3) |  | Flexible |  |  | Catchment Basin | Flow Rest 90% Full | Flow Rest 90% Full |  |  | Statistical Inventory Reconciliation (SIR) |  | Containment Sump | Automatic flow restrictor (MLLD) |  |  | Statistical inventory reconciliation (SIR) | Statistical inventory reconciliation (SIR) |  | UST Currently In Use: 1; UST Temp Close: 0; AST Currently In Use: 0; AST Temp Closed: 0 | 1 | 0 | 5 | 15429-017-013302 | CHATTAHOOCHEE OIL CO.
49055 | Temporary Closed | 2007-04-23 | 1999-08-25 |  | Petroleum | Unleaded gasoline | Unleaded gasoline | Retail | Fiberglass coated steel | Fiberglass coated steel |  |  | Fiberglass reinforced plastic |  | 1901-01-01 | Catchment Basin | Automatic shutoff device At 95% full | Automatic shutoff device At 95% full |  |  | Statistical Inventory Reconciliation (SIR) | [8 empty] | UST Currently In Use: 0; UST Temp Close: 1; AST Currently In Use: 0; AST Temp Closed: 0 | 0 | 1 | 3 | 11676-087-004452 | ELLIS OIL COMPANY
49056 | Permanently Closed | 2019-01-04 | 1998-05-01 | 2019-01-15 | Petroleum | Unleaded gasoline | Unleaded gasoline | Retail | Single Wall | Single Wall | Coated & cathodic protection (sti-P3) |  | Double Wall |  |  | Catchment Basin | Flow Rest 90% Full | Flow Rest 90% Full |  |  | Automatic Tank Gauge |  | Automatic flow restrictor (MLLD) | Automatic flow restrictor (MLLD) | Interstitial Monitoring within Secondary Containment | SENSOR TO ATG | Continuous alarm system | Annual line testing |  | UST Currently In Use: 0; UST Temp Close: 0; AST Currently In Use: 0; AST Temp Closed: 0 | 0 | 0 | 2 | 13706-077-018411 | O'STEEN OIL COMPANY
49057 | Permanently Closed | 2018-09-01 | 1998-05-01 | 2019-01-15 | Petroleum | Premium gasoline | Premium gasoline | Retail | Steel | Single Wall | Coated & cathodic protection (sti-P3) |  | Flexible |  |  | Catchment Basin | Flow Rest 90% Full | Flow Rest 90% Full |  |  | Automatic Tank Gauge |  | Containment Sump | Automatic flow restrictor (MLLD) | Interstitial Monitoring within Secondary Containment | SENSOR TO ATG |  |  |  | UST Currently In Use: 0; UST Temp Close: 0; AST Currently In Use: 0; AST Temp Closed: 0 | 0 | 0 | 2 | 13706-077-018411 | O'STEEN OIL COMPANY
49058 | Temporary Closed | 2005-09-01 | 1989-11-01 |  | Petroleum | On road diesel | On road diesel | Retail | Steel | Steel | Coated & cathodic protection (sti-P3) |  | Flexible |  |  | Catchment Basin | Automatic shutoff device At 95% full | Automatic shutoff device At 95% full |  |  | Automatic Tank Gauge |  | Automatic flow restrictor (MLLD) | Automatic flow restrictor (MLLD) | Interstitial Monitoring within Secondary Containment |  | Continuous alarm system | Continuous alarm system |  | UST Currently In Use: 0; UST Temp Close: 3; AST Currently In Use: 0; AST Temp Closed: 0 | 0 | 3 | 3 | 23219-003-003233 | PHILLIP BLACKBURN
49059 | Currently in Use |  | 1998-11-02 |  | Petroleum | Unleaded gasoline | Unleaded gasoline | Retail | Fiberglass reinforced plastic | Fiberglass reinforced plastic |  |  | Fiberglass reinforced plastic |  | 1901-01-01 | Catchment Basin | Automatic shutoff device At 95% full | Automatic shutoff device At 95% full |  |  | Statistical Inventory Reconciliation (SIR) | [8 empty] | UST Currently In Use: 2; UST Temp Close: 0; AST Currently In Use: 0; AST Temp Closed: 0 | 2 | 0 | 2 | 24855-027-018045 | J.F. SIMS
49060 | Temporary Closed | 2005-07-01 | 1993-01-06 |  | Petroleum | Unleaded gasoline | Unleaded gasoline | Retail | Steel | Single Wall | Coated & cathodic protection (sti-P3) |  | Single Wall |  | 1901-01-01 | Catchment Basin | Flow Rest 90% Full | Flow Rest 90% Full |  |  | Statistical Inventory Reconciliation (SIR) | [8 empty] | UST Currently In Use: 0; UST Temp Close: 3; AST Currently In Use: 1; AST Temp Closed: 0 | 0 | 3 | 3 | 23556-127-003064 | JAMUP INC
49061 | Temporary Closed | 2005-07-01 | 1993-01-06 |  | Petroleum | Mid-grade gasoline | Mid-grade gasoline | Retail | Single Wall | Single Wall | Coated & cathodic protection (sti-P3) |  | Fiberglass reinforced plastic |  | 1901-01-01 | Catchment Basin | Flow Rest 90% Full | Flow Rest 90% Full |  |  | Statistical Inventory Reconciliation (SIR) | [8 empty] | UST Currently In Use: 0; UST Temp Close: 3; AST Currently In Use: 1; AST Temp Closed: 0 | 0 | 3 | 3 | 23556-127-003064 | JAMUP INC
49062 | Temporary Closed | 2005-07-01 | 1993-01-06 |  | Petroleum | Premium gasoline | Premium gasoline | Retail | Steel | Single Wall | Coated & cathodic protection (sti-P3) |  | Fiberglass reinforced plastic |  | 1901-01-01 | Catchment Basin | Flow Rest 90% Full | Flow Rest 90% Full |  |  | Statistical Inventory Reconciliation (SIR) | [8 empty] | UST Currently In Use: 0; UST Temp Close: 3; AST Currently In Use: 1; AST Temp Closed: 0 | 0 | 3 | 3 | 23556-127-003064 | JAMUP INC
49063 | Currently in Use |  | 1999-10-15 |  | Petroleum | Unleaded gasoline | Unleaded gasoline | Retail | Double Wall | Double Wall |  |  | Double Wall |  | 1901-01-01 | Catchment Basin | Automatic shutoff device At 95% full | Automatic shutoff device At 95% full | Interstitial Monitoring within Secondary Containment |  | Continuous Automatic Tank Gauge |  | Automatic flow restrictor (MLLD) | Automatic flow restrictor (MLLD) | Interstitial Monitoring within Secondary Containment |  | Continuous alarm system | Continuous alarm system |  | UST Currently In Use: 2; UST Temp Close: 0; AST Currently In Use: 0; AST Temp Closed: 0 | 2 | 0 | 0 | 25265-117-018412 | LGWS/CROSS AMERICA PARTNERS
49064 | Currently in Use |  | 1999-10-15 |  | Petroleum | Premium gasoline | Premium gasoline | Retail | Double Wall | Double Wall |  |  | Fiberglass reinforced plastic |  | 1901-01-01 | Catchment Basin | Automatic shutoff device At 95% full | Automatic shutoff device At 95% full | Interstitial Monitoring within Secondary Containment |  | Continuous Automatic Tank Gauge |  | Containment Sump | Automatic flow restrictor (MLLD) | Interstitial Monitoring within Secondary Containment |  | Continuous alarm system | Continuous alarm system |  | UST Currently In Use: 2; UST Temp Close: 0; AST Currently In Use: 0; AST Temp Closed: 0 | 2 | 0 | 0 | 25265-117-018412 | LGWS/CROSS AMERICA PARTNERS
49065 | Currently in Use |  | 1999-10-14 |  | Petroleum | On road diesel | On road diesel | Industrial | 15K/15K | Double Wall |  |  | POLYTECH | APT | 1901-01-01 | Catchment Basin | Automatic shutoff device At 95% full | Automatic shutoff device At 95% full |  |  | Continuous Automatic Tank Gauge |  | Containment Sump | Automatic flow restrictor (MLLD) | Interstitial Monitoring within Secondary Containment | SENSOR TO ATG | Annual line testing | Annual line testing |  | UST Currently In Use: 1; UST Temp Close: 0; AST Currently In Use: 0; AST Temp Closed: 0 | 1 | 0 | 0 | 10654-073-018413 | BOYD BROTHERS TRANSPORTATION CO INC
49067 | Currently in Use |  | 1999-01-19 |  | Petroleum | Unleaded gasoline | Unleaded gasoline | Retail | Fiberglass coated steel | Fiberglass coated steel |  |  | Flexible |  | 1901-01-01 | Catchment Basin | Flow Rest 90% Full | Flow Rest 90% Full |  |  | Continuous Automatic Tank Gauge |  | Automatic flow restrictor (MLLD) | Automatic flow restrictor (MLLD) |  |  | Annual line testing | Annual line testing |  | UST Currently In Use: 2; UST Temp Close: 0; AST Currently In Use: 0; AST Temp Closed: 0 | 2 | 0 | 2 | 25735-065-004081 | DMP COUNTY LINE GROCERY & DELI INC
49069 | Currently in Use |  | 1996-06-27 |  | Petroleum | On road diesel | On road diesel | Emergency power generator | Fiberglass reinforced plastic | Fiberglass reinforced plastic |  |  | Fiberglass reinforced plastic |  | 1901-01-01 | Catchment Basin | Flow Rest 90% Full | Flow Rest 90% Full | Interstitial Monitoring within Secondary Containment |  | Continuous Automatic Tank Gauge |  |  |  | Interstitial Monitoring within Secondary Containment | INTERSTITIAL BARRIER |  |  |  | UST Currently In Use: 1; UST Temp Close: 0; AST Currently In Use: 0; AST Temp Closed: 0 | 1 | 0 | 1 | 24375-017-000941 | EAST ALABAMA HEALTH CARE AUTHORITY
49070 | Currently in Use |  | 2000-01-12 |  | Hazardous Substance |  |  | Industrial | Fiberglass coated steel | Double Wall | SEE CMMNT |  | Double Wall |  |  | Catchment Basin | Automatic shutoff device At 95% full | Automatic shutoff device At 95% full |  |  | Continuous Automatic Tank Gauge |  | Containment Sump | Automatic flow restrictor (MLLD) | Interstitial Monitoring within Secondary Containment |  | Continuous alarm system | Continuous alarm system |  | UST Currently In Use: 3; UST Temp Close: 0; AST Currently In Use: 0; AST Temp Closed: 0 | 3 | 0 | 1 | 13633-101-011050 | NELSON PAINT COMPANY
49071 | Currently in Use |  | 1999-10-28 |  | Petroleum | Unleaded gasoline | Unleaded gasoline | Retail | Double Wall | Double Wall |  |  | Double Wall |  | 1901-01-01 | Catchment Basin | Automatic shutoff device At 95% full | Automatic shutoff device At 95% full |  |  | Continuous Automatic Tank Gauge |  | Automatic shutoff device (AELLD) | Automatic shutoff device (AELLD) | Interstitial Monitoring within Secondary Containment |  |  |  |  | UST Currently In Use: 3; UST Temp Close: 1; AST Currently In Use: 0; AST Temp Closed: 0 | 3 | 1 | 0 | 23413-101-018417 | CIRCLE K STORES, INC.
49072 | Currently in Use |  | 1999-10-28 |  | Petroleum | Premium gasoline | Premium gasoline | Retail | Double Wall | Double Wall |  |  | Flexible |  | 1901-01-01 | Catchment Basin | Automatic shutoff device At 95% full | Automatic shutoff device At 95% full |  |  | Continuous Automatic Tank Gauge |  | Containment Sump | Automatic shutoff device (AELLD) | [5 empty] | UST Currently In Use: 3; UST Temp Close: 1; AST Currently In Use: 0; AST Temp Closed: 0 | 3 | 1 | 0 | 23413-101-018417 | CIRCLE K STORES, INC.
49073 | Currently in Use |  | 1999-10-28 |  | Petroleum | Unleaded gasoline | Unleaded gasoline | Retail | Fiberglass coated steel | Double Wall |  |  | Double Wall |  | 1901-01-01 | Catchment Basin | Automatic shutoff device At 95% full | Automatic shutoff device At 95% full |  |  | Continuous Automatic Tank Gauge |  | Automatic shutoff device (AELLD) | Automatic shutoff device (AELLD) | Interstitial Monitoring within Secondary Containment |  |  |  |  | UST Currently In Use: 3; UST Temp Close: 1; AST Currently In Use: 0; AST Temp Closed: 0 | 3 | 1 | 0 | 23413-101-018417 | CIRCLE K STORES, INC.
49074 | Temporary Closed | 2016-02-01 | 1999-10-28 |  | Petroleum | Premium gasoline | Premium gasoline | Retail | Double Wall | Double Wall |  |  | Flexible |  | 1901-01-01 | Catchment Basin | Automatic shutoff device At 95% full | Automatic shutoff device At 95% full |  |  | Continuous Automatic Tank Gauge |  | Automatic shutoff device (AELLD) | Automatic shutoff device (AELLD) | [5 empty] | UST Currently In Use: 3; UST Temp Close: 1; AST Currently In Use: 0; AST Temp Closed: 0 | 3 | 1 | 0 | 23413-101-018417 | CIRCLE K STORES, INC.
49075 | Temporary Closed | 2004-10-01 | 1998-07-16 |  | Petroleum | Unleaded gasoline | Unleaded gasoline | Retail | Fiberglass reinforced plastic | Fiberglass reinforced plastic |  |  | Fiberglass reinforced plastic |  | 1901-01-01 | Catchment Basin | Automatic shutoff device At 95% full | Automatic shutoff device At 95% full |  |  | Continuous Automatic Tank Gauge | [8 empty] | UST Currently In Use: 0; UST Temp Close: 3; AST Currently In Use: 0; AST Temp Closed: 0 | 0 | 3 | 2 | 24680-085-007891 | WILL BRUSER (BRUSER TRUST)
49076 | Temporary Closed | 2004-10-01 | 1998-07-16 |  | Petroleum | Unleaded gasoline | Unleaded gasoline | Retail | Fiberglass reinforced plastic | Fiberglass reinforced plastic |  |  | Fiberglass reinforced plastic |  | 1901-01-01 | Catchment Basin | Automatic shutoff device At 95% full | Automatic shutoff device At 95% full |  |  | Continuous Automatic Tank Gauge | [8 empty] | UST Currently In Use: 0; UST Temp Close: 3; AST Currently In Use: 0; AST Temp Closed: 0 | 0 | 3 | 2 | 24680-085-007891 | WILL BRUSER (BRUSER TRUST)
49077 | Temporary Closed | 2016-01-01 | 1998-07-16 |  | Petroleum | On road diesel | On road diesel | Retail | Fiberglass reinforced plastic | Fiberglass reinforced plastic |  |  | Fiberglass reinforced plastic |  | 1901-01-01 | Catchment Basin | Automatic shutoff device At 95% full | Automatic shutoff device At 95% full |  |  | Continuous Automatic Tank Gauge | [8 empty] | UST Currently In Use: 0; UST Temp Close: 3; AST Currently In Use: 0; AST Temp Closed: 0 | 0 | 3 | 2 | 24680-085-007891 | WILL BRUSER (BRUSER TRUST)
49078 | Currently in Use |  | 1999-09-20 |  | Petroleum | Unleaded gasoline | Unleaded gasoline | Retail | Fiberglass reinforced plastic | Fiberglass reinforced plastic |  |  | Fiberglass reinforced plastic |  | 1901-01-01 | Catchment Basin | Automatic shutoff device At 95% full | Automatic shutoff device At 95% full |  |  | Continuous Automatic Tank Gauge |  | Automatic shutoff device (AELLD) | Automatic shutoff device (AELLD) |  |  | Continuous alarm system | Continuous alarm system |  | UST Currently In Use: 2; UST Temp Close: 0; AST Currently In Use: 0; AST Temp Closed: 0 | 2 | 0 | 0 | 13343-125-018418 | MCCULLOUGH OIL COMPANY, INC.
49079 | Currently in Use |  | 1999-09-20 |  | Petroleum | Premium gasoline | Premium gasoline | Retail | Fiberglass reinforced plastic | Fiberglass reinforced plastic |  |  | Double Wall |  | 1901-01-01 | Catchment Basin | Automatic shutoff device At 95% full | Automatic shutoff device At 95% full |  |  | Continuous Automatic Tank Gauge |  | Automatic shutoff device (AELLD) | Automatic shutoff device (AELLD) |  |  | Continuous alarm system | Continuous alarm system |  | UST Currently In Use: 2; UST Temp Close: 0; AST Currently In Use: 0; AST Temp Closed: 0 | 2 | 0 | 0 | 13343-125-018418 | MCCULLOUGH OIL COMPANY, INC.
49081 | Currently in Use |  | 1999-06-28 |  | Petroleum | Unleaded gasoline | Unleaded gasoline | Retail | Fiberglass reinforced plastic | Fiberglass reinforced plastic |  |  | Flexible | APT | 1901-01-01 | Catchment Basin | Flow Rest 90% Full | Flow Rest 90% Full |  |  | Continuous Automatic Tank Gauge |  | Containment Sump | Automatic flow restrictor (MLLD) | Interstitial Monitoring within Secondary Containment | SENSOR TO ATG | Continuous alarm system | Continuous alarm system |  | UST Currently In Use: 4; UST Temp Close: 0; AST Currently In Use: 0; AST Temp Closed: 0 | 4 | 0 | 0 | 13047-111-018678 | LARRY BROWN
49082 | Currently in Use |  | 1999-06-28 |  | Petroleum | Mid-grade gasoline | Mid-grade gasoline | Retail | Fiberglass reinforced plastic | Fiberglass reinforced plastic |  |  | Flexible | APT | 1901-01-01 | Catchment Basin | Flow Rest 90% Full | Flow Rest 90% Full |  |  | Continuous Automatic Tank Gauge |  | Containment Sump | Automatic flow restrictor (MLLD) | Interstitial Monitoring within Secondary Containment | SENSOR TO ATG | Continuous alarm system | Continuous alarm system |  | UST Currently In Use: 4; UST Temp Close: 0; AST Currently In Use: 0; AST Temp Closed: 0 | 4 | 0 | 0 | 13047-111-018678 | LARRY BROWN
49083 | Currently in Use |  | 1999-06-28 |  | Petroleum | Premium gasoline | Premium gasoline | Retail | Fiberglass reinforced plastic | Fiberglass reinforced plastic |  |  | Double Wall | APT | 1901-01-01 | Catchment Basin | Flow Rest 90% Full | Flow Rest 90% Full |  |  | Continuous Automatic Tank Gauge |  | Sump sensor relayed to automatically shut off submersible pump | Automatic flow restrictor (MLLD) | Interstitial Monitoring within Secondary Containment | SENSOR TO ATG | Continuous alarm system | Continuous alarm system |  | UST Currently In Use: 4; UST Temp Close: 0; AST Currently In Use: 0; AST Temp Closed: 0 | 4 | 0 | 0 | 13047-111-018678 | LARRY BROWN
49084 | Currently in Use |  | 1999-06-28 |  | Petroleum | On road diesel | On road diesel | Retail | Fiberglass reinforced plastic | Fiberglass reinforced plastic |  |  | Double Wall |  | 2017-07-30 | Catchment Basin | Automatic shutoff device At 95% full | Automatic shutoff device At 95% full |  |  | Continuous Automatic Tank Gauge |  | Sump sensor relayed to automatically shut off submersible pump | Automatic flow restrictor (MLLD) | Interstitial Monitoring within Secondary Containment |  | Continuous alarm system | Continuous alarm system |  | UST Currently In Use: 4; UST Temp Close: 0; AST Currently In Use: 0; AST Temp Closed: 0 | 4 | 0 | 0 | 13047-111-018678 | LARRY BROWN
49085 | Currently in Use |  | 2000-01-01 |  | Petroleum | Unleaded gasoline | Unleaded gasoline | Retail | Fiberglass coated steel | Fiberglass coated steel |  |  | Flexible |  | 1901-01-01 | Catchment Basin | Flow Rest 90% Full | Flow Rest 90% Full |  |  | Continuous Automatic Tank Gauge |  | Containment Sump | Automatic flow restrictor (MLLD) |  |  | Annual line testing | Annual line testing |  | UST Currently In Use: 2; UST Temp Close: 0; AST Currently In Use: 0; AST Temp Closed: 0 | 2 | 0 | 0 | 23413-097-018419 | CIRCLE K STORES, INC.
49086 | Currently in Use |  | 2000-01-01 |  | Petroleum | Premium gasoline | Premium gasoline | Retail | Fiberglass coated steel | Fiberglass coated steel |  |  | Flexible |  | 1901-01-01 | Catchment Basin | Flow Rest 90% Full | Flow Rest 90% Full |  |  | Continuous Automatic Tank Gauge |  | Containment Sump | Automatic flow restrictor (MLLD) |  |  | Statistical inventory reconciliation (SIR) | Annual line testing |  | UST Currently In Use: 2; UST Temp Close: 0; AST Currently In Use: 0; AST Temp Closed: 0 | 2 | 0 | 0 | 23413-097-018419 | CIRCLE K STORES, INC.
49087 | Temporary Closed | 2014-04-15 | 2000-01-10 |  | Petroleum | Unleaded gasoline | Unleaded gasoline | Retail | Fiberglass coated steel | Fiberglass coated steel |  |  | Flexible |  | 1901-01-01 | Catchment Basin | Automatic shutoff device At 95% full | Automatic shutoff device At 95% full |  |  | Continuous Automatic Tank Gauge | [8 empty] | UST Currently In Use: 0; UST Temp Close: 1; AST Currently In Use: 0; AST Temp Closed: 0 | 0 | 1 | 0 | 24418-057-010922 | CHUCK DELLERT JR.
49088 | Permanently Closed | 2009-05-01 | 1999-09-10 | 2010-02-18 | Petroleum | Unleaded gasoline | Unleaded gasoline | Retail | Single Wall | Single Wall | Coated & cathodic protection (sti-P3) |  | Double Wall |  | 1901-01-01 | Catchment Basin | Automatic shutoff device At 95% full | Automatic shutoff device At 95% full |  |  | Statistical Inventory Reconciliation (SIR) | [5 empty] | Statistical inventory reconciliation (SIR) | Statistical inventory reconciliation (SIR) |  | UST Currently In Use: 0; UST Temp Close: 0; AST Currently In Use: 0; AST Temp Closed: 0 | 0 | 0 | 1 | 19946-127-004026 | ALBERT GILBERT
49089 | Permanently Closed | 1998-01-28 | 1984-01-01 | 1998-01-28 | Petroleum | On road diesel | On road diesel | State/Federal Government | Steel | Steel | Field installed cathodic protection |  | Steel |  | 1901-01-01 | Catchment Basin | Automatic shutoff device At 95% full | Automatic shutoff device At 95% full |  |  | Automatic Tank Gauge | [8 empty] | UST Currently In Use: 1; UST Temp Close: 0; AST Currently In Use: 0; AST Temp Closed: 0 | 1 | 0 | 1 | 17123-097-018420 | UNIV OF SO ALA/SAFETY ENV COMPLIANCE
49090 | Currently in Use |  | 1999-11-01 |  | Petroleum | Unleaded gasoline | Unleaded gasoline | Retail | Double Wall | Double Wall |  |  | Double Wall |  | 1901-01-01 | Catchment Basin | Flow Rest 90% Full | Audible high level alarm At 90% full | Interstitial Monitoring within Secondary Containment | SENSOR TO ATG |  |  | Containment Sump | Automatic flow restrictor (MLLD) | Interstitial Monitoring within Secondary Containment | MANUAL/VISUAL CHECK | Continuous alarm system | Annual line testing |  | UST Currently In Use: 3; UST Temp Close: 0; AST Currently In Use: 0; AST Temp Closed: 0 | 3 | 0 | 0 | 20759-069-018421 | SOUTHWEST GEORGIA OIL COMPANY
49091 | Currently in Use |  | 1999-11-01 |  | Petroleum | On road diesel | On road diesel | Retail | Double Wall | Double Wall |  |  | Double Wall |  | 1901-01-01 | Catchment Basin | Audible high level alarm At 90% full | Audible high level alarm At 90% full | Interstitial Monitoring within Secondary Containment | SENSOR TO ATG |  |  | Automatic flow restrictor (MLLD) | Automatic flow restrictor (MLLD) | Interstitial Monitoring within Secondary Containment | MANUAL/VISUAL CHECK | Continuous alarm system | Annual line testing |  | UST Currently In Use: 3; UST Temp Close: 0; AST Currently In Use: 0; AST Temp Closed: 0 | 3 | 0 | 0 | 20759-069-018421 | SOUTHWEST GEORGIA OIL COMPANY
49092 | Currently in Use |  | 1999-11-01 |  | Petroleum | Premium gasoline | Premium gasoline | Retail | Double Wall | Double Wall |  |  | Double Wall |  | 1901-01-01 | Catchment Basin | Audible high level alarm At 90% full | Audible high level alarm At 90% full | Interstitial Monitoring within Secondary Containment | SENSOR TO ATG |  |  | Automatic flow restrictor (MLLD) | Automatic flow restrictor (MLLD) | Interstitial Monitoring within Secondary Containment | MANUAL/VISUAL CHECK | Annual line testing | Annual line testing |  | UST Currently In Use: 3; UST Temp Close: 0; AST Currently In Use: 0; AST Temp Closed: 0 | 3 | 0 | 0 | 20759-069-018421 | SOUTHWEST GEORGIA OIL COMPANY