49093 | Currently in Use |  | 1999-11-16 |  | Petroleum | Unleaded gasoline | Unleaded gasoline | Retail | Fiberglass coated steel | Fiberglass coated steel |  |  | Flexible |  | 1901-01-01 | Catchment Basin | Flow Rest 90% Full | Flow Rest 90% Full |  |  | Automatic Tank Gauge |  | Automatic flow restrictor (MLLD) | Automatic flow restrictor (MLLD) | Interstitial Monitoring within Secondary Containment | MANUAL/VISUAL CHECK | Annual line testing | Annual line testing |  | UST Currently In Use: 1; UST Temp Close: 0; AST Currently In Use: 0; AST Temp Closed: 0 | 1 | 0 | 1 | 24950-101-015054 | MOUNTAIN EXPRESS OIL CO. S.E.
49094 | Permanently Closed | 2014-04-02 | 1999-01-01 | 2014-05-01 | Petroleum | Unleaded gasoline | Unleaded gasoline | Industrial | Steel | Steel | Coated & cathodic protection (sti-P3) |  | Steel |  |  | Catchment Basin | Automatic shutoff device At 95% full | Automatic shutoff device At 95% full |  |  | Statistical Inventory Reconciliation (SIR) | [8 empty] | UST Currently In Use: 0; UST Temp Close: 0; AST Currently In Use: 0; AST Temp Closed: 0 | 0 | 0 | 4 | 20944-097-018422 | JAMES R. PAYNE, INC.
49095 | Permanently Closed | 2014-04-02 | 1980-01-01 | 2014-05-01 | Petroleum | On road diesel | On road diesel | Industrial | Steel | Steel | Field installed cathodic protection |  | Steel |  |  | Catchment Basin | Automatic shutoff device At 95% full | Automatic shutoff device At 95% full |  |  | Statistical Inventory Reconciliation (SIR) | [8 empty] | UST Currently In Use: 0; UST Temp Close: 0; AST Currently In Use: 0; AST Temp Closed: 0 | 0 | 0 | 4 | 20944-097-018422 | JAMES R. PAYNE, INC.
49096 | Permanently Closed | 2014-04-02 | 1980-01-01 | 2014-05-01 | Petroleum | On road diesel | On road diesel | Industrial | Steel | Steel | Field installed cathodic protection |  | Steel |  |  | Catchment Basin | Automatic shutoff device At 95% full | Automatic shutoff device At 95% full |  |  | Statistical Inventory Reconciliation (SIR) | [8 empty] | UST Currently In Use: 0; UST Temp Close: 0; AST Currently In Use: 0; AST Temp Closed: 0 | 0 | 0 | 4 | 20944-097-018422 | JAMES R. PAYNE, INC.
49097 | Permanently Closed | 2010-02-25 | 1980-01-01 | 2014-05-01 | Petroleum | On road diesel | On road diesel | Industrial | Steel | Steel | Field installed cathodic protection |  | Steel |  |  | Catchment Basin | Automatic shutoff device At 95% full | Automatic shutoff device At 95% full | [11 empty] | UST Currently In Use: 0; UST Temp Close: 0; AST Currently In Use: 0; AST Temp Closed: 0 | 0 | 0 | 4 | 20944-097-018422 | JAMES R. PAYNE, INC.
49098 | Currently in Use |  | 1999-10-25 |  | Petroleum | Unleaded gasoline | Unleaded gasoline | Retail | Double Wall | Double Wall |  |  | Flexible |  |  | Catchment Basin | Flow Rest 90% Full | Flow Rest 90% Full |  |  | Continuous Automatic Tank Gauge |  | Containment Sump | Automatic flow restrictor (MLLD) | [5 empty] | UST Currently In Use: 3; UST Temp Close: 0; AST Currently In Use: 0; AST Temp Closed: 0 | 3 | 0 | 0 | 25265-081-018423 | LGWS/CROSS AMERICA PARTNERS
49099 | Currently in Use |  | 1999-10-25 |  | Petroleum | Premium gasoline | Premium gasoline | Retail | Fiberglass coated steel | Double Wall |  |  | Flexible |  |  | Catchment Basin | Flow Rest 90% Full | Flow Rest 90% Full |  |  | Continuous Automatic Tank Gauge |  | Automatic shutoff device (AELLD) | Automatic flow restrictor (MLLD) | [5 empty] | UST Currently In Use: 3; UST Temp Close: 0; AST Currently In Use: 0; AST Temp Closed: 0 | 3 | 0 | 0 | 25265-081-018423 | LGWS/CROSS AMERICA PARTNERS
49100 | Currently in Use |  | 1999-10-25 |  | Petroleum | Other, EFREE | Other | Retail | Double Wall | Double Wall |  |  | Flexible |  |  | Catchment Basin | Automatic shutoff device At 95% full | Automatic shutoff device At 95% full | Interstitial Monitoring within Secondary Containment |  | Continuous Automatic Tank Gauge | [8 empty] | UST Currently In Use: 3; UST Temp Close: 0; AST Currently In Use: 0; AST Temp Closed: 0 | 3 | 0 | 0 | 25265-081-018423 | LGWS/CROSS AMERICA PARTNERS
49101 | Permanently Closed | 2008-05-07 | 1999-07-22 | 2008-05-07 | Petroleum | On road diesel | On road diesel | Local government | Fiberglass coated steel | Fiberglass coated steel |  |  | SECCONTAIN |  | 1901-01-01 | Catchment Basin | Automatic shutoff device At 95% full | Automatic shutoff device At 95% full | Interstitial Monitoring within Secondary Containment | [10 empty] | UST Currently In Use: 0; UST Temp Close: 0; AST Currently In Use: 1; AST Temp Closed: 0 | 0 | 0 | 3 | 16391-089-014281 | MADISON COUNTY BOARD OF EDUCATION
49102 | Currently in Use |  | 1999-12-12 |  | Petroleum | Unleaded gasoline | Unleaded gasoline | Retail | Fiberglass coated steel | Fiberglass coated steel |  |  | PICES SP15 |  | 1901-01-01 | Catchment Basin | Automatic shutoff device At 95% full | Automatic shutoff device At 95% full | Interstitial Monitoring within Secondary Containment |  | Continuous Automatic Tank Gauge |  | Automatic shutoff device (AELLD) | Automatic shutoff device (AELLD) | Interstitial Monitoring within Secondary Containment |  |  |  |  | UST Currently In Use: 2; UST Temp Close: 0; AST Currently In Use: 0; AST Temp Closed: 0 | 2 | 0 | 0 | 25881-047-018424 | JAY 1999 INC
49103 | Currently in Use |  | 1999-12-22 |  | Petroleum | Premium gasoline | Premium gasoline | Retail | Fiberglass coated steel | Fiberglass coated steel |  |  | PICES SP15 |  | 1901-01-01 | Catchment Basin | Automatic shutoff device At 95% full | Automatic shutoff device At 95% full | Interstitial Monitoring within Secondary Containment |  | Continuous Automatic Tank Gauge |  | Containment Sump | Automatic shutoff device (AELLD) | Interstitial Monitoring within Secondary Containment |  | Annual line testing | Annual line testing |  | UST Currently In Use: 2; UST Temp Close: 0; AST Currently In Use: 0; AST Temp Closed: 0 | 2 | 0 | 0 | 25881-047-018424 | JAY 1999 INC
49104 | Currently in Use |  | 2000-01-23 |  | Petroleum | Unleaded gasoline | Unleaded gasoline | Retail | Fiberglass coated steel | Fiberglass coated steel | DBW |  | DBW |  | 1901-01-01 | Catchment Basin | Automatic shutoff device At 95% full | Automatic shutoff device At 95% full |  |  | Automatic Tank Gauge |  | Automatic flow restrictor (MLLD) | Automatic flow restrictor (MLLD) | Interstitial Monitoring within Secondary Containment | SENSOR TO ATG | Continuous alarm system | Continuous alarm system |  | UST Currently In Use: 3; UST Temp Close: 0; AST Currently In Use: 0; AST Temp Closed: 0 | 3 | 0 | 0 | 24184-051-018425 | HARI KRUPA FOOD LLC
49105 | Currently in Use |  | 2000-01-23 |  | Petroleum | Premium gasoline | Premium gasoline | Retail | Fiberglass coated steel | Fiberglass coated steel | DBW |  | Flexible |  | 1901-01-01 | Catchment Basin | Automatic shutoff device At 95% full | Automatic shutoff device At 95% full |  |  | Automatic Tank Gauge |  | Automatic flow restrictor (MLLD) | Automatic flow restrictor (MLLD) | Interstitial Monitoring within Secondary Containment | SENSOR TO ATG | Continuous alarm system | Continuous alarm system |  | UST Currently In Use: 3; UST Temp Close: 0; AST Currently In Use: 0; AST Temp Closed: 0 | 3 | 0 | 0 | 24184-051-018425 | HARI KRUPA FOOD LLC
49106 | Currently in Use |  | 2000-01-23 |  | Petroleum | On road diesel | On road diesel | Retail | Fiberglass coated steel | Fiberglass coated steel | Other |  | DBW |  | 1901-01-01 | Catchment Basin | Automatic shutoff device At 95% full | Automatic shutoff device At 95% full |  |  | Automatic Tank Gauge |  | Automatic flow restrictor (MLLD) | Automatic flow restrictor (MLLD) | Interstitial Monitoring within Secondary Containment | SENSOR TO ATG | Continuous alarm system | Continuous alarm system |  | UST Currently In Use: 3; UST Temp Close: 0; AST Currently In Use: 0; AST Temp Closed: 0 | 3 | 0 | 0 | 24184-051-018425 | HARI KRUPA FOOD LLC
49107 | Currently in Use |  | 2000-02-07 |  | Petroleum | Unleaded gasoline | Unleaded gasoline | Retail | Double Wall | Double Wall |  |  | Double Wall |  | 1901-01-01 | Catchment Basin | Automatic shutoff device At 95% full | Automatic shutoff device At 95% full |  |  | Continuous Automatic Tank Gauge |  | Automatic shutoff device (AELLD) | Automatic shutoff device (AELLD) | [5 empty] | UST Currently In Use: 2; UST Temp Close: 0; AST Currently In Use: 0; AST Temp Closed: 0 | 2 | 0 | 0 | 25316-089-011857 | AHMED ALI SHARIF
49108 | Currently in Use |  | 2000-02-07 |  | Petroleum | Premium gasoline | Premium gasoline | Retail | Fiberglass coated steel | Double Wall |  |  | Double Wall |  | 1901-01-01 | Catchment Basin | Automatic shutoff device At 95% full | Automatic shutoff device At 95% full |  |  | Continuous Automatic Tank Gauge |  | Automatic shutoff device (AELLD) | Automatic shutoff device (AELLD) | [5 empty] | UST Currently In Use: 2; UST Temp Close: 0; AST Currently In Use: 0; AST Temp Closed: 0 | 2 | 0 | 0 | 25316-089-011857 | AHMED ALI SHARIF
49109 | Cannot Locate or abandoned |  | 1999-06-06 |  | Petroleum | Unleaded gasoline | Unleaded gasoline | Retail | Steel | Steel | Coated & cathodic protection (sti-P3) |  | Fiberglass reinforced plastic |  | 1901-01-01 | Catchment Basin | Automatic shutoff device At 95% full | Automatic shutoff device At 95% full | Interstitial Monitoring within Secondary Containment | [10 empty] | UST Currently In Use: 0; UST Temp Close: 0; AST Currently In Use: 0; AST Temp Closed: 0 | 0 | 0 | 3 | 17266-067-006267 | CIRCLE M INC DBA MURPHY OIL
49110 | Temporary Closed | 2010-01-01 | 1999-01-10 |  | Petroleum | On road diesel | On road diesel | Retail | Steel | Steel | Coated & cathodic protection (sti-P3) |  | Fiberglass reinforced plastic |  |  | Catchment Basin | Automatic shutoff device At 95% full | Automatic shutoff device At 95% full |  |  | Statistical Inventory Reconciliation (SIR) | [8 empty] | UST Currently In Use: 0; UST Temp Close: 4; AST Currently In Use: 1; AST Temp Closed: 0 | 0 | 4 | 4 | 23515-021-003844 | HICKS PROPERTIES LLC
49111 | Currently in Use |  | 1998-09-01 |  | Petroleum | Unleaded gasoline | Unleaded gasoline | Retail | Fiberglass coated steel | Fiberglass coated steel |  |  | Flexible |  | 1901-01-01 | Catchment Basin | Flow Rest 90% Full | Flow Rest 90% Full |  |  | Continuous Automatic Tank Gauge |  | Automatic flow restrictor (MLLD) | Automatic flow restrictor (MLLD) |  |  | Annual line testing | Annual line testing |  | UST Currently In Use: 3; UST Temp Close: 0; AST Currently In Use: 0; AST Temp Closed: 0 | 3 | 0 | 0 | 19072-125-015986 | FAST AND EASY FOOD STORES INC
49112 | Currently in Use |  | 1998-09-01 |  | Petroleum | On road diesel | On road diesel | Retail | Fiberglass coated steel | Fiberglass coated steel |  |  | Flexible |  | 1901-01-01 | Catchment Basin | Flow Rest 90% Full | Flow Rest 90% Full |  |  | Continuous Automatic Tank Gauge |  | Automatic flow restrictor (MLLD) | Automatic flow restrictor (MLLD) |  |  | Annual line testing | Annual line testing |  | UST Currently In Use: 3; UST Temp Close: 0; AST Currently In Use: 0; AST Temp Closed: 0 | 3 | 0 | 0 | 19072-125-015986 | FAST AND EASY FOOD STORES INC
49113 | Currently in Use |  | 1999-08-01 |  | Petroleum | Unleaded gasoline | Unleaded gasoline | Retail | Double Wall | Double Wall |  |  | Flexible | ENVIRON | 1901-01-01 | Catchment Basin | Automatic shutoff device At 95% full | Automatic shutoff device At 95% full |  |  | Continuous Automatic Tank Gauge |  | Automatic flow restrictor (MLLD) | Automatic flow restrictor (MLLD) |  |  | Annual line testing | Annual line testing |  | UST Currently In Use: 3; UST Temp Close: 0; AST Currently In Use: 0; AST Temp Closed: 0 | 3 | 0 | 3 | 17801-073-015801 | BASE EXCHANGE, 117TH ARW
49114 | Currently in Use |  | 1999-08-01 |  | Petroleum | Premium gasoline | Premium gasoline | State/federal government | Double Wall | Double Wall |  |  | Flexible | ENVIRON | 1901-01-01 | Catchment Basin | Automatic shutoff device At 95% full | Automatic shutoff device At 95% full |  |  | Continuous Automatic Tank Gauge |  | Automatic flow restrictor (MLLD) | Automatic flow restrictor (MLLD) |  |  | Annual line testing | Annual line testing |  | UST Currently In Use: 3; UST Temp Close: 0; AST Currently In Use: 0; AST Temp Closed: 0 | 3 | 0 | 3 | 17801-073-015801 | BASE EXCHANGE, 117TH ARW
49115 | Currently in Use |  | 1999-10-01 |  | Petroleum | Premium gasoline | Premium gasoline | Retail | Fiberglass coated steel | Fiberglass coated steel |  |  | Flexible |  | 1901-01-01 | Catchment Basin | Flow Rest 90% Full | Flow Rest 90% Full |  |  | Continuous Automatic Tank Gauge |  | Automatic shutoff device (AELLD) | Automatic shutoff device (AELLD) | [5 empty] | UST Currently In Use: 2; UST Temp Close: 0; AST Currently In Use: 0; AST Temp Closed: 0 | 2 | 0 | 0 | 23576-101-018427 | 3400 MCGEHEE RD LLC
49116 | Currently in Use |  | 1999-10-01 |  | Petroleum | Unleaded gasoline | Unleaded gasoline | Retail | Fiberglass coated steel | Fiberglass coated steel |  |  | Double Wall |  | 1901-01-01 | Catchment Basin | Flow Rest 90% Full | Flow Rest 90% Full |  |  | Continuous Automatic Tank Gauge |  | Automatic shutoff device (AELLD) | Automatic shutoff device (AELLD) | [5 empty] | UST Currently In Use: 2; UST Temp Close: 0; AST Currently In Use: 0; AST Temp Closed: 0 | 2 | 0 | 0 | 23576-101-018427 | 3400 MCGEHEE RD LLC
49117 | Currently in Use |  | 2000-02-21 |  | Petroleum | On road diesel | On road diesel | Retail | Single Wall | Single Wall | Coated & cathodic protection (sti-P3) |  | Fiberglass reinforced plastic |  |  | Catchment Basin | Flow Rest 90% Full | Flow Rest 90% Full |  |  | Continuous Automatic Tank Gauge | [8 empty] | UST Currently In Use: 4; UST Temp Close: 0; AST Currently In Use: 0; AST Temp Closed: 0 | 4 | 0 | 0 | 24210-049-018382 | FYFFE TOBACCO
49118 | Currently in Use |  | 2000-02-21 |  | Petroleum | On road diesel | On road diesel | Retail | Single Wall | Single Wall | Field installed cathodic protection |  | Fiberglass reinforced plastic |  |  | Catchment Basin | Flow Rest 90% Full | Flow Rest 90% Full |  |  | Continuous Automatic Tank Gauge | [8 empty] | UST Currently In Use: 4; UST Temp Close: 0; AST Currently In Use: 0; AST Temp Closed: 0 | 4 | 0 | 0 | 24210-049-018382 | FYFFE TOBACCO
49119 | Currently in Use |  | 2000-01-01 |  | Petroleum | Unleaded gasoline | Unleaded gasoline | Retail | Fiberglass reinforced plastic | Fiberglass reinforced plastic |  |  | Flexible |  | 1901-01-01 | Catchment Basin | Flow Rest 90% Full | Flow Rest 90% Full |  |  | Continuous Automatic Tank Gauge | Single walled submersible pump containment sump | Containment Sump | Automatic flow restrictor (MLLD) |  |  | Annual line testing | Annual line testing |  | UST Currently In Use: 4; UST Temp Close: 0; AST Currently In Use: 0; AST Temp Closed: 0 | 4 | 0 | 0 | 24461-095-008296 | JACKS PAPA INC
49120 | Currently in Use |  | 2000-01-01 |  | Petroleum | Premium gasoline | Premium gasoline | Retail | Fiberglass reinforced plastic | Fiberglass reinforced plastic |  |  | Flexible |  | 1901-01-01 | Catchment Basin | Flow Rest 90% Full | Flow Rest 90% Full |  |  | Continuous Automatic Tank Gauge | Single walled submersible pump containment sump | Containment Sump | Automatic flow restrictor (MLLD) |  |  | Annual line testing | Annual line testing |  | UST Currently In Use: 4; UST Temp Close: 0; AST Currently In Use: 0; AST Temp Closed: 0 | 4 | 0 | 0 | 24461-095-008296 | JACKS PAPA INC
49121 | Currently in Use |  | 2000-01-01 |  | Petroleum | On road diesel | On road diesel | Retail | Fiberglass reinforced plastic | Fiberglass reinforced plastic |  |  | Double Wall |  | 1901-01-01 | Catchment Basin | Flow Rest 90% Full | Flow Rest 90% Full |  |  | Continuous Automatic Tank Gauge | Single walled submersible pump containment sump | Automatic flow restrictor (MLLD) | Automatic flow restrictor (MLLD) |  |  | Annual line testing | Annual line testing |  | UST Currently In Use: 4; UST Temp Close: 0; AST Currently In Use: 0; AST Temp Closed: 0 | 4 | 0 | 0 | 24461-095-008296 | JACKS PAPA INC
49122 | Currently in Use |  | 2000-01-01 |  | Petroleum | Kerosene | Kerosene | Retail | Fiberglass reinforced plastic | Fiberglass reinforced plastic |  |  | Fiberglass reinforced plastic |  | 1901-01-01 | Catchment Basin | Flow Rest 90% Full | Flow Rest 90% Full |  |  | Continuous Automatic Tank Gauge | [8 empty] | UST Currently In Use: 4; UST Temp Close: 0; AST Currently In Use: 0; AST Temp Closed: 0 | 4 | 0 | 0 | 24461-095-008296 | JACKS PAPA INC
49123 | Permanently Closed |  | 1999-06-17 | 2020-05-14 | Petroleum | Unleaded gasoline | Unleaded gasoline | Retail | Double Wall | Double Wall |  |  | Double Wall | SA&TCI | 1901-01-01 | Catchment Basin | Flow Rest 90% Full | Automatic shutoff device At 95% full | Interstitial Monitoring within Secondary Containment | SENSOR TO ATG | Automatic Tank Gauge |  | Automatic flow restrictor (MLLD) | Automatic flow restrictor (MLLD) | Interstitial Monitoring within Secondary Containment | SENSOR TO ATG | Continuous alarm system | Annual line testing |  | UST Currently In Use: 2; UST Temp Close: 0; AST Currently In Use: 0; AST Temp Closed: 0 | 2 | 0 | 2 | 13579-089-018428 | MURPHY OIL USA, INC.
49124 | Permanently Closed |  | 1999-06-17 | 2020-05-14 | Petroleum | Unleaded gasoline | Unleaded gasoline | Retail | Double Wall | Double Wall |  |  | Double Wall | SA&TCI | 1901-01-01 | Catchment Basin | Flow Rest 90% Full | Automatic shutoff device At 95% full | Interstitial Monitoring within Secondary Containment | SENSOR TO ATG | Automatic Tank Gauge |  | Automatic flow restrictor (MLLD) | Automatic flow restrictor (MLLD) | Interstitial Monitoring within Secondary Containment | SENSOR TO ATG | Continuous alarm system | Annual line testing |  | UST Currently In Use: 2; UST Temp Close: 0; AST Currently In Use: 0; AST Temp Closed: 0 | 2 | 0 | 2 | 13579-089-018428 | MURPHY OIL USA, INC.
49125 | Permanently Closed | 2006-06-30 | 1999-03-05 | 2017-12-01 | Petroleum | Unleaded gasoline | Unleaded gasoline | Retail | Fiberglass coated steel | Fiberglass coated steel |  |  | Flexible |  |  | Catchment Basin | Flow Rest 90% Full | Flow Rest 90% Full |  |  | Statistical Inventory Reconciliation (SIR) | [8 empty] | UST Currently In Use: 0; UST Temp Close: 0; AST Currently In Use: 0; AST Temp Closed: 0 | 0 | 0 | 6 | 13018-001-002903 | L S JONES DISTRIBUTOR INC
49126 | Currently in Use |  | 2000-02-10 |  | Petroleum | Unleaded gasoline | Unleaded gasoline | Retail | Double Wall | Double Wall |  |  | Flexible |  | 1901-01-01 | Catchment Basin | Flow Rest 90% Full | Flow Rest 90% Full |  | SENSOR TO ATG |  |  | Automatic flow restrictor (MLLD) | Automatic flow restrictor (MLLD) |  | SENSOR TO ATG | Annual line testing | Annual line testing |  | UST Currently In Use: 1; UST Temp Close: 0; AST Currently In Use: 0; AST Temp Closed: 0 | 1 | 0 | 0 | 23265-003-018429 | MRC GROUP, LLC
49127 | Currently in Use |  | 2000-03-01 |  | Petroleum | Unleaded gasoline | Unleaded gasoline | Retail | Double Wall | Double Wall |  |  | Double Wall |  | 1901-01-01 | Catchment Basin | 5/17/18TES | Automatic shutoff device At 95% full | Interstitial Monitoring within Secondary Containment | SENSOR TO ATG | Automatic Tank Gauge | Single walled submersible pump containment sump | Containment Sump | Automatic flow restrictor (MLLD) | Interstitial Monitoring within Secondary Containment | SENSOR TO ATG | Annual line testing | Annual line testing |  | UST Currently In Use: 2; UST Temp Close: 0; AST Currently In Use: 0; AST Temp Closed: 0 | 2 | 0 | 0 | 13579-095-018430 | MURPHY OIL USA, INC.
49128 | Currently in Use |  | 2000-03-01 |  | Petroleum | Unleaded gasoline | Unleaded gasoline | Retail | Double Wall | Double Wall |  |  | Double Wall |  | 1901-01-01 | Catchment Basin | Automatic shutoff device At 95% full | Automatic shutoff device At 95% full | Interstitial Monitoring within Secondary Containment | SENSOR TO ATG | Automatic Tank Gauge | Single walled submersible pump containment sump | PREM ONLY | Automatic flow restrictor (MLLD) | Interstitial Monitoring within Secondary Containment | SENSOR TO ATG | Continuous alarm system | Continuous alarm system |  | UST Currently In Use: 2; UST Temp Close: 0; AST Currently In Use: 0; AST Temp Closed: 0 | 2 | 0 | 0 | 13579-095-018430 | MURPHY OIL USA, INC.
49129 | Permanently Closed | 2019-01-16 | 2000-02-10 | 2019-01-16 | Petroleum | Unleaded gasoline | Unleaded gasoline | Farm/Residential tank Less Than 1100 gal (Not Regulated) | Double Wall | Double Wall |  |  | Single Wall |  | 1901-01-01 | Catchment Basin | Flow Rest 90% Full | Flow Rest 90% Full | Interstitial Monitoring within Secondary Containment | OTHER | [9 empty] | UST Currently In Use: 0; UST Temp Close: 0; AST Currently In Use: 0; AST Temp Closed: 0 | 0 | 0 | 3 | 20954-019-018431 | DLS INC
49130 | Permanently Closed | 2019-01-16 | 2000-02-10 | 2019-01-16 | Petroleum | On road diesel | On road diesel | Farm/Residential tank Less Than 1100 gal (Not Regulated) | Double Wall | Double Wall |  |  | Single Wall |  | 1901-01-01 | Catchment Basin | Flow Rest 90% Full | Flow Rest 90% Full | Interstitial Monitoring within Secondary Containment | OTHER | [9 empty] | UST Currently In Use: 0; UST Temp Close: 0; AST Currently In Use: 0; AST Temp Closed: 0 | 0 | 0 | 3 | 20954-019-018431 | DLS INC
49131 | Permanently Closed | 2019-01-16 | 2000-02-10 | 2019-01-16 | Petroleum | Other, OFFROAD | Other | Farm/Residential tank Less Than 1100 gal (Not Regulated) | Fiberglass coated steel | Double Wall |  |  | Fiberglass reinforced plastic |  | 1901-01-01 | Catchment Basin | Flow Rest 90% Full | Flow Rest 90% Full | Interstitial Monitoring within Secondary Containment | OTHER | [9 empty] | UST Currently In Use: 0; UST Temp Close: 0; AST Currently In Use: 0; AST Temp Closed: 0 | 0 | 0 | 3 | 20954-019-018431 | DLS INC
49132 | Currently in Use |  | 1999-10-28 |  | Petroleum | Unleaded gasoline | Unleaded gasoline | Retail | Double Wall | Double Wall |  |  | Double Wall |  |  | Catchment Basin | Automatic shutoff device At 95% full | Automatic shutoff device At 95% full |  |  | Continuous Automatic Tank Gauge | Single walled submersible pump containment sump | Automatic flow restrictor (MLLD) | Automatic flow restrictor (MLLD) |  |  | Annual line testing | Annual line testing |  | UST Currently In Use: 3; UST Temp Close: 0; AST Currently In Use: 0; AST Temp Closed: 0 | 3 | 0 | 0 | 15201-079-018432 | VULCAN OIL COMPANY INC.
49133 | Currently in Use |  | 1999-10-28 |  | Petroleum | Premium gasoline | Premium gasoline | Retail | Double Wall | Double Wall |  |  | Double Wall |  |  | Catchment Basin | Automatic shutoff device At 95% full | Automatic shutoff device At 95% full |  |  | Continuous Automatic Tank Gauge | Single walled submersible pump containment sump | Automatic flow restrictor (MLLD) | Automatic flow restrictor (MLLD) |  |  | Annual line testing | Annual line testing |  | UST Currently In Use: 3; UST Temp Close: 0; AST Currently In Use: 0; AST Temp Closed: 0 | 3 | 0 | 0 | 15201-079-018432 | VULCAN OIL COMPANY INC.
49134 | Currently in Use |  | 1999-10-28 |  | Petroleum | On road diesel | On road diesel | Retail | Fiberglass reinforced plastic | Double Wall |  |  | Double Wall |  |  | Catchment Basin | Automatic shutoff device At 95% full | Automatic shutoff device At 95% full |  |  | Continuous Automatic Tank Gauge | Single walled submersible pump containment sump | Automatic flow restrictor (MLLD) | Automatic flow restrictor (MLLD) |  |  | Annual line testing | Annual line testing |  | UST Currently In Use: 3; UST Temp Close: 0; AST Currently In Use: 0; AST Temp Closed: 0 | 3 | 0 | 0 | 15201-079-018432 | VULCAN OIL COMPANY INC.
49135 | Currently in Use |  | 1999-04-15 |  | Petroleum | Premium gasoline | Premium gasoline | Retail | Steel | Single Wall | Coated & cathodic protection (sti-P3) |  | Flexible |  |  | Catchment Basin | Flow Rest 90% Full | Flow Rest 90% Full |  |  | Continuous Automatic Tank Gauge | Single walled submersible pump containment sump | Automatic flow restrictor (MLLD) | Automatic flow restrictor (MLLD) |  |  | Annual line testing | Annual line testing |  | UST Currently In Use: 3; UST Temp Close: 0; AST Currently In Use: 0; AST Temp Closed: 0 | 3 | 0 | 0 | 24423-127-018433 | MRIGESH PATEL
49136 | Currently in Use |  | 1999-04-15 |  | Petroleum | Unleaded gasoline | Unleaded gasoline | Retail | Single Wall | Single Wall | Coated & cathodic protection (sti-P3) |  | Double Wall |  |  | Catchment Basin | Flow Rest 90% Full | Flow Rest 90% Full |  |  | Continuous Automatic Tank Gauge | Single walled submersible pump containment sump | Automatic flow restrictor (MLLD) | Automatic flow restrictor (MLLD) |  |  | Annual line testing | Annual line testing |  | UST Currently In Use: 3; UST Temp Close: 0; AST Currently In Use: 0; AST Temp Closed: 0 | 3 | 0 | 0 | 24423-127-018433 | MRIGESH PATEL
49137 | Temporary Closed | 2013-10-31 | 1998-12-31 |  | Petroleum | Unleaded gasoline | Unleaded gasoline | Retail | Steel | Steel | Coated & cathodic protection (sti-P3) |  | Flexible |  |  | Catchment Basin | Automatic shutoff device At 95% full | Automatic shutoff device At 95% full |  |  | Statistical Inventory Reconciliation (SIR) | [8 empty] | UST Currently In Use: 0; UST Temp Close: 4; AST Currently In Use: 0; AST Temp Closed: 0 | 0 | 4 | 0 | 13529-057-013403 | MOORE PETROLEUM COMPANY, INC.
49138 | Temporary Closed | 2013-10-31 | 1998-12-31 |  | Petroleum | Mid-grade gasoline | Mid-grade gasoline | Retail | Steel | Steel | Coated & cathodic protection (sti-P3) |  | Flexible |  |  | Catchment Basin | Automatic shutoff device At 95% full | Automatic shutoff device At 95% full |  |  | Statistical Inventory Reconciliation (SIR) | [8 empty] | UST Currently In Use: 0; UST Temp Close: 4; AST Currently In Use: 0; AST Temp Closed: 0 | 0 | 4 | 0 | 13529-057-013403 | MOORE PETROLEUM COMPANY, INC.
49139 | Temporary Closed | 2013-10-31 | 1998-12-31 |  | Petroleum | Premium gasoline | Premium gasoline | Retail | Steel | Steel | Coated & cathodic protection (sti-P3) |  | Flexible |  |  | Catchment Basin | Automatic shutoff device At 95% full | Automatic shutoff device At 95% full |  |  | Statistical Inventory Reconciliation (SIR) | [8 empty] | UST Currently In Use: 0; UST Temp Close: 4; AST Currently In Use: 0; AST Temp Closed: 0 | 0 | 4 | 0 | 13529-057-013403 | MOORE PETROLEUM COMPANY, INC.
49140 | Currently in Use |  | 1999-12-01 |  | Petroleum | Unleaded gasoline | Unleaded gasoline | State/federal government | Fiberglass reinforced plastic | Fiberglass reinforced plastic |  |  | Fiberglass reinforced plastic |  | 1901-01-01 | Catchment Basin | Automatic shutoff device At 95% full | Automatic shutoff device At 95% full | Interstitial Monitoring within Secondary Containment |  | Continuous Automatic Tank Gauge |  | Automatic flow restrictor (MLLD) | Automatic flow restrictor (MLLD) |  |  | Annual line testing | Annual line testing |  | UST Currently In Use: 2; UST Temp Close: 0; AST Currently In Use: 0; AST Temp Closed: 0 | 2 | 0 | 0 | 15115-125-018434 | UNIV OF ALABAMA HEALTH AND SAFETY
49141 | Currently in Use |  | 1999-12-20 |  | Petroleum | Unleaded gasoline | Unleaded gasoline | Retail | Fiberglass coated steel | Double Wall |  |  | Double Wall | OPW | 1901-01-01 | Catchment Basin | Automatic shutoff device At 95% full | Automatic shutoff device At 95% full |  | SENSOR TO ATG | Continuous Automatic Tank Gauge |  | Automatic shutoff device (AELLD) | Automatic shutoff device (AELLD) | [5 empty] | UST Currently In Use: 4; UST Temp Close: 0; AST Currently In Use: 0; AST Temp Closed: 0 | 4 | 0 | 0 | 13343-073-018435 | MCCULLOUGH OIL COMPANY, INC.
49142 | Currently in Use |  | 1999-12-20 |  | Petroleum | Unleaded gasoline | Unleaded gasoline | Retail | Double Wall | Double Wall |  |  | Double Wall | OPW | 1901-01-01 | Catchment Basin | Automatic shutoff device At 95% full | Automatic shutoff device At 95% full |  | SENSOR TO ATG | Continuous Automatic Tank Gauge |  | MANIFOLDED | Automatic shutoff device (AELLD) |  |  | Other | Other |  | UST Currently In Use: 4; UST Temp Close: 0; AST Currently In Use: 0; AST Temp Closed: 0 | 4 | 0 | 0 | 13343-073-018435 | MCCULLOUGH OIL COMPANY, INC.
49143 | Currently in Use |  | 1999-12-20 |  | Petroleum | On road diesel | On road diesel | Retail | Double Wall | Double Wall |  |  | Fiberglass reinforced plastic |  | 1901-01-01 | Catchment Basin | Automatic shutoff device At 95% full | Automatic shutoff device At 95% full |  | SENSOR TO ATG | Continuous Automatic Tank Gauge |  | Automatic shutoff device (AELLD) | Automatic shutoff device (AELLD) | [5 empty] | UST Currently In Use: 4; UST Temp Close: 0; AST Currently In Use: 0; AST Temp Closed: 0 | 4 | 0 | 0 | 13343-073-018435 | MCCULLOUGH OIL COMPANY, INC.
49144 | Cannot Locate or abandoned | 2009-05-20 | 2000-02-24 |  | Petroleum | Unleaded gasoline | Unleaded gasoline | Retail | Steel | Steel | Coated & cathodic protection (sti-P3) |  | POLY-TECH | APT | 1901-01-01 | Catchment Basin | Flow Rest 90% Full | Flow Rest 90% Full |  |  | Statistical Inventory Reconciliation (SIR) | [5 empty] | Statistical inventory reconciliation (SIR) | Annual line testing |  | UST Currently In Use: 0; UST Temp Close: 0; AST Currently In Use: 0; AST Temp Closed: 0 | 0 | 0 | 0 | 21966-125-004091 | KEN'S GENERAL STORE
49145 | Cannot Locate or abandoned | 2009-05-20 | 2000-02-24 |  | Petroleum | Premium gasoline | Premium gasoline | Retail | Steel | Steel | Coated & cathodic protection (sti-P3) |  | Flexible | APT | 1901-01-01 | Catchment Basin | Flow Rest 90% Full | Flow Rest 90% Full |  |  | Statistical Inventory Reconciliation (SIR) | [5 empty] | Statistical inventory reconciliation (SIR) | Annual line testing |  | UST Currently In Use: 0; UST Temp Close: 0; AST Currently In Use: 0; AST Temp Closed: 0 | 0 | 0 | 0 | 21966-125-004091 | KEN'S GENERAL STORE
49146 | Cannot Locate or abandoned | 2009-05-20 | 2000-02-24 |  | Petroleum | On road diesel | On road diesel | Retail | Steel | Steel | Coated & cathodic protection (sti-P3) |  | Flexible | APT | 1901-01-01 | Catchment Basin | Flow Rest 90% Full | Flow Rest 90% Full |  |  | Statistical Inventory Reconciliation (SIR) | [5 empty] | Annual line testing | Annual line testing |  | UST Currently In Use: 0; UST Temp Close: 0; AST Currently In Use: 0; AST Temp Closed: 0 | 0 | 0 | 0 | 21966-125-004091 | KEN'S GENERAL STORE
49147 | Cannot Locate or abandoned | 2009-05-20 | 2000-02-24 |  | Petroleum | On road diesel | On road diesel | Retail | Steel | Steel | Coated & cathodic protection (sti-P3) |  | Flexible | APT | 1901-01-01 | Catchment Basin | Flow Rest 90% Full | Flow Rest 90% Full |  |  | Statistical Inventory Reconciliation (SIR) | [5 empty] | Annual line testing | Annual line testing |  | UST Currently In Use: 0; UST Temp Close: 0; AST Currently In Use: 0; AST Temp Closed: 0 | 0 | 0 | 0 | 21966-125-004091 | KEN'S GENERAL STORE
49148 | Currently in Use |  | 1999-11-01 |  | Petroleum | Premium gasoline | Premium gasoline | Retail | Double Wall | Double Wall |  |  | Double Wall |  | 1901-01-01 | Catchment Basin | Automatic shutoff device At 95% full | Automatic shutoff device At 95% full |  |  | Statistical Inventory Reconciliation (SIR) |  | Automatic flow restrictor (MLLD) | Automatic flow restrictor (MLLD) | Interstitial Monitoring within Secondary Containment | SENSOR TO ATG | Continuous alarm system | Continuous alarm system |  | UST Currently In Use: 3; UST Temp Close: 0; AST Currently In Use: 0; AST Temp Closed: 0 | 3 | 0 | 0 | 11576-089-018436 | DUTCH OIL COMPANY
49149 | Currently in Use |  | 1999-11-01 |  | Petroleum | Unleaded gasoline | Unleaded gasoline | Retail | Fiberglass reinforced plastic | Double Wall |  |  | Flexible |  | 1901-01-01 | Catchment Basin | Automatic shutoff device At 95% full | Automatic shutoff device At 95% full |  |  | Statistical Inventory Reconciliation (SIR) |  | Containment Sump | Automatic flow restrictor (MLLD) | Interstitial Monitoring within Secondary Containment | SENSOR TO ATG | Continuous alarm system | Continuous alarm system |  | UST Currently In Use: 3; UST Temp Close: 0; AST Currently In Use: 0; AST Temp Closed: 0 | 3 | 0 | 0 | 11576-089-018436 | DUTCH OIL COMPANY
49150 | Currently in Use |  | 1999-11-01 |  | Petroleum | On road diesel | On road diesel | Retail | Double Wall | Double Wall |  |  | Double Wall |  | 1901-01-01 | Catchment Basin | Automatic shutoff device At 95% full | Automatic shutoff device At 95% full |  |  | Statistical Inventory Reconciliation (SIR) |  | Containment Sump | Automatic flow restrictor (MLLD) | Interstitial Monitoring within Secondary Containment | SENSOR TO ATG | Continuous alarm system | Continuous alarm system |  | UST Currently In Use: 3; UST Temp Close: 0; AST Currently In Use: 0; AST Temp Closed: 0 | 3 | 0 | 0 | 11576-089-018436 | DUTCH OIL COMPANY
49151 | Currently in Use |  | 1999-07-20 |  | Petroleum | Ethanol free gasoline | Ethanol free gasoline | Retail | Single Wall | Fiberglass coated steel |  |  | Double Wall |  |  | Catchment Basin | Automatic shutoff device At 95% full | Automatic shutoff device At 95% full |  |  | Continuous Automatic Tank Gauge | Single walled submersible pump containment sump | Automatic flow restrictor (MLLD) | Automatic flow restrictor (MLLD) |  |  | Annual line testing | Annual line testing |  | UST Currently In Use: 3; UST Temp Close: 0; AST Currently In Use: 0; AST Temp Closed: 0 | 3 | 0 | 4 | 25345-127-009438 | BHAGAT SISTERS LLC
49152 | Permanently Closed | 2000-09-20 | 1995-12-01 | 2000-09-20 | Petroleum | Unleaded gasoline | Unleaded gasoline | Industrial | Steel | Steel | Coated & cathodic protection (sti-P3) |  | Fiberglass reinforced plastic |  | 1901-01-01 | Catchment Basin | Flow Rest 90% Full | Flow Rest 90% Full |  |  | Automatic Tank Gauge | [8 empty] | UST Currently In Use: 0; UST Temp Close: 0; AST Currently In Use: 0; AST Temp Closed: 0 | 0 | 0 | 3 | 10125-047-003311 | SPIRE ALABAMA INC.
49154 | Permanently Closed | 2000-09-20 | 1995-12-01 | 2000-09-20 | Petroleum | On road diesel | On road diesel | Industrial | Steel | Steel | Coated & cathodic protection (sti-P3) |  | Fiberglass reinforced plastic |  | 1901-01-01 | Catchment Basin | Flow Rest 90% Full | Flow Rest 90% Full |  |  | Automatic Tank Gauge | [8 empty] | UST Currently In Use: 0; UST Temp Close: 0; AST Currently In Use: 0; AST Temp Closed: 0 | 0 | 0 | 3 | 10125-047-003311 | SPIRE ALABAMA INC.
49156 | Currently in Use |  | 1999-08-01 |  | Petroleum | On road diesel | On road diesel | Retail | Steel | Steel | Coated & cathodic protection (sti-P3) |  | Steel |  |  | Catchment Basin | Automatic shutoff device At 95% full | Automatic shutoff device At 95% full |  |  | Automatic Tank Gauge | [8 empty] | UST Currently In Use: 4; UST Temp Close: 0; AST Currently In Use: 0; AST Temp Closed: 0 | 4 | 0 | 2 | 22376-069-011591 | SUN STATE OIL CO INC
49157 | Currently in Use |  | 1996-05-29 |  | Petroleum | On road diesel | On road diesel | Retail | Steel | Steel | Coated & cathodic protection (sti-P3) |  | Fiberglass reinforced plastic |  |  | Catchment Basin | Automatic shutoff device At 95% full | Automatic shutoff device At 95% full |  |  | Automatic Tank Gauge |  | Automatic flow restrictor (MLLD) | Automatic flow restrictor (MLLD) |  |  | Annual line testing | Annual line testing |  | UST Currently In Use: 4; UST Temp Close: 1; AST Currently In Use: 1; AST Temp Closed: 0 | 4 | 1 | 3 | 22400-109-011598 | ALAN R. ROTTON
49158 | Permanently Closed | 2006-10-02 | 1998-08-12 | 2006-11-10 | Petroleum | Kerosene | Kerosene | Retail | Steel | Steel | Coated & cathodic protection (sti-P3) |  | Flexible |  | 1901-01-01 | Catchment Basin | Automatic shutoff device At 95% full | Automatic shutoff device At 95% full |  |  | Statistical Inventory Reconciliation (SIR) | [8 empty] | UST Currently In Use: 0; UST Temp Close: 0; AST Currently In Use: 0; AST Temp Closed: 0 | 0 | 0 | 4 | 12740-103-009003 | JET PEP INC.
49159 | Currently in Use |  | 1992-07-21 |  | Petroleum | On road diesel | On road diesel | Emergency Power Generator | Fiberglass reinforced plastic | Double Wall |  |  | Fiberglass reinforced plastic |  | 1901-01-01 | Catchment Basin | Flow Rest 90% Full | Flow Rest 90% Full | Interstitial Monitoring within Secondary Containment | SENSOR TO ATG |  | Single walled submersible pump containment sump | SENSOR | Containment Sump | Interstitial Monitoring within Secondary Containment | MANUAL/VISUAL CHECK |  |  |  | UST Currently In Use: 1; UST Temp Close: 0; AST Currently In Use: 0; AST Temp Closed: 0 | 1 | 0 | 1 | 16346-127-014244 | BROOKWOOD BAPTIST HEALTH 2, LLC
49160 | Currently in Use |  | 2000-02-10 |  | Petroleum | Unleaded gasoline | Unleaded gasoline | Retail | Single Wall | Fiberglass coated steel |  |  | Single Wall |  | 1901-01-01 | Catchment Basin | Automatic shutoff device At 95% full | Automatic shutoff device At 95% full |  |  | Continuous Automatic Tank Gauge | [8 empty] | UST Currently In Use: 2; UST Temp Close: 0; AST Currently In Use: 0; AST Temp Closed: 0 | 2 | 0 | 0 | 25673-055-018437 | MARKET ON THE BLUFF
49161 | Currently in Use |  | 2000-02-10 |  | Petroleum | On road diesel | On road diesel | Retail | 4-100%/4D | Fiberglass coated steel |  |  | Single Wall |  | 1901-01-01 | Catchment Basin | Automatic shutoff device At 95% full | Automatic shutoff device At 95% full |  |  | Continuous Automatic Tank Gauge | [8 empty] | UST Currently In Use: 2; UST Temp Close: 0; AST Currently In Use: 0; AST Temp Closed: 0 | 2 | 0 | 0 | 25673-055-018437 | MARKET ON THE BLUFF
49162 | Currently in Use |  | 1998-07-01 |  | Petroleum | Unleaded gasoline | Unleaded gasoline | Retail | Fiberglass reinforced plastic | Fiberglass reinforced plastic |  |  | OLD TYPE |  | 1901-01-01 | Catchment Basin | Flow Rest 90% Full | Flow Rest 90% Full |  |  | Continuous Automatic Tank Gauge |  | Automatic flow restrictor (MLLD) | Automatic flow restrictor (MLLD) |  |  | Annual line testing | Annual line testing |  | UST Currently In Use: 2; UST Temp Close: 0; AST Currently In Use: 0; AST Temp Closed: 0 | 2 | 0 | 0 | 24324-073-018438 | BESSEMER MARKET LLC
49163 | Currently in Use |  | 1998-07-01 |  | Petroleum | Premium gasoline | Premium gasoline | Retail | Fiberglass reinforced plastic | Fiberglass reinforced plastic |  |  | Double Wall |  | 1901-01-01 | Catchment Basin | Flow Rest 90% Full | Flow Rest 90% Full |  |  | Automatic Tank Gauge |  | Automatic flow restrictor (MLLD) | Automatic flow restrictor (MLLD) |  |  | Annual line testing | Annual line testing |  | UST Currently In Use: 2; UST Temp Close: 0; AST Currently In Use: 0; AST Temp Closed: 0 | 2 | 0 | 0 | 24324-073-018438 | BESSEMER MARKET LLC
49164 | Permanently Closed | 2017-07-01 | 1999-12-15 | 2018-06-26 | Petroleum | Unleaded gasoline | Unleaded gasoline | Retail | Single Wall | Single Wall | Coated & cathodic protection (sti-P3) |  | Fiberglass reinforced plastic |  |  | Catchment Basin | Automatic shutoff device At 95% full | Automatic shutoff device At 95% full | [11 empty] | UST Currently In Use: 0; UST Temp Close: 0; AST Currently In Use: 0; AST Temp Closed: 0 | 0 | 0 | 2 | 25381-095-004647 | BPH CAPITAL LLC
49165 | Currently in Use |  | 2000-02-18 |  | Petroleum | On road diesel | On road diesel | Retail | Fiberglass reinforced plastic | Fiberglass reinforced plastic |  |  | OLD TYPE |  |  | Catchment Basin | Automatic shutoff device At 95% full | Automatic shutoff device At 95% full |  |  | Continuous Automatic Tank Gauge |  | Automatic flow restrictor (MLLD) | Automatic flow restrictor (MLLD) |  |  | Annual line testing | Annual line testing |  | UST Currently In Use: 4; UST Temp Close: 0; AST Currently In Use: 0; AST Temp Closed: 0 | 4 | 0 | 0 | 20290-073-014320 | DENNIS INGRAM DBA MINOR PKWY TEXACO
49166 | Currently in Use |  | 2000-03-09 |  | Petroleum | Unleaded gasoline | Unleaded gasoline | Retail | Fiberglass coated steel | Fiberglass coated steel |  |  | Double Wall |  | 1901-01-01 | Catchment Basin | Automatic shutoff device At 95% full | Automatic shutoff device At 95% full |  |  | Continuous Automatic Tank Gauge |  | Automatic flow restrictor (MLLD) | Automatic flow restrictor (MLLD) | Interstitial Monitoring within Secondary Containment | SENSOR TO ATG | Annual line testing | Annual line testing |  | UST Currently In Use: 3; UST Temp Close: 0; AST Currently In Use: 0; AST Temp Closed: 0 | 3 | 0 | 0 | 22176-031-018439 | CIRCLE K
49167 | Currently in Use |  | 2000-03-09 |  | Petroleum | Premium gasoline | Premium gasoline | Retail | Fiberglass coated steel | Fiberglass coated steel |  |  | Double Wall |  | 1901-01-01 | Catchment Basin | Automatic shutoff device At 95% full | Automatic shutoff device At 95% full |  |  | Continuous Automatic Tank Gauge |  | Containment Sump | Automatic flow restrictor (MLLD) | Interstitial Monitoring within Secondary Containment | SENSOR TO ATG | Annual line testing | Annual line testing |  | UST Currently In Use: 3; UST Temp Close: 0; AST Currently In Use: 0; AST Temp Closed: 0 | 3 | 0 | 0 | 22176-031-018439 | CIRCLE K
49168 | Currently in Use |  | 2000-03-09 |  | Petroleum | On road diesel | On road diesel | Retail | Fiberglass coated steel | Fiberglass coated steel |  |  | Flexible |  | 1901-01-01 | Catchment Basin | Automatic shutoff device At 95% full | Automatic shutoff device At 95% full |  |  | Continuous Automatic Tank Gauge |  | Automatic flow restrictor (MLLD) | Automatic flow restrictor (MLLD) | Interstitial Monitoring within Secondary Containment | SENSOR TO ATG | Annual line testing | Annual line testing |  | UST Currently In Use: 3; UST Temp Close: 0; AST Currently In Use: 0; AST Temp Closed: 0 | 3 | 0 | 0 | 22176-031-018439 | CIRCLE K
49169 | Currently in Use |  | 2000-03-15 |  | Petroleum | Unleaded gasoline | Unleaded gasoline | Retail | Fiberglass coated steel | Fiberglass coated steel |  |  | Double Wall | APT | 1901-01-01 | Catchment Basin | Flow Rest 90% Full | Flow Rest 90% Full |  |  | Continuous Automatic Tank Gauge |  | Sump sensor relayed to automatically shut off submersible pump | Containment Sump | Interstitial Monitoring within Secondary Containment | SENSOR TO ATG | Continuous alarm system | Annual line testing |  | UST Currently In Use: 4; UST Temp Close: 0; AST Currently In Use: 0; AST Temp Closed: 0 | 4 | 0 | 0 | 25413-071-018440 | FACKLER TRUCK STOP
49170 | Currently in Use |  | 2000-03-15 |  | Petroleum | Premium gasoline | Premium gasoline | Retail | Fiberglass coated steel | Fiberglass coated steel |  |  | Flexible | APT | 2015-02-22 | Catchment Basin | Flow Rest 90% Full | Flow Rest 90% Full |  |  | Continuous Automatic Tank Gauge |  | Sump sensor relayed to automatically shut off submersible pump | Containment Sump | Interstitial Monitoring within Secondary Containment | SENSOR TO ATG | Continuous alarm system | Annual line testing |  | UST Currently In Use: 4; UST Temp Close: 0; AST Currently In Use: 0; AST Temp Closed: 0 | 4 | 0 | 0 | 25413-071-018440 | FACKLER TRUCK STOP
49171 | Currently in Use |  | 2000-03-15 |  | Petroleum | On road diesel | On road diesel | Retail | Fiberglass coated steel | Fiberglass coated steel |  |  | Double Wall | APT | 2014-12-31 | Catchment Basin | Flow Rest 90% Full | Flow Rest 90% Full |  |  | Continuous Automatic Tank Gauge |  | Sump sensor relayed to automatically shut off submersible pump | Containment Sump | Interstitial Monitoring within Secondary Containment | SENSOR TO ATG | Continuous alarm system | Annual line testing |  | UST Currently In Use: 4; UST Temp Close: 0; AST Currently In Use: 0; AST Temp Closed: 0 | 4 | 0 | 0 | 25413-071-018440 | FACKLER TRUCK STOP
49172 | Currently in Use |  | 2000-03-15 |  | Petroleum | Unleaded gasoline | Unleaded gasoline | Retail | Fiberglass coated steel | Fiberglass coated steel |  |  | Double Wall | APT | 1901-01-01 | Catchment Basin | Flow Rest 90% Full | Automatic shutoff device At 95% full |  |  | Continuous Automatic Tank Gauge |  | Containment Sump | Containment Sump | Interstitial Monitoring within Secondary Containment | SENSOR TO ATG | Annual line testing | Annual line testing |  | UST Currently In Use: 4; UST Temp Close: 0; AST Currently In Use: 0; AST Temp Closed: 0 | 4 | 0 | 0 | 25413-071-018440 | FACKLER TRUCK STOP
49173 | Currently in Use |  | 2000-02-22 |  | Petroleum | Unleaded gasoline | Unleaded gasoline | Retail | Double Wall | Double Wall | Coated & cathodic protection (sti-P3) |  | Double Wall |  |  | Catchment Basin | Automatic shutoff device At 95% full | Automatic shutoff device At 95% full |  |  | Continuous Automatic Tank Gauge | Single walled submersible pump containment sump | Automatic shutoff device (AELLD) | Automatic shutoff device (AELLD) |  | SENSOR TO ATG |  |  |  | UST Currently In Use: 2; UST Temp Close: 0; AST Currently In Use: 0; AST Temp Closed: 0 | 2 | 0 | 3 | 23659-033-006906 | JOHN C. JOINER
49174 | Currently in Use |  | 2000-02-22 |  | Petroleum | Premium gasoline | Premium gasoline | Retail | Double Wall | Double Wall | Coated & cathodic protection (sti-P3) |  | Double Wall |  |  | Catchment Basin | Automatic shutoff device At 95% full | Automatic shutoff device At 95% full |  |  | Continuous Automatic Tank Gauge | Single walled submersible pump containment sump | Containment Sump | Automatic shutoff device (AELLD) |  | SENSOR TO ATG |  |  |  | UST Currently In Use: 2; UST Temp Close: 0; AST Currently In Use: 0; AST Temp Closed: 0 | 2 | 0 | 3 | 23659-033-006906 | JOHN C. JOINER
49175 | Currently in Use |  | 1999-10-29 |  | Petroleum | Unleaded gasoline | Unleaded gasoline | Retail | 8R/4D | Fiberglass coated steel |  |  | Fiberglass reinforced plastic |  | 1901-01-01 | Catchment Basin | Automatic shutoff device At 95% full | Automatic shutoff device At 95% full |  |  | Continuous Automatic Tank Gauge |  | Automatic flow restrictor (MLLD) | Automatic flow restrictor (MLLD) |  |  | Annual line testing | Annual line testing |  | UST Currently In Use: 2; UST Temp Close: 0; AST Currently In Use: 0; AST Temp Closed: 0 | 2 | 0 | 4 | 22658-073-008764 | SOUTHEAST HOLDING INVESTMENT LLC
49176 | Currently in Use |  | 1999-10-29 |  | Petroleum | Mid-grade gasoline | Mid-grade gasoline | Retail | Fiberglass coated steel | Fiberglass coated steel |  |  | Fiberglass reinforced plastic |  | 1901-01-01 | Catchment Basin | Flow Rest 90% Full | Automatic shutoff device At 95% full |  |  | Continuous Automatic Tank Gauge |  | Containment Sump | Automatic flow restrictor (MLLD) |  |  | Annual line testing | Annual line testing |  | UST Currently In Use: 2; UST Temp Close: 0; AST Currently In Use: 0; AST Temp Closed: 0 | 2 | 0 | 4 | 22658-073-008764 | SOUTHEAST HOLDING INVESTMENT LLC
49177 | Currently in Use |  | 1999-12-15 |  | Petroleum | Premium gasoline | Premium gasoline | Retail | Fiberglass coated steel | Fiberglass coated steel |  |  | Fiberglass reinforced plastic |  | 1901-01-01 | Catchment Basin | Flow Rest 90% Full | Flow Rest 90% Full | Interstitial Monitoring within Secondary Containment |  | Continuous Automatic Tank Gauge |  | Containment Sump | Automatic flow restrictor (MLLD) | Interstitial Monitoring within Secondary Containment |  | Continuous alarm system | Continuous alarm system |  | UST Currently In Use: 2; UST Temp Close: 0; AST Currently In Use: 0; AST Temp Closed: 0 | 2 | 0 | 0 | 20411-117-018441 | DC OIL COMPANY
49178 | Currently in Use |  | 1999-12-15 |  | Petroleum | Unleaded gasoline | Unleaded gasoline | Retail | Fiberglass coated steel | Fiberglass coated steel |  |  | Fiberglass reinforced plastic |  | 1901-01-01 | Catchment Basin | Flow Rest 90% Full | Flow Rest 90% Full | Interstitial Monitoring within Secondary Containment |  | Continuous Automatic Tank Gauge |  | Containment Sump | Automatic flow restrictor (MLLD) | Interstitial Monitoring within Secondary Containment |  | Continuous alarm system | Continuous alarm system |  | UST Currently In Use: 2; UST Temp Close: 0; AST Currently In Use: 0; AST Temp Closed: 0 | 2 | 0 | 0 | 20411-117-018441 | DC OIL COMPANY
49179 | Currently in Use |  | 1999-05-01 |  | Petroleum | Unleaded gasoline | Unleaded gasoline | Local government | Fiberglass coated steel | Fiberglass coated steel | DBW |  | Fiberglass reinforced plastic |  | 1901-01-01 | Catchment Basin | Automatic shutoff device At 95% full | Automatic shutoff device At 95% full |  |  | Statistical Inventory Reconciliation (SIR) | [8 empty] | UST Currently In Use: 1; UST Temp Close: 0; AST Currently In Use: 0; AST Temp Closed: 0 | 1 | 0 | 1 | 15025-125-002780 | TUSCALOOSA CO PARK & RECREATION ASSC
49180 | Currently in Use |  | 2000-03-01 |  | Petroleum | Unleaded gasoline | Unleaded gasoline | Retail | Fiberglass coated steel | Fiberglass coated steel |  |  | Double Wall |  | 1901-01-01 | Catchment Basin | Automatic shutoff device At 95% full | Automatic shutoff device At 95% full |  |  | Continuous Automatic Tank Gauge |  | Containment Sump | Automatic shutoff device (AELLD) |  |  | Statistical inventory reconciliation (SIR) | Statistical inventory reconciliation (SIR) |  | UST Currently In Use: 2; UST Temp Close: 0; AST Currently In Use: 0; AST Temp Closed: 0 | 2 | 0 | 0 | 11576-089-009854 | DUTCH OIL COMPANY
49181 | Currently in Use |  | 2000-03-01 |  | Petroleum | Premium gasoline | Premium gasoline | Retail | Fiberglass coated steel | Fiberglass coated steel |  |  | DOUBLEWALL |  | 1901-01-01 | Catchment Basin | Automatic shutoff device At 95% full | Automatic shutoff device At 95% full |  |  | Statistical Inventory Reconciliation (SIR) |  | Automatic shutoff device (AELLD) | Automatic shutoff device (AELLD) |  |  | Statistical inventory reconciliation (SIR) | Statistical inventory reconciliation (SIR) |  | UST Currently In Use: 2; UST Temp Close: 0; AST Currently In Use: 0; AST Temp Closed: 0 | 2 | 0 | 0 | 11576-089-009854 | DUTCH OIL COMPANY
49182 | Permanently Closed | 2007-03-07 | 1998-12-01 | 2007-03-07 | Petroleum | Unleaded gasoline | Unleaded gasoline | Retail | Steel | Steel | Coated & cathodic protection (sti-P3) |  | Fiberglass reinforced plastic |  | 1901-01-01 | Catchment Basin | Automatic shutoff device At 95% full | Automatic shutoff device At 95% full |  |  | Continuous Automatic Tank Gauge | [8 empty] | UST Currently In Use: 0; UST Temp Close: 0; AST Currently In Use: 0; AST Temp Closed: 0 | 0 | 0 | 3 | 12534-055-005152 | IRA PHILLIPS INC
49183 | Currently in Use |  | 2000-03-02 |  | Petroleum | Unleaded gasoline | Unleaded gasoline | Retail | Double Wall | Double Wall |  |  | Flexible |  |  | Catchment Basin | Automatic shutoff device At 95% full | Automatic shutoff device At 95% full |  |  | Continuous Automatic Tank Gauge | Single walled submersible pump containment sump | Automatic shutoff device (AELLD) | Automatic shutoff device (AELLD) | [5 empty] | UST Currently In Use: 2; UST Temp Close: 0; AST Currently In Use: 0; AST Temp Closed: 0 | 2 | 0 | 0 | 24929-033-000153 | SINGH CORPORATION
49184 | Currently in Use |  | 2000-03-02 |  | Petroleum | Premium gasoline | Premium gasoline | Retail | Double Wall | Double Wall |  |  | Double Wall |  |  | Catchment Basin | Automatic shutoff device At 95% full | Automatic shutoff device At 95% full |  |  | Continuous Automatic Tank Gauge | Single walled submersible pump containment sump | Containment Sump | Automatic shutoff device (AELLD) | [5 empty] | UST Currently In Use: 2; UST Temp Close: 0; AST Currently In Use: 0; AST Temp Closed: 0 | 2 | 0 | 0 | 24929-033-000153 | SINGH CORPORATION
49185 | Currently in Use |  | 2000-02-08 |  | Petroleum | Unleaded gasoline | Unleaded gasoline | Retail | Fiberglass coated steel | Fiberglass coated steel |  |  | Flexible |  | 1901-01-01 | Catchment Basin | Flow Rest 90% Full | Flow Rest 90% Full |  |  | Continuous Automatic Tank Gauge |  | Containment Sump | Automatic flow restrictor (MLLD) |  |  | Annual line testing | Annual line testing |  | UST Currently In Use: 3; UST Temp Close: 0; AST Currently In Use: 0; AST Temp Closed: 0 | 3 | 0 | 0 | 21543-069-018442 | EXCELL OUT TOWN PROPERTIES LLC
49186 | Currently in Use |  | 2000-02-08 |  | Petroleum | Premium gasoline | Premium gasoline | Retail | Fiberglass coated steel | Fiberglass coated steel |  |  | Flexible |  | 1901-01-01 | Catchment Basin | Flow Rest 90% Full | Flow Rest 90% Full |  |  | Continuous Automatic Tank Gauge |  | Containment Sump | Automatic flow restrictor (MLLD) |  |  | Annual line testing | Annual line testing |  | UST Currently In Use: 3; UST Temp Close: 0; AST Currently In Use: 0; AST Temp Closed: 0 | 3 | 0 | 0 | 21543-069-018442 | EXCELL OUT TOWN PROPERTIES LLC
49187 | Currently in Use |  | 2000-02-08 |  | Petroleum | On road diesel | On road diesel | Retail | Fiberglass coated steel | Fiberglass coated steel |  |  | Flexible |  | 1901-01-01 | Catchment Basin | Flow Rest 90% Full | Flow Rest 90% Full |  |  | Continuous Automatic Tank Gauge |  | Automatic flow restrictor (MLLD) | Automatic flow restrictor (MLLD) |  |  | Annual line testing | Annual line testing |  | UST Currently In Use: 3; UST Temp Close: 0; AST Currently In Use: 0; AST Temp Closed: 0 | 3 | 0 | 0 | 21543-069-018442 | EXCELL OUT TOWN PROPERTIES LLC
49188 | Currently in Use |  | 2000-03-31 |  | Petroleum | On road diesel | On road diesel | Retail | Fiberglass reinforced plastic | Fiberglass reinforced plastic |  |  | Single Wall |  |  | Catchment Basin | Flow Rest 90% Full | Automatic shutoff device At 95% full |  |  | Automatic Tank Gauge |  | Containment Sump | Automatic flow restrictor (MLLD) |  |  | Annual line testing | Annual line testing |  | UST Currently In Use: 4; UST Temp Close: 0; AST Currently In Use: 0; AST Temp Closed: 0 | 4 | 0 | 0 | 25546-021-017503 | HEADLEY FOOD MARTS
49189 | Cannot Locate or abandoned | 1998-12-22 | 1901-01-01 |  | Petroleum | Unleaded gasoline | Unleaded gasoline |  | Steel | Steel |  | Painted or None | Steel |  | 1901-01-01 | [14 empty] | UST Currently In Use: 0; UST Temp Close: 0; AST Currently In Use: 0; AST Temp Closed: 0 | 0 | 0 | 0 | 16565-047-014468 | JOSEPH PETTWAY
49190 | Currently in Use |  | 2000-01-14 |  | Petroleum | Unleaded gasoline | Unleaded gasoline | Retail | Single Wall | Fiberglass reinforced plastic |  |  | Double Wall |  | 1901-01-01 | Catchment Basin | Flow Rest 90% Full | Flow Rest 90% Full |  |  | Continuous Automatic Tank Gauge |  | Automatic flow restrictor (MLLD) | Automatic flow restrictor (MLLD) |  |  | Annual line testing | Annual line testing |  | UST Currently In Use: 3; UST Temp Close: 0; AST Currently In Use: 0; AST Temp Closed: 0 | 3 | 0 | 3 | 25646-015-010326 | SULLTAN PROPERTIES LLC
49191 | Currently in Use |  | 2000-01-14 |  | Petroleum | Premium gasoline | Premium gasoline | Retail | Fiberglass reinforced plastic | Fiberglass reinforced plastic |  |  | Double Wall |  | 1901-01-01 | Catchment Basin | Flow Rest 90% Full | Flow Rest 90% Full |  |  | Continuous Automatic Tank Gauge |  | Containment Sump | Automatic flow restrictor (MLLD) |  |  | Annual line testing | Annual line testing |  | UST Currently In Use: 3; UST Temp Close: 0; AST Currently In Use: 0; AST Temp Closed: 0 | 3 | 0 | 3 | 25646-015-010326 | SULLTAN PROPERTIES LLC
49192 | Currently in Use |  | 2000-01-14 |  | Petroleum | On road diesel | On road diesel | Retail | Single Wall | Fiberglass reinforced plastic |  |  | Fiberglass reinforced plastic |  | 1901-01-01 | Catchment Basin | Flow Rest 90% Full | Flow Rest 90% Full |  |  | Continuous Automatic Tank Gauge |  | Containment Sump | Automatic flow restrictor (MLLD) |  |  | Annual line testing | Annual line testing |  | UST Currently In Use: 3; UST Temp Close: 0; AST Currently In Use: 0; AST Temp Closed: 0 | 3 | 0 | 3 | 25646-015-010326 | SULLTAN PROPERTIES LLC
49193 | Currently in Use |  | 2000-02-15 |  | Petroleum | Unleaded gasoline | Unleaded gasoline | Retail | Fiberglass coated steel | Fiberglass coated steel |  |  | Flexible |  | 1901-01-01 | Catchment Basin | Automatic shutoff device At 95% full | Automatic shutoff device At 95% full |  |  | Statistical Inventory Reconciliation (SIR) |  | Containment Sump | Automatic flow restrictor (MLLD) |  |  | Annual line testing | Annual line testing |  | UST Currently In Use: 2; UST Temp Close: 0; AST Currently In Use: 0; AST Temp Closed: 0 | 2 | 0 | 0 | 14249-051-018443 | RUSSELL PETROLEUM CORP
49194 | Currently in Use |  | 2000-02-15 |  | Petroleum | Premium gasoline | Premium gasoline | Retail | Fiberglass coated steel | Fiberglass coated steel |  |  | Flexible |  | 1901-01-01 | Catchment Basin | Automatic shutoff device At 95% full | Automatic shutoff device At 95% full |  |  | Statistical Inventory Reconciliation (SIR) |  | Automatic flow restrictor (MLLD) | Automatic flow restrictor (MLLD) |  |  | Annual line testing | Annual line testing |  | UST Currently In Use: 2; UST Temp Close: 0; AST Currently In Use: 0; AST Temp Closed: 0 | 2 | 0 | 0 | 14249-051-018443 | RUSSELL PETROLEUM CORP
49199 | Currently in Use |  | 1998-12-28 |  | Petroleum | Unleaded gasoline | Unleaded gasoline | Retail | Single Wall | Single Wall | Coated & cathodic protection (sti-P3) |  | Double Wall |  |  | Catchment Basin | Automatic shutoff device At 95% full | Automatic shutoff device At 95% full |  |  | Continuous Automatic Tank Gauge |  | Containment Sump | Automatic shutoff device (AELLD) | [5 empty] | UST Currently In Use: 2; UST Temp Close: 0; AST Currently In Use: 0; AST Temp Closed: 0 | 2 | 0 | 0 | 15420-015-018444 | MAPCO EXPRESS, INC.
49200 | Currently in Use |  | 1998-12-28 |  | Petroleum | Premium gasoline | Premium gasoline | Retail | Single Wall | Single Wall | Coated & cathodic protection (sti-P3) |  | Double Wall |  |  | Catchment Basin | Automatic shutoff device At 95% full | Automatic shutoff device At 95% full |  |  | Continuous Automatic Tank Gauge |  | Automatic shutoff device (AELLD) | Automatic shutoff device (AELLD) | [5 empty] | UST Currently In Use: 2; UST Temp Close: 0; AST Currently In Use: 0; AST Temp Closed: 0 | 2 | 0 | 0 | 15420-015-018444 | MAPCO EXPRESS, INC.
49201 | Currently in Use |  | 2000-03-12 |  | Petroleum | Premium gasoline | Premium gasoline | Retail | Fiberglass reinforced plastic | Double Wall |  |  | Flexible |  | 1901-01-01 | Catchment Basin | Flow Rest 90% Full | Flow Rest 90% Full |  | SENSOR TO ATG | Automatic Tank Gauge |  | Automatic flow restrictor (MLLD) | Automatic flow restrictor (MLLD) |  |  | Annual line testing | Annual line testing |  | UST Currently In Use: 2; UST Temp Close: 0; AST Currently In Use: 0; AST Temp Closed: 0 | 2 | 0 | 0 | 20978-003-018445 | WAGNER ENTERPRISES LLC
49202 | Currently in Use |  | 2000-03-12 |  | Petroleum | Unleaded gasoline | Unleaded gasoline | Retail | Fiberglass reinforced plastic | Double Wall |  |  | Double Wall |  | 1901-01-01 | Catchment Basin | Flow Rest 90% Full | Flow Rest 90% Full |  | SENSOR TO ATG | Automatic Tank Gauge |  | Containment Sump | Automatic flow restrictor (MLLD) |  |  | Annual line testing | Annual line testing |  | UST Currently In Use: 2; UST Temp Close: 0; AST Currently In Use: 0; AST Temp Closed: 0 | 2 | 0 | 0 | 20978-003-018445 | WAGNER ENTERPRISES LLC
49203 | Currently in Use |  | 1995-01-01 |  | Petroleum | Unleaded gasoline | Unleaded gasoline | Retail | Steel | Steel | Coated & cathodic protection (sti-P3) |  | Flexible |  | 1901-01-01 | Catchment Basin | Automatic shutoff device At 95% full | Automatic shutoff device At 95% full |  |  | Continuous Automatic Tank Gauge |  | Containment Sump | Automatic flow restrictor (MLLD) |  |  | Annual line testing | Annual line testing |  | UST Currently In Use: 3; UST Temp Close: 0; AST Currently In Use: 0; AST Temp Closed: 0 | 3 | 0 | 0 | 23850-053-018446 | SEVANTILAL K PATEL
49204 | Currently in Use |  | 1995-01-01 |  | Petroleum | Premium gasoline | Premium gasoline | Retail | Steel | Steel | Coated & cathodic protection (sti-P3) |  | Flexible |  | 1901-01-01 | Catchment Basin | Automatic shutoff device At 95% full | Automatic shutoff device At 95% full |  |  | Continuous Automatic Tank Gauge |  | Automatic flow restrictor (MLLD) | Automatic flow restrictor (MLLD) |  |  | Annual line testing | Annual line testing |  | UST Currently In Use: 3; UST Temp Close: 0; AST Currently In Use: 0; AST Temp Closed: 0 | 3 | 0 | 0 | 23850-053-018446 | SEVANTILAL K PATEL
49205 | Currently in Use |  | 1995-01-01 |  | Petroleum | On road diesel | On road diesel | Retail | Steel | Steel | Coated & cathodic protection (sti-P3) |  | Flexible |  | 1901-01-01 | Catchment Basin | Automatic shutoff device At 95% full | Automatic shutoff device At 95% full |  |  | Continuous Automatic Tank Gauge |  | Automatic flow restrictor (MLLD) | Automatic flow restrictor (MLLD) |  |  | Annual line testing | Annual line testing |  | UST Currently In Use: 3; UST Temp Close: 0; AST Currently In Use: 0; AST Temp Closed: 0 | 3 | 0 | 0 | 23850-053-018446 | SEVANTILAL K PATEL
49206 | Currently in Use |  | 1985-10-01 |  | Petroleum | Unleaded gasoline | Unleaded gasoline | Retail | Fiberglass reinforced plastic | Fiberglass reinforced plastic |  |  | Fiberglass reinforced plastic |  | 1901-01-01 | Catchment Basin | Automatic shutoff device At 95% full | Automatic shutoff device At 95% full |  |  | Automatic Tank Gauge |  | Automatic shutoff device (AELLD) | Automatic shutoff device (AELLD) |  |  | Continuous alarm system | Continuous alarm system |  | UST Currently In Use: 3; UST Temp Close: 0; AST Currently In Use: 0; AST Temp Closed: 0 | 3 | 0 | 0 | 20839-091-018447 | RODERICK DEAN LANGLEY
49207 | Currently in Use |  | 1985-10-01 |  | Petroleum | Premium gasoline | Premium gasoline | Retail | Fiberglass reinforced plastic | Fiberglass reinforced plastic |  |  | Fiberglass reinforced plastic |  | 1901-01-01 | Catchment Basin | Automatic shutoff device At 95% full | Automatic shutoff device At 95% full |  |  | Automatic Tank Gauge |  | Automatic shutoff device (AELLD) | Automatic shutoff device (AELLD) |  |  | Continuous alarm system | Continuous alarm system |  | UST Currently In Use: 3; UST Temp Close: 0; AST Currently In Use: 0; AST Temp Closed: 0 | 3 | 0 | 0 | 20839-091-018447 | RODERICK DEAN LANGLEY
49208 | Currently in Use |  | 1985-10-01 |  | Petroleum | On road diesel | On road diesel | Retail | Fiberglass reinforced plastic | Fiberglass reinforced plastic |  |  | Fiberglass reinforced plastic |  | 1901-01-01 | Catchment Basin | Automatic shutoff device At 95% full | Automatic shutoff device At 95% full |  |  | Automatic Tank Gauge |  | Automatic shutoff device (AELLD) | Automatic shutoff device (AELLD) |  |  | Continuous alarm system | Continuous alarm system |  | UST Currently In Use: 3; UST Temp Close: 0; AST Currently In Use: 0; AST Temp Closed: 0 | 3 | 0 | 0 | 20839-091-018447 | RODERICK DEAN LANGLEY
49209 | Currently in Use |  | 2000-03-01 |  | Petroleum | On road diesel | On road diesel | Retail | Double Wall | Double Wall |  |  | Double Wall | APT | 2013-04-17 | Catchment Basin | Flow Rest 90% Full | Flow Rest 90% Full | Interstitial Monitoring within Secondary Containment | MANUAL/VISUAL CHECK |  |  | Automatic flow restrictor (MLLD) | Automatic flow restrictor (MLLD) |  |  | Annual line testing | Annual line testing |  | UST Currently In Use: 3; UST Temp Close: 0; AST Currently In Use: 1; AST Temp Closed: 0 | 3 | 0 | 6 | 22991-115-005692 | K&C LLC
49210 | Currently in Use |  | 2000-03-01 |  | Petroleum | Unleaded gasoline | Unleaded gasoline | Retail | Double Wall | Double Wall |  |  | Double Wall | APT | 1901-01-01 | Catchment Basin | Flow Rest 90% Full | Flow Rest 90% Full | Interstitial Monitoring within Secondary Containment | MANUAL/VISUAL CHECK |  |  | Automatic flow restrictor (MLLD) | Automatic flow restrictor (MLLD) |  |  | Annual line testing | Annual line testing |  | UST Currently In Use: 3; UST Temp Close: 0; AST Currently In Use: 1; AST Temp Closed: 0 | 3 | 0 | 6 | 22991-115-005692 | K&C LLC
49211 | Currently in Use |  | 2000-03-01 |  | Petroleum | Premium gasoline | Premium gasoline | Retail | Double Wall | Double Wall |  |  | Flexible | APT | 1901-01-01 | Catchment Basin | Flow Rest 90% Full | Flow Rest 90% Full | Interstitial Monitoring within Secondary Containment | MANUAL/VISUAL CHECK |  |  | Automatic flow restrictor (MLLD) | Automatic flow restrictor (MLLD) |  |  | Annual line testing | Annual line testing |  | UST Currently In Use: 3; UST Temp Close: 0; AST Currently In Use: 1; AST Temp Closed: 0 | 3 | 0 | 6 | 22991-115-005692 | K&C LLC
49212 | Currently in Use |  | 1998-10-28 |  | Petroleum | Unleaded gasoline | Unleaded gasoline | Retail | Fiberglass reinforced plastic | Fiberglass reinforced plastic |  |  | Flexible |  | 1901-01-01 | Catchment Basin | Flow Rest 90% Full | Flow Rest 90% Full |  |  | Automatic Tank Gauge |  | Containment Sump | Automatic flow restrictor (MLLD) |  | SENSOR TO ATG | Annual line testing | Annual line testing |  | UST Currently In Use: 4; UST Temp Close: 0; AST Currently In Use: 0; AST Temp Closed: 0 | 4 | 0 | 0 | 15201-089-003861 | VULCAN OIL COMPANY INC.
49213 | Currently in Use |  | 1998-10-28 |  | Petroleum | Premium gasoline | Premium gasoline | Retail | Fiberglass reinforced plastic | Fiberglass reinforced plastic |  |  | Double Wall |  | 1901-01-01 | Catchment Basin | Flow Rest 90% Full | Flow Rest 90% Full |  |  | Automatic Tank Gauge | Single walled submersible pump containment sump | Containment Sump | Automatic flow restrictor (MLLD) |  |  | Annual line testing | Annual line testing |  | UST Currently In Use: 4; UST Temp Close: 0; AST Currently In Use: 0; AST Temp Closed: 0 | 4 | 0 | 0 | 15201-089-003861 | VULCAN OIL COMPANY INC.
49214 | Currently in Use |  | 1998-10-28 |  | Petroleum | On road diesel | On road diesel | Retail | Fiberglass reinforced plastic | Fiberglass reinforced plastic |  |  | Double Wall |  | 1901-01-01 | Catchment Basin | Flow Rest 90% Full | Flow Rest 90% Full |  |  | Automatic Tank Gauge | Single walled submersible pump containment sump | Automatic flow restrictor (MLLD) | Automatic flow restrictor (MLLD) |  |  | Annual line testing | Annual line testing |  | UST Currently In Use: 4; UST Temp Close: 0; AST Currently In Use: 0; AST Temp Closed: 0 | 4 | 0 | 0 | 15201-089-003861 | VULCAN OIL COMPANY INC.
49215 | Currently in Use |  | 1998-10-28 |  | Petroleum | Kerosene | Kerosene | Retail | Fiberglass reinforced plastic | Fiberglass reinforced plastic |  |  | Flexible |  | 1901-01-01 | Catchment Basin | Automatic shutoff device At 95% full | Automatic shutoff device At 95% full |  |  | Automatic Tank Gauge | [8 empty] | UST Currently In Use: 4; UST Temp Close: 0; AST Currently In Use: 0; AST Temp Closed: 0 | 4 | 0 | 0 | 15201-089-003861 | VULCAN OIL COMPANY INC.
49216 | Currently in Use |  | 2000-02-01 |  | Petroleum | Unleaded gasoline | Unleaded gasoline | Retail | Fiberglass coated steel | Fiberglass coated steel |  |  | Flexible | APT | 1901-01-01 | Catchment Basin | Automatic shutoff device At 95% full | Automatic shutoff device At 95% full |  |  | Automatic Tank Gauge |  | Containment Sump | Automatic flow restrictor (MLLD) | Interstitial Monitoring within Secondary Containment |  | Annual line testing | Annual line testing |  | UST Currently In Use: 3; UST Temp Close: 0; AST Currently In Use: 0; AST Temp Closed: 0 | 3 | 0 | 0 | 25643-117-018448 | CENTRAL ALABAMA COMMERCIAL PROP. LLC
49217 | Currently in Use |  | 2000-02-01 |  | Petroleum | Premium gasoline | Premium gasoline | Retail | Fiberglass coated steel | Fiberglass coated steel |  |  | Flexible | APT | 1901-01-01 | Catchment Basin | Automatic shutoff device At 95% full | Automatic shutoff device At 95% full |  |  | Automatic Tank Gauge |  | Containment Sump | Automatic flow restrictor (MLLD) | Interstitial Monitoring within Secondary Containment |  | Continuous alarm system | Annual line testing |  | UST Currently In Use: 3; UST Temp Close: 0; AST Currently In Use: 0; AST Temp Closed: 0 | 3 | 0 | 0 | 25643-117-018448 | CENTRAL ALABAMA COMMERCIAL PROP. LLC
49218 | Currently in Use |  | 2000-02-01 |  | Petroleum | On road diesel | On road diesel | Retail | Fiberglass coated steel | Fiberglass coated steel |  |  | Flexible | APT | 1901-01-01 | Catchment Basin | Automatic shutoff device At 95% full | Automatic shutoff device At 95% full |  |  | Automatic Tank Gauge |  | Containment Sump | Automatic flow restrictor (MLLD) | Interstitial Monitoring within Secondary Containment |  | Annual line testing | Annual line testing |  | UST Currently In Use: 3; UST Temp Close: 0; AST Currently In Use: 0; AST Temp Closed: 0 | 3 | 0 | 0 | 25643-117-018448 | CENTRAL ALABAMA COMMERCIAL PROP. LLC
49219 | Currently in Use |  | 2000-03-20 |  | Petroleum | On road diesel | On road diesel | Retail | Fiberglass coated steel | Fiberglass coated steel |  |  | Fiberglass reinforced plastic |  |  | Catchment Basin | Automatic shutoff device At 95% full | Automatic shutoff device At 95% full |  |  | Continuous Automatic Tank Gauge | [8 empty] | UST Currently In Use: 4; UST Temp Close: 0; AST Currently In Use: 0; AST Temp Closed: 0 | 4 | 0 | 3 | 12534-055-005130 | IRA PHILLIPS INC
49220 | Permanently Closed | 2012-08-14 | 1980-01-01 | 2012-08-14 | Petroleum | On road diesel | On road diesel | Emergency power generator | Fiberglass reinforced plastic | Fiberglass reinforced plastic |  |  | Fiberglass reinforced plastic |  | 1901-01-01 | Catchment Basin | Automatic shutoff device At 95% full | Automatic shutoff device At 95% full | [11 empty] | UST Currently In Use: 0; UST Temp Close: 0; AST Currently In Use: 0; AST Temp Closed: 0 | 0 | 0 | 1 | 22617-073-018449 | BELK INC (RIVERCHASE-603)
49221 | Currently in Use |  | 1999-08-01 |  | Petroleum | Unleaded gasoline | Unleaded gasoline | Retail | Fiberglass coated steel | Fiberglass coated steel |  |  | Double Wall |  |  | Catchment Basin | Flow Rest 90% Full | Flow Rest 90% Full |  |  | Continuous Automatic Tank Gauge | Single walled submersible pump containment sump | Automatic flow restrictor (MLLD) | Automatic flow restrictor (MLLD) |  | SENSOR TO ATG | Annual line testing | Annual line testing |  | UST Currently In Use: 3; UST Temp Close: 0; AST Currently In Use: 0; AST Temp Closed: 0 | 3 | 0 | 0 | 15201-033-018450 | VULCAN OIL COMPANY INC.
49222 | Currently in Use |  | 1999-08-01 |  | Petroleum | Premium gasoline | Premium gasoline | Retail | Fiberglass coated steel | Fiberglass coated steel |  |  | Double Wall |  |  | Catchment Basin | Flow Rest 90% Full | Flow Rest 90% Full |  |  | Continuous Automatic Tank Gauge | Single walled submersible pump containment sump | Automatic flow restrictor (MLLD) | Automatic flow restrictor (MLLD) |  | SENSOR TO ATG | Annual line testing | Annual line testing |  | UST Currently In Use: 3; UST Temp Close: 0; AST Currently In Use: 0; AST Temp Closed: 0 | 3 | 0 | 0 | 15201-033-018450 | VULCAN OIL COMPANY INC.
49223 | Currently in Use |  | 1999-08-01 |  | Petroleum | On road diesel | On road diesel | Retail | Single Wall | Fiberglass coated steel |  |  | Flexible |  |  | Catchment Basin | Flow Rest 90% Full | Flow Rest 90% Full |  |  | Continuous Automatic Tank Gauge | Single walled submersible pump containment sump | Automatic flow restrictor (MLLD) | Automatic flow restrictor (MLLD) |  | SENSOR TO ATG | Annual line testing | Annual line testing |  | UST Currently In Use: 3; UST Temp Close: 0; AST Currently In Use: 0; AST Temp Closed: 0 | 3 | 0 | 0 | 15201-033-018450 | VULCAN OIL COMPANY INC.
49224 | Currently in Use |  | 1998-08-24 |  | Petroleum | Unleaded gasoline | Unleaded gasoline | Retail | Steel | Single Wall | Coated & cathodic protection (sti-P3) |  | Fiberglass reinforced plastic |  |  | Catchment Basin | Automatic shutoff device At 95% full | Automatic shutoff device At 95% full |  |  | Continuous Automatic Tank Gauge | [8 empty] | UST Currently In Use: 4; UST Temp Close: 0; AST Currently In Use: 0; AST Temp Closed: 0 | 4 | 0 | 0 | 12534-055-018451 | IRA PHILLIPS INC
49225 | Currently in Use |  | 1998-08-24 |  | Petroleum | On road diesel | On road diesel | Retail | Single Wall | Single Wall | Coated & cathodic protection (sti-P3) |  | Flexible | APT |  | Catchment Basin | Automatic shutoff device At 95% full | Automatic shutoff device At 95% full |  |  | Continuous Automatic Tank Gauge |  | Automatic shutoff device (AELLD) | Automatic shutoff device (AELLD) | [5 empty] | UST Currently In Use: 4; UST Temp Close: 0; AST Currently In Use: 0; AST Temp Closed: 0 | 4 | 0 | 0 | 12534-055-018451 | IRA PHILLIPS INC
49226 | Currently in Use |  | 1998-08-24 |  | Petroleum | On road diesel | On road diesel | Retail | Steel | Single Wall | Coated & cathodic protection (sti-P3) |  | Fiberglass reinforced plastic |  |  | Catchment Basin | Automatic shutoff device At 95% full | Automatic shutoff device At 95% full |  |  | Continuous Automatic Tank Gauge | [8 empty] | UST Currently In Use: 4; UST Temp Close: 0; AST Currently In Use: 0; AST Temp Closed: 0 | 4 | 0 | 0 | 12534-055-018451 | IRA PHILLIPS INC
49227 | Currently in Use |  | 1999-02-06 |  | Petroleum | Premium gasoline | Premium gasoline | Retail | Single Wall | Fiberglass coated steel |  |  | Fiberglass reinforced plastic |  |  | Catchment Basin | Automatic shutoff device At 95% full | Automatic shutoff device At 95% full |  |  | Continuous Automatic Tank Gauge | [8 empty] | UST Currently In Use: 4; UST Temp Close: 0; AST Currently In Use: 0; AST Temp Closed: 0 | 4 | 0 | 0 | 12534-055-018451 | IRA PHILLIPS INC
49228 | Currently in Use |  | 2000-03-20 |  | Petroleum | Unleaded gasoline | Unleaded gasoline | Retail | Fiberglass reinforced plastic | Fiberglass reinforced plastic |  |  | Double Wall |  | 1901-01-01 | Catchment Basin | Automatic shutoff device At 95% full | Automatic shutoff device At 95% full |  |  | Continuous Automatic Tank Gauge |  | Containment Sump | Automatic shutoff device (AELLD) | [5 empty] | UST Currently In Use: 2; UST Temp Close: 0; AST Currently In Use: 0; AST Temp Closed: 0 | 2 | 0 | 3 | 21335-073-013989 | Z & K INC
49229 | Currently in Use |  | 2000-03-20 |  | Petroleum | Premium gasoline | Premium gasoline | Retail | Fiberglass reinforced plastic | Fiberglass reinforced plastic |  |  | Double Wall |  | 1901-01-01 | Catchment Basin | Automatic shutoff device At 95% full | Automatic shutoff device At 95% full |  |  | Continuous Automatic Tank Gauge |  | Automatic shutoff device (AELLD) | Automatic shutoff device (AELLD) | [5 empty] | UST Currently In Use: 2; UST Temp Close: 0; AST Currently In Use: 0; AST Temp Closed: 0 | 2 | 0 | 3 | 21335-073-013989 | Z & K INC
49230 | Currently in Use |  | 1997-06-15 |  | Petroleum | Unleaded gasoline | Unleaded gasoline | Retail | Fiberglass reinforced plastic | Fiberglass reinforced plastic |  |  | Fiberglass reinforced plastic |  | 1901-01-01 | Catchment Basin | Flow Rest 90% Full | Flow Rest 90% Full |  |  | Automatic Tank Gauge |  | Containment Sump | Automatic flow restrictor (MLLD) |  | MANUAL/VISUAL CHECK | Annual line testing | Annual line testing |  | UST Currently In Use: 2; UST Temp Close: 0; AST Currently In Use: 0; AST Temp Closed: 0 | 2 | 0 | 0 | 24503-091-018452 | ABDO OBEI C/O EDDIES SUNOCO
49231 | Currently in Use |  | 1997-06-15 |  | Petroleum | Premium gasoline | Premium gasoline | Retail | Fiberglass reinforced plastic | Fiberglass reinforced plastic |  |  | Fiberglass reinforced plastic |  | 1901-01-01 | Catchment Basin | Flow Rest 90% Full | Flow Rest 90% Full |  |  | Automatic Tank Gauge |  | Containment Sump | Automatic flow restrictor (MLLD) |  | MANUAL/VISUAL CHECK | Annual line testing | Annual line testing |  | UST Currently In Use: 2; UST Temp Close: 0; AST Currently In Use: 0; AST Temp Closed: 0 | 2 | 0 | 0 | 24503-091-018452 | ABDO OBEI C/O EDDIES SUNOCO
49232 | Currently in Use |  | 2000-05-01 |  | Petroleum | Unleaded gasoline | Unleaded gasoline | Retail | Fiberglass coated steel | Fiberglass coated steel |  |  | Flexible |  | 1901-01-01 | Catchment Basin | Automatic shutoff device At 95% full | Automatic shutoff device At 95% full |  |  | Automatic Tank Gauge |  | Automatic flow restrictor (MLLD) | Automatic flow restrictor (MLLD) |  |  | Annual line testing | Annual line testing |  | UST Currently In Use: 2; UST Temp Close: 0; AST Currently In Use: 0; AST Temp Closed: 0 | 2 | 0 | 4 | 20993-061-008408 | RONALD BRANNON
49234 | Currently in Use |  | 2000-05-01 |  | Petroleum | Premium gasoline | Premium gasoline | Retail | Fiberglass coated steel | Fiberglass coated steel |  |  | Flexible |  | 1901-01-01 | Catchment Basin | Automatic shutoff device At 95% full | Automatic shutoff device At 95% full |  |  | Automatic Tank Gauge |  | Automatic flow restrictor (MLLD) | Automatic flow restrictor (MLLD) |  |  | Annual line testing | Annual line testing |  | UST Currently In Use: 2; UST Temp Close: 0; AST Currently In Use: 0; AST Temp Closed: 0 | 2 | 0 | 4 | 20993-061-008408 | RONALD BRANNON
49235 | Currently in Use |  | 1999-12-15 |  | Petroleum | Premium gasoline | Premium gasoline | Retail | Double Wall | Double Wall |  |  | Double Wall |  | 1901-01-01 | Catchment Basin | Flow Rest 90% Full | Flow Rest 90% Full | Interstitial Monitoring within Secondary Containment | SENSOR TO ATG | Continuous Automatic Tank Gauge |  | Containment Sump | Automatic flow restrictor (MLLD) |  |  | Annual line testing | Annual line testing |  | UST Currently In Use: 2; UST Temp Close: 0; AST Currently In Use: 0; AST Temp Closed: 0 | 2 | 0 | 0 | 25541-073-018453 | RAVINDER KALRA
49236 | Currently in Use |  | 1999-12-15 |  | Petroleum | Unleaded gasoline | Unleaded gasoline | Retail | Double Wall | Double Wall |  |  | Fiberglass reinforced plastic |  | 1901-01-01 | Catchment Basin | Flow Rest 90% Full | Flow Rest 90% Full | Interstitial Monitoring within Secondary Containment | SENSOR TO ATG | Continuous Automatic Tank Gauge |  | Automatic flow restrictor (MLLD) | Automatic flow restrictor (MLLD) |  |  | Annual line testing | Annual line testing |  | UST Currently In Use: 2; UST Temp Close: 0; AST Currently In Use: 0; AST Temp Closed: 0 | 2 | 0 | 0 | 25541-073-018453 | RAVINDER KALRA
49237 | Currently in Use |  | 2000-05-15 |  | Petroleum | On road diesel | On road diesel | Retail | Fiberglass coated steel | Fiberglass coated steel |  |  | Fiberglass reinforced plastic |  | 1901-01-01 | Catchment Basin | Automatic shutoff device At 95% full | Automatic shutoff device At 95% full |  |  | Statistical Inventory Reconciliation (SIR) | [8 empty] | UST Currently In Use: 4; UST Temp Close: 0; AST Currently In Use: 0; AST Temp Closed: 0 | 4 | 0 | 0 | 22958-007-011328 | DONNIE FANCHER
49238 | Currently in Use |  | 1998-05-20 |  | Petroleum | Unleaded gasoline | Unleaded gasoline | Retail | Fiberglass coated steel | Fiberglass coated steel |  |  | Flexible |  | 1901-01-01 | Catchment Basin | Flow Rest 90% Full | Flow Rest 90% Full |  |  | Continuous Automatic Tank Gauge |  | Automatic shutoff device (AELLD) | Automatic shutoff device (AELLD) | [5 empty] | UST Currently In Use: 3; UST Temp Close: 0; AST Currently In Use: 0; AST Temp Closed: 0 | 3 | 0 | 4 | 25418-017-010913 | PPBB LLC
49239 | Currently in Use |  | 1998-05-20 |  | Petroleum | Premium gasoline | Premium gasoline | Retail | Fiberglass coated steel | Fiberglass coated steel |  |  | Flexible |  | 1901-01-01 | Catchment Basin | Flow Rest 90% Full | Flow Rest 90% Full |  |  | Continuous Automatic Tank Gauge |  | Automatic shutoff device (AELLD) | Automatic shutoff device (AELLD) | [5 empty] | UST Currently In Use: 3; UST Temp Close: 0; AST Currently In Use: 0; AST Temp Closed: 0 | 3 | 0 | 4 | 25418-017-010913 | PPBB LLC
49240 | Currently in Use |  | 1998-05-20 |  | Petroleum | On road diesel | On road diesel | Retail | Fiberglass coated steel | Fiberglass coated steel |  |  | Flexible |  | 1901-01-01 | Catchment Basin | Flow Rest 90% Full | Flow Rest 90% Full |  |  | Continuous Automatic Tank Gauge |  | Automatic shutoff device (AELLD) | Automatic shutoff device (AELLD) | [5 empty] | UST Currently In Use: 3; UST Temp Close: 0; AST Currently In Use: 0; AST Temp Closed: 0 | 3 | 0 | 4 | 25418-017-010913 | PPBB LLC
49241 | Temporary Closed | 2005-10-14 | 2000-03-29 |  | Petroleum | Unleaded gasoline | Unleaded gasoline | Retail | Fiberglass coated steel | Fiberglass coated steel |  |  | Fiberglass reinforced plastic |  | 1901-01-01 | Catchment Basin | Automatic shutoff device At 95% full | Automatic shutoff device At 95% full |  |  | Statistical Inventory Reconciliation (SIR) | [8 empty] | UST Currently In Use: 0; UST Temp Close: 2; AST Currently In Use: 0; AST Temp Closed: 0 | 0 | 2 | 0 | 11676-087-018454 | ELLIS OIL COMPANY
49242 | Temporary Closed | 2005-10-14 | 2000-03-29 |  | Petroleum | Mid-grade gasoline | Mid-grade gasoline | Retail | Fiberglass coated steel | Fiberglass coated steel |  |  | Fiberglass reinforced plastic |  | 1901-01-01 | Catchment Basin | Automatic shutoff device At 95% full | Automatic shutoff device At 95% full |  |  | Statistical Inventory Reconciliation (SIR) | [8 empty] | UST Currently In Use: 0; UST Temp Close: 2; AST Currently In Use: 0; AST Temp Closed: 0 | 0 | 2 | 0 | 11676-087-018454 | ELLIS OIL COMPANY
49243 | Currently in Use |  | 1999-09-28 |  | Petroleum | On road diesel | On road diesel | Industrial | DUB WALL | Fiberglass reinforced plastic |  |  | DUB WALL |  | 1901-01-01 | Catchment Basin | Automatic shutoff device At 95% full | Automatic shutoff device At 95% full | Interstitial Monitoring within Secondary Containment |  | Continuous Automatic Tank Gauge |  | Automatic flow restrictor (MLLD) | Automatic flow restrictor (MLLD) | Interstitial Monitoring within Secondary Containment |  | Continuous alarm system | Annual line testing |  | UST Currently In Use: 3; UST Temp Close: 1; AST Currently In Use: 1; AST Temp Closed: 0 | 3 | 1 | 0 | 21994-081-018455 | WAL-MART STORES E C/O APTIM
49244 | Temporary Closed | 2001-02-14 | 1999-10-12 |  | Petroleum | Virgin oil | Virgin oil | Industrial | DUB WALL | Fiberglass reinforced plastic |  |  | DUB WALL |  | 1901-01-01 | Catchment Basin | Flow Rest 90% Full | Flow Rest 90% Full | Interstitial Monitoring within Secondary Containment |  | Continuous Automatic Tank Gauge | [5 empty] | Continuous alarm system | Continuous alarm system |  | UST Currently In Use: 3; UST Temp Close: 1; AST Currently In Use: 1; AST Temp Closed: 0 | 3 | 1 | 0 | 21994-081-018455 | WAL-MART STORES E C/O APTIM
49245 | Currently in Use |  | 1999-10-15 |  | Petroleum | Used oil | Used oil | Industrial | Fiberglass reinforced plastic | Fiberglass reinforced plastic |  |  | DUB WALL |  | 1901-01-01 | Catchment Basin | Other | Other | Interstitial Monitoring within Secondary Containment |  | Continuous Automatic Tank Gauge | [5 empty] | Continuous alarm system | Continuous alarm system |  | UST Currently In Use: 3; UST Temp Close: 1; AST Currently In Use: 1; AST Temp Closed: 0 | 3 | 1 | 0 | 21994-081-018455 | WAL-MART STORES E C/O APTIM
49246 | Currently in Use |  | 2000-05-22 |  | Petroleum | On road diesel | On road diesel | Retail | Fiberglass coated steel | Fiberglass coated steel |  |  | Double Wall |  | 2010-12-01 | Catchment Basin | Automatic shutoff device At 95% full | Automatic shutoff device At 95% full |  |  | Continuous Automatic Tank Gauge |  | Automatic shutoff device (AELLD) | Automatic shutoff device (AELLD) | Interstitial Monitoring within Secondary Containment | SENSOR TO ATG | Continuous alarm system | Continuous alarm system |  | UST Currently In Use: 4; UST Temp Close: 0; AST Currently In Use: 0; AST Temp Closed: 0 | 4 | 0 | 1 | 23507-015-007753 | BAO HONG NGUYEN
49247 | Currently in Use |  | 2000-05-04 |  | Petroleum | Unleaded gasoline | Unleaded gasoline | Retail | Fiberglass coated steel | Fiberglass coated steel |  |  | Double Wall |  | 1901-01-01 | Catchment Basin | Automatic shutoff device At 95% full | Automatic shutoff device At 95% full |  |  | Automatic Tank Gauge | Single walled submersible pump containment sump | Containment Sump | Automatic flow restrictor (MLLD) |  |  | Annual line testing | Annual line testing |  | UST Currently In Use: 1; UST Temp Close: 0; AST Currently In Use: 0; AST Temp Closed: 0 | 1 | 0 | 3 | 22409-127-013480 | KATHY KOCSIS
49248 | Currently in Use |  | 2000-05-31 |  | Petroleum | Unleaded gasoline | Unleaded gasoline | Retail | Fiberglass coated steel | Fiberglass coated steel |  |  | Double Wall |  | 1901-01-01 | Catchment Basin | Automatic shutoff device At 95% full | Automatic shutoff device At 95% full |  |  | Continuous Automatic Tank Gauge |  | Containment Sump | Automatic flow restrictor (MLLD) |  |  | Annual line testing | Annual line testing |  | UST Currently In Use: 4; UST Temp Close: 0; AST Currently In Use: 0; AST Temp Closed: 0 | 4 | 0 | 0 | 24837-097-018457 | RSYA, LLC
49249 | Currently in Use |  | 2000-05-31 |  | Petroleum | Premium gasoline | Premium gasoline | Retail | Fiberglass coated steel | Fiberglass coated steel |  |  | Flexible |  | 1901-01-01 | Catchment Basin | Automatic shutoff device At 95% full | Automatic shutoff device At 95% full |  |  | Continuous Automatic Tank Gauge |  | Containment Sump | Automatic flow restrictor (MLLD) |  |  | Annual line testing | Annual line testing |  | UST Currently In Use: 4; UST Temp Close: 0; AST Currently In Use: 0; AST Temp Closed: 0 | 4 | 0 | 0 | 24837-097-018457 | RSYA, LLC
49250 | Currently in Use |  | 2000-05-31 |  | Petroleum | On road diesel | On road diesel | Retail | Fiberglass coated steel | Fiberglass coated steel |  |  | Flexible |  | 1901-01-01 | Catchment Basin | Automatic shutoff device At 95% full | Automatic shutoff device At 95% full |  |  | Continuous Automatic Tank Gauge |  | Containment Sump | Automatic flow restrictor (MLLD) |  |  | Annual line testing | Annual line testing |  | UST Currently In Use: 4; UST Temp Close: 0; AST Currently In Use: 0; AST Temp Closed: 0 | 4 | 0 | 0 | 24837-097-018457 | RSYA, LLC
49251 | Currently in Use |  | 2000-05-31 |  | Petroleum | Mid-grade gasoline | Mid-grade gasoline | Retail | Fiberglass coated steel | Fiberglass coated steel |  |  | Double Wall |  | 1901-01-01 | Catchment Basin | Automatic shutoff device At 95% full | Automatic shutoff device At 95% full |  |  | Continuous Automatic Tank Gauge |  | Automatic flow restrictor (MLLD) | Automatic flow restrictor (MLLD) |  |  | Annual line testing | Annual line testing |  | UST Currently In Use: 4; UST Temp Close: 0; AST Currently In Use: 0; AST Temp Closed: 0 | 4 | 0 | 0 | 24837-097-018457 | RSYA, LLC
49252 | Temporary Closed | 2019-02-01 | 1999-05-20 |  | Petroleum | Unleaded gasoline | Unleaded gasoline | Retail | Double Wall | Double Wall | Other |  | Double Wall |  | 1901-01-01 | Catchment Basin | Flow Rest 90% Full | Flow Rest 90% Full | Interstitial Monitoring within Secondary Containment | SENSOR TO ATG | Continuous Automatic Tank Gauge |  | Automatic flow restrictor (MLLD) | Automatic flow restrictor (MLLD) | Interstitial Monitoring within Secondary Containment | SENSOR TO ATG | Continuous alarm system | Continuous alarm system |  | UST Currently In Use: 0; UST Temp Close: 1; AST Currently In Use: 0; AST Temp Closed: 0 | 0 | 1 | 0 | 26023-111-018458 | WATERS EDGE RV LLC
49253 | Currently in Use |  | 2000-06-09 |  | Petroleum | Unleaded gasoline | Unleaded gasoline | Retail | Steel | Single Wall | Coated & cathodic protection (sti-P3) |  | Flexible | ENVIRON |  | Catchment Basin | Automatic shutoff device At 95% full | Automatic shutoff device At 95% full |  |  | Continuous Automatic Tank Gauge |  | Automatic shutoff device (AELLD) | Automatic shutoff device (AELLD) | [5 empty] | UST Currently In Use: 2; UST Temp Close: 0; AST Currently In Use: 0; AST Temp Closed: 0 | 2 | 0 | 0 | 15420-015-018459 | MAPCO EXPRESS, INC.
49254 | Currently in Use |  | 2000-06-09 |  | Petroleum | Premium gasoline | Premium gasoline | Retail | Single Wall | Single Wall | Coated & cathodic protection (sti-P3) |  | Double Wall | ENVIRON |  | Catchment Basin | Automatic shutoff device At 95% full | Automatic shutoff device At 95% full |  |  | Continuous Automatic Tank Gauge |  | Containment Sump | Automatic shutoff device (AELLD) | [5 empty] | UST Currently In Use: 2; UST Temp Close: 0; AST Currently In Use: 0; AST Temp Closed: 0 | 2 | 0 | 0 | 15420-015-018459 | MAPCO EXPRESS, INC.
49255 | Currently in Use |  | 2000-04-25 |  | Petroleum | Unleaded gasoline | Unleaded gasoline | Retail | Fiberglass coated steel | Fiberglass coated steel |  |  | Flexible |  |  | Catchment Basin | Automatic shutoff device At 95% full | Automatic shutoff device At 95% full |  |  | Continuous Automatic Tank Gauge |  | Containment Sump | Automatic flow restrictor (MLLD) |  |  | Annual line testing | Annual line testing |  | UST Currently In Use: 3; UST Temp Close: 0; AST Currently In Use: 0; AST Temp Closed: 0 | 3 | 0 | 0 | 20875-039-018460 | GITTY UP-N-GO, INC.
49256 | Currently in Use |  | 2000-04-25 |  | Petroleum | Premium gasoline | Premium gasoline | Retail | Fiberglass coated steel | Fiberglass coated steel |  |  | Flexible |  |  | Catchment Basin | Automatic shutoff device At 95% full | Automatic shutoff device At 95% full |  |  | Continuous Automatic Tank Gauge |  | Automatic flow restrictor (MLLD) | Automatic flow restrictor (MLLD) |  |  | Annual line testing | Annual line testing |  | UST Currently In Use: 3; UST Temp Close: 0; AST Currently In Use: 0; AST Temp Closed: 0 | 3 | 0 | 0 | 20875-039-018460 | GITTY UP-N-GO, INC.
49257 | Currently in Use |  | 2000-04-25 |  | Petroleum | On road diesel | On road diesel | Retail | Fiberglass coated steel | Fiberglass coated steel |  |  | Flexible |  |  | Catchment Basin | Automatic shutoff device At 95% full | Automatic shutoff device At 95% full |  |  | Continuous Automatic Tank Gauge |  | Containment Sump | Automatic flow restrictor (MLLD) |  |  | Annual line testing | Annual line testing |  | UST Currently In Use: 3; UST Temp Close: 0; AST Currently In Use: 0; AST Temp Closed: 0 | 3 | 0 | 0 | 20875-039-018460 | GITTY UP-N-GO, INC.
49258 | Currently in Use |  | 2000-02-08 |  | Petroleum | Unleaded gasoline | Unleaded gasoline | Retail | Fiberglass coated steel | Fiberglass coated steel |  |  | Fiberglass reinforced plastic |  | 1901-01-01 | Catchment Basin | Automatic shutoff device At 95% full | Automatic shutoff device At 95% full |  |  | Continuous Automatic Tank Gauge |  | Automatic flow restrictor (MLLD) | Automatic flow restrictor (MLLD) |  |  | Annual line testing | Annual line testing |  | UST Currently In Use: 2; UST Temp Close: 0; AST Currently In Use: 0; AST Temp Closed: 0 | 2 | 0 | 2 | 24660-073-001610 | TERRI R GRAYSON
49259 | Currently in Use |  | 2000-02-08 |  | Petroleum | Premium gasoline | Premium gasoline | Retail | Fiberglass coated steel | Fiberglass coated steel |  |  | Double Wall |  | 1901-01-01 | Catchment Basin | Automatic shutoff device At 95% full | Automatic shutoff device At 95% full |  |  | Continuous Automatic Tank Gauge |  | Automatic flow restrictor (MLLD) | Automatic flow restrictor (MLLD) |  |  | Annual line testing | Annual line testing |  | UST Currently In Use: 2; UST Temp Close: 0; AST Currently In Use: 0; AST Temp Closed: 0 | 2 | 0 | 2 | 24660-073-001610 | TERRI R GRAYSON
49260 | Currently in Use |  | 1998-11-20 |  | Petroleum | On road diesel | On road diesel | Emergency power generator | Fiberglass reinforced plastic | Fiberglass reinforced plastic |  |  | Double Wall |  | 1901-01-01 | Catchment Basin | Automatic shutoff device At 95% full | Automatic shutoff device At 95% full |  |  | Automatic Tank Gauge | [8 empty] | UST Currently In Use: 1; UST Temp Close: 0; AST Currently In Use: 0; AST Temp Closed: 0 | 1 | 0 | 1 | 21510-003-013011 | CENTURYTEL, INC. DBA CENTURYLINK
49261 | Currently in Use |  | 2000-03-30 |  | Petroleum | On road diesel | On road diesel | Retail | Fiberglass coated steel | Fiberglass coated steel |  |  | Flexible |  | 1901-01-01 | Catchment Basin | Automatic shutoff device At 95% full | Automatic shutoff device At 95% full |  |  | Continuous Automatic Tank Gauge |  | Automatic flow restrictor (MLLD) | Automatic flow restrictor (MLLD) | Interstitial Monitoring within Secondary Containment |  | Annual line testing | Annual line testing |  | UST Currently In Use: 3; UST Temp Close: 0; AST Currently In Use: 0; AST Temp Closed: 0 | 3 | 0 | 0 | 11929-021-018050 | FRED HEADLEY
49262 | Currently in Use |  | 1999-04-21 |  | Petroleum | Unleaded gasoline | Unleaded gasoline | Retail | Fiberglass coated steel | Fiberglass coated steel |  |  | Fiberglass reinforced plastic |  | 1901-01-01 | Catchment Basin | Automatic shutoff device At 95% full | Automatic shutoff device At 95% full |  |  | Statistical Inventory Reconciliation (SIR) |  | Automatic flow restrictor (MLLD) | Automatic flow restrictor (MLLD) |  |  | Statistical inventory reconciliation (SIR) | Statistical inventory reconciliation (SIR) |  | UST Currently In Use: 2; UST Temp Close: 0; AST Currently In Use: 0; AST Temp Closed: 0 | 2 | 0 | 3 | 21112-111-012303 | ROBERT O MESSER
49263 | Currently in Use |  | 1999-01-01 |  | Petroleum | Premium gasoline | Premium gasoline | Retail | Fiberglass coated steel | Fiberglass coated steel |  |  | Fiberglass reinforced plastic |  | 1901-01-01 | Catchment Basin | Automatic shutoff device At 95% full | Automatic shutoff device At 95% full |  |  | Statistical Inventory Reconciliation (SIR) |  | Automatic flow restrictor (MLLD) | Automatic flow restrictor (MLLD) |  |  | Statistical inventory reconciliation (SIR) | Statistical inventory reconciliation (SIR) |  | UST Currently In Use: 2; UST Temp Close: 0; AST Currently In Use: 0; AST Temp Closed: 0 | 2 | 0 | 3 | 21112-111-012303 | ROBERT O MESSER
49264 | Currently in Use |  | 2000-05-22 |  | Petroleum | Unleaded gasoline | Unleaded gasoline | Retail | Steel | Steel | Coated & cathodic protection (sti-P3) |  | Flexible |  |  | Catchment Basin | Flow Rest 90% Full | Flow Rest 90% Full |  |  | Automatic Tank Gauge |  | Automatic flow restrictor (MLLD) | Automatic flow restrictor (MLLD) | Interstitial Monitoring within Secondary Containment | MANUAL/VISUAL CHECK | Annual line testing | Annual line testing |  | UST Currently In Use: 6; UST Temp Close: 2; AST Currently In Use: 0; AST Temp Closed: 0 | 6 | 2 | 10 | 18027-097-010423 | FLETCHER SMITH SERVICE STATION
49265 | Currently in Use |  | 2000-05-22 |  | Petroleum | On road diesel | On road diesel | Retail | Steel | Steel | Coated & cathodic protection (sti-P3) |  | Flexible |  |  | Catchment Basin | Flow Rest 90% Full | Flow Rest 90% Full |  |  | Automatic Tank Gauge |  | Containment Sump | Automatic flow restrictor (MLLD) | Interstitial Monitoring within Secondary Containment | MANUAL/VISUAL CHECK | Annual line testing | Annual line testing |  | UST Currently In Use: 6; UST Temp Close: 2; AST Currently In Use: 0; AST Temp Closed: 0 | 6 | 2 | 10 | 18027-097-010423 | FLETCHER SMITH SERVICE STATION
49266 | Currently in Use |  | 1999-12-15 |  | Petroleum | On road diesel | On road diesel | Retail | Fiberglass coated steel | Fiberglass coated steel |  |  | DUBWALL |  | 1901-01-01 | Catchment Basin | Flow Rest 90% Full | Flow Rest 90% Full |  |  | Continuous Automatic Tank Gauge |  | Automatic flow restrictor (MLLD) | Automatic flow restrictor (MLLD) |  |  | Annual line testing | Annual line testing |  | UST Currently In Use: 4; UST Temp Close: 0; AST Currently In Use: 0; AST Temp Closed: 0 | 4 | 0 | 0 | 21106-113-017990 | GRIGGS INC.
49267 | Currently in Use |  | 2000-03-15 |  | Petroleum | Unleaded gasoline | Unleaded gasoline | Retail | Fiberglass reinforced plastic | Fiberglass reinforced plastic |  |  | Flexible | APT | 1901-01-01 | Catchment Basin | Flow Rest 90% Full | Flow Rest 90% Full |  |  | Continuous Automatic Tank Gauge |  | Containment Sump | Automatic flow restrictor (MLLD) | Interstitial Monitoring within Secondary Containment | SENSOR TO ATG | Continuous alarm system | Continuous alarm system |  | UST Currently In Use: 2; UST Temp Close: 0; AST Currently In Use: 0; AST Temp Closed: 0 | 2 | 0 | 0 | 24989-081-018461 | JRTMP, LLC - C.O. THOMAS PITTS
49268 | Currently in Use |  | 2000-03-15 |  | Petroleum | Premium gasoline | Premium gasoline | Retail | Fiberglass reinforced plastic | Fiberglass reinforced plastic |  |  | Flexible | APT | 1901-01-01 | Catchment Basin | Flow Rest 90% Full | Flow Rest 90% Full |  |  | Continuous Automatic Tank Gauge |  | Containment Sump | Automatic flow restrictor (MLLD) | Interstitial Monitoring within Secondary Containment | SENSOR TO ATG | Continuous alarm system | Continuous alarm system |  | UST Currently In Use: 2; UST Temp Close: 0; AST Currently In Use: 0; AST Temp Closed: 0 | 2 | 0 | 0 | 24989-081-018461 | JRTMP, LLC - C.O. THOMAS PITTS
49269 | Currently in Use |  | 2000-05-15 |  | Petroleum | On road diesel | On road diesel | Retail | Double Wall | Double Wall |  |  | Single Wall |  |  | Catchment Basin | Automatic shutoff device At 95% full | Automatic shutoff device At 95% full | Interstitial Monitoring within Secondary Containment | MANUAL/VISUAL CHECK | [9 empty] | UST Currently In Use: 3; UST Temp Close: 0; AST Currently In Use: 0; AST Temp Closed: 0 | 3 | 0 | 0 | 26014-095-017703 | TOWNCREEK FILLING STATION
49270 | Currently in Use |  | 2000-02-01 |  | Petroleum | Unleaded gasoline | Unleaded gasoline | Retail | Double Wall | Double Wall |  |  | 2 PIECES |  | 1901-01-01 | Catchment Basin | Automatic shutoff device At 95% full | Automatic shutoff device At 95% full | Interstitial Monitoring within Secondary Containment |  | Continuous Automatic Tank Gauge |  | Automatic shutoff device (AELLD) | Automatic shutoff device (AELLD) | [5 empty] | UST Currently In Use: 3; UST Temp Close: 0; AST Currently In Use: 0; AST Temp Closed: 0 | 3 | 0 | 0 | 13526-073-018462 | MOORE OIL COMPANY, INC.
49271 | Currently in Use |  | 2000-02-01 |  | Petroleum | Premium gasoline | Premium gasoline | Retail | Double Wall | Double Wall |  |  | Double Wall |  | 1901-01-01 | Catchment Basin | Automatic shutoff device At 95% full | Automatic shutoff device At 95% full | Interstitial Monitoring within Secondary Containment |  | Continuous Automatic Tank Gauge |  | Automatic shutoff device (AELLD) | Automatic shutoff device (AELLD) | [5 empty] | UST Currently In Use: 3; UST Temp Close: 0; AST Currently In Use: 0; AST Temp Closed: 0 | 3 | 0 | 0 | 13526-073-018462 | MOORE OIL COMPANY, INC.
49272 | Currently in Use |  | 2000-02-01 |  | Petroleum | On road diesel | On road diesel | Retail | Double Wall | Double Wall |  |  | 2 PIECES |  | 1901-01-01 | Catchment Basin | Automatic shutoff device At 95% full | Automatic shutoff device At 95% full | Interstitial Monitoring within Secondary Containment |  | Continuous Automatic Tank Gauge |  | Automatic shutoff device (AELLD) | Automatic shutoff device (AELLD) | [5 empty] | UST Currently In Use: 3; UST Temp Close: 0; AST Currently In Use: 0; AST Temp Closed: 0 | 3 | 0 | 0 | 13526-073-018462 | MOORE OIL COMPANY, INC.
49273 | Currently in Use |  | 2000-04-03 |  | Petroleum | Unleaded gasoline | Unleaded gasoline | Retail | Double Wall | Double Wall |  |  | Flexible |  | 1901-01-01 | Catchment Basin | Flow Rest 90% Full | Flow Rest 90% Full | Interstitial Monitoring within Secondary Containment |  |  |  | Containment Sump | Automatic flow restrictor (MLLD) |  |  | Annual line testing | Annual line testing |  | UST Currently In Use: 4; UST Temp Close: 0; AST Currently In Use: 0; AST Temp Closed: 0 | 4 | 0 | 0 | 19984-125-018463 | PILOT TRAVEL CENTERS, LLC
49274 | Currently in Use |  | 2000-04-03 |  | Petroleum | Premium gasoline | Premium gasoline | Retail | Double Wall | Double Wall |  |  | Flexible |  | 1901-01-01 | Catchment Basin | Flow Rest 90% Full | Flow Rest 90% Full | Interstitial Monitoring within Secondary Containment |  |  |  | Containment Sump | Automatic flow restrictor (MLLD) |  |  | Annual line testing | Annual line testing |  | UST Currently In Use: 4; UST Temp Close: 0; AST Currently In Use: 0; AST Temp Closed: 0 | 4 | 0 | 0 | 19984-125-018463 | PILOT TRAVEL CENTERS, LLC
49275 | Currently in Use |  | 2000-04-03 |  | Petroleum | On road diesel | On road diesel | Retail | Fiberglass coated steel | Double Wall |  |  | Double Wall |  | 1901-01-01 | Catchment Basin | Flow Rest 90% Full | Flow Rest 90% Full | Interstitial Monitoring within Secondary Containment |  |  |  | Automatic flow restrictor (MLLD) | Automatic flow restrictor (MLLD) |  |  | CITLDS | Annual line testing |  | UST Currently In Use: 4; UST Temp Close: 0; AST Currently In Use: 0; AST Temp Closed: 0 | 4 | 0 | 0 | 19984-125-018463 | PILOT TRAVEL CENTERS, LLC
49276 | Currently in Use |  | 2000-04-03 |  | Petroleum | On road diesel | On road diesel | Retail | Fiberglass coated steel | Double Wall |  |  | Flexible |  | 1901-01-01 | Catchment Basin | Flow Rest 90% Full | Flow Rest 90% Full | Interstitial Monitoring within Secondary Containment |  |  |  | Containment Sump | Automatic flow restrictor (MLLD) |  |  | Annual line testing | Annual line testing |  | UST Currently In Use: 4; UST Temp Close: 0; AST Currently In Use: 0; AST Temp Closed: 0 | 4 | 0 | 0 | 19984-125-018463 | PILOT TRAVEL CENTERS, LLC
49277 | Currently in Use |  | 2000-06-14 |  | Petroleum | On road diesel | On road diesel | Retail | Fiberglass reinforced plastic | Fiberglass reinforced plastic |  |  | Single Wall |  | 1901-01-01 | Catchment Basin | Flow Rest 90% Full | Automatic shutoff device At 95% full |  |  | Continuous Automatic Tank Gauge | [8 empty] | UST Currently In Use: 3; UST Temp Close: 0; AST Currently In Use: 0; AST Temp Closed: 0 | 3 | 0 | 0 | 24380-015-011645 | R & V ENTERPRISES LLC
49278 | Currently in Use |  | 2000-01-20 |  | Petroleum | Unleaded gasoline | Unleaded gasoline | Retail | Fiberglass coated steel | Fiberglass coated steel |  |  | Flexible |  | 1901-01-01 | Catchment Basin | Flow Rest 90% Full | Flow Rest 90% Full |  |  | Continuous Automatic Tank Gauge |  | Automatic flow restrictor (MLLD) | Automatic flow restrictor (MLLD) | Interstitial Monitoring within Secondary Containment | SENSOR TO ATG | Continuous alarm system | Continuous alarm system |  | UST Currently In Use: 3; UST Temp Close: 0; AST Currently In Use: 0; AST Temp Closed: 0 | 3 | 0 | 0 | 21013-117-018464 | MIRAJ INC
49279 | Currently in Use |  | 2000-01-20 |  | Petroleum | Premium gasoline | Premium gasoline | Retail | Fiberglass coated steel | Fiberglass coated steel |  |  | TCI-BLUE |  | 1901-01-01 | Catchment Basin | Flow Rest 90% Full | Flow Rest 90% Full |  |  | Continuous Automatic Tank Gauge |  | Automatic flow restrictor (MLLD) | Automatic flow restrictor (MLLD) | Interstitial Monitoring within Secondary Containment | SENSOR TO ATG | Continuous alarm system | Continuous alarm system |  | UST Currently In Use: 3; UST Temp Close: 0; AST Currently In Use: 0; AST Temp Closed: 0 | 3 | 0 | 0 | 21013-117-018464 | MIRAJ INC
49280 | Currently in Use |  | 2000-01-20 |  | Petroleum | On road diesel | On road diesel | Retail | Fiberglass coated steel | Fiberglass coated steel |  |  | Flexible |  | 1901-01-01 | Catchment Basin | Flow Rest 90% Full | Flow Rest 90% Full |  |  | Continuous Automatic Tank Gauge |  | Automatic flow restrictor (MLLD) | Automatic flow restrictor (MLLD) | Interstitial Monitoring within Secondary Containment | SENSOR TO ATG | Continuous alarm system | Continuous alarm system |  | UST Currently In Use: 3; UST Temp Close: 0; AST Currently In Use: 0; AST Temp Closed: 0 | 3 | 0 | 0 | 21013-117-018464 | MIRAJ INC
49281 | Currently in Use |  | 2000-05-30 |  | Petroleum | Unleaded gasoline | Unleaded gasoline | Retail | Double Wall | Double Wall |  |  | Double Wall |  | 1901-01-01 | Catchment Basin | Automatic shutoff device At 95% full | Audible high level alarm At 90% full |  | SENSOR TO ATG | Continuous Automatic Tank Gauge |  | Automatic flow restrictor (MLLD) | Automatic flow restrictor (MLLD) |  | SENSOR TO ATG | Annual line testing | Annual line testing |  | UST Currently In Use: 2; UST Temp Close: 0; AST Currently In Use: 0; AST Temp Closed: 0 | 2 | 0 | 3 | 20135-073-012912 | MUNCHIES FOOD STORE
49282 | Currently in Use |  | 2000-05-30 |  | Petroleum | Premium gasoline | Premium gasoline | Retail | Fiberglass reinforced plastic | Double Wall |  |  | Fiberglass reinforced plastic |  | 1901-01-01 | Catchment Basin | Automatic shutoff device At 95% full | Automatic shutoff device At 95% full |  |  | Continuous Automatic Tank Gauge |  | Containment Sump | Automatic flow restrictor (MLLD) |  | SENSOR TO ATG | Annual line testing | Annual line testing |  | UST Currently In Use: 2; UST Temp Close: 0; AST Currently In Use: 0; AST Temp Closed: 0 | 2 | 0 | 3 | 20135-073-012912 | MUNCHIES FOOD STORE
49283 | Currently in Use |  | 1997-08-01 |  | Petroleum | Unleaded gasoline | Unleaded gasoline | Retail | Double Wall | Double Wall |  |  | Double Wall | APT | 1901-01-01 | Catchment Basin | Flow Rest 90% Full | Automatic shutoff device At 95% full |  |  | Continuous Automatic Tank Gauge |  | Automatic shutoff device (AELLD) | Automatic shutoff device (AELLD) |  |  | Automatic electronic line leak detector (AELLD) | Automatic electronic line leak detector (AELLD) |  | UST Currently In Use: 2; UST Temp Close: 0; AST Currently In Use: 0; AST Temp Closed: 0 | 2 | 0 | 0 | 13526-073-018465 | MOORE OIL COMPANY, INC.
49284 | Currently in Use |  | 1997-08-01 |  | Petroleum | Premium gasoline | Premium gasoline | Retail | Double Wall | Double Wall |  |  | Flexible | APT | 1901-01-01 | Catchment Basin | Automatic shutoff device At 95% full | Automatic shutoff device At 95% full |  |  | Continuous Automatic Tank Gauge |  | Automatic shutoff device (AELLD) | Automatic shutoff device (AELLD) |  |  | Automatic electronic line leak detector (AELLD) | Automatic electronic line leak detector (AELLD) |  | UST Currently In Use: 2; UST Temp Close: 0; AST Currently In Use: 0; AST Temp Closed: 0 | 2 | 0 | 0 | 13526-073-018465 | MOORE OIL COMPANY, INC.
49285 | Permanently Closed | 2001-04-09 | 1982-01-01 | 2001-04-09 | Petroleum | Unleaded gasoline | Unleaded gasoline | State/federal government | Steel | Steel | Coated & cathodic protection (sti-P3) |  | Flexible |  | 1901-01-01 | Catchment Basin | [13 empty] | UST Currently In Use: 0; UST Temp Close: 0; AST Currently In Use: 0; AST Temp Closed: 0 | 0 | 0 | 1 | 21016-101-018466 | ARMORY COMMISSION OF ALABAMA
49286 | Currently in Use |  | 1999-01-21 |  | Petroleum | Unleaded gasoline | Unleaded gasoline | Retail | Steel | Steel | Coated & cathodic protection (sti-P3) |  | Flexible |  |  | Catchment Basin | Flow Rest 90% Full | Audible high level alarm At 90% full |  | PIT LINER | Continuous Automatic Tank Gauge |  | Automatic flow restrictor (MLLD) | Automatic flow restrictor (MLLD) |  |  | Continuous alarm system | Annual line testing |  | UST Currently In Use: 2; UST Temp Close: 0; AST Currently In Use: 0; AST Temp Closed: 0 | 2 | 0 | 0 | 22359-109-018467 | PREM INVESTMENTS OF AL LLC
49287 | Currently in Use |  | 1999-01-21 |  | Petroleum | Premium gasoline | Premium gasoline | Retail | Steel | Steel | Coated & cathodic protection (sti-P3) |  | Flexible |  |  | Catchment Basin | Audible high level alarm At 90% full | Audible high level alarm At 90% full |  | PIT LINER | Continuous Automatic Tank Gauge |  | Automatic flow restrictor (MLLD) | Automatic flow restrictor (MLLD) | Interstitial Monitoring within Secondary Containment |  | Continuous alarm system | Annual line testing |  | UST Currently In Use: 2; UST Temp Close: 0; AST Currently In Use: 0; AST Temp Closed: 0 | 2 | 0 | 0 | 22359-109-018467 | PREM INVESTMENTS OF AL LLC
49288 | Currently in Use |  | 2000-06-01 |  | Petroleum | Unleaded gasoline | Unleaded gasoline | Retail | Fiberglass reinforced plastic | Fiberglass reinforced plastic |  |  | Double Wall | SA&TCI | 1901-01-01 | Catchment Basin | Automatic shutoff device At 95% full | Automatic shutoff device At 95% full |  |  | Continuous Automatic Tank Gauge |  | Automatic flow restrictor (MLLD) | Automatic flow restrictor (MLLD) | Interstitial Monitoring within Secondary Containment | SENSOR TO ATG | Annual line testing | Annual line testing |  | UST Currently In Use: 4; UST Temp Close: 0; AST Currently In Use: 0; AST Temp Closed: 0 | 4 | 0 | 0 | 24902-089-018468 | JAY SAINATH LLC
49289 | Currently in Use |  | 2000-06-01 |  | Petroleum | Premium gasoline | Premium gasoline | Retail | Fiberglass reinforced plastic | Fiberglass reinforced plastic |  |  | Double Wall | SA&TCI | 1901-01-01 | Catchment Basin | Automatic shutoff device At 95% full | Automatic shutoff device At 95% full |  |  | Continuous Automatic Tank Gauge | Single walled submersible pump containment sump | Containment Sump | Automatic flow restrictor (MLLD) | Interstitial Monitoring within Secondary Containment | SENSOR TO ATG | Continuous alarm system | Annual line testing |  | UST Currently In Use: 4; UST Temp Close: 0; AST Currently In Use: 0; AST Temp Closed: 0 | 4 | 0 | 0 | 24902-089-018468 | JAY SAINATH LLC
49290 | Currently in Use |  | 2000-06-01 |  | Petroleum | On road diesel | On road diesel | Retail | Fiberglass reinforced plastic | Fiberglass reinforced plastic |  |  | Flexible | SA&TCI | 1901-01-01 | Catchment Basin | Automatic shutoff device At 95% full | Automatic shutoff device At 95% full |  |  | Continuous Automatic Tank Gauge | [8 empty] | UST Currently In Use: 4; UST Temp Close: 0; AST Currently In Use: 0; AST Temp Closed: 0 | 4 | 0 | 0 | 24902-089-018468 | JAY SAINATH LLC
49291 | Currently in Use |  | 2000-06-01 |  | Petroleum | On road diesel | On road diesel | Retail | Fiberglass reinforced plastic | Fiberglass reinforced plastic |  |  | Single Wall | SA&TCI | 1901-01-01 | Catchment Basin | Automatic shutoff device At 95% full | Automatic shutoff device At 95% full |  |  | Continuous Automatic Tank Gauge | [8 empty] | UST Currently In Use: 4; UST Temp Close: 0; AST Currently In Use: 0; AST Temp Closed: 0 | 4 | 0 | 0 | 24902-089-018468 | JAY SAINATH LLC
49292 | Permanently Closed | 2010-12-01 | 1996-09-06 | 2011-04-06 | Petroleum | Unleaded gasoline | Unleaded gasoline | Retail | Steel | Single Wall | Coated & cathodic protection (sti-P3) |  | Flexible |  | 1901-01-01 | Catchment Basin | Flow Rest 90% Full | Flow Rest 90% Full |  |  | Automatic Tank Gauge |  |  |  | Interstitial Monitoring within Secondary Containment |  |  |  |  | UST Currently In Use: 0; UST Temp Close: 0; AST Currently In Use: 0; AST Temp Closed: 0 | 0 | 0 | 3 | 21325-103-018469 | TOMMY LIVINGSTON
49293 | Permanently Closed | 2010-12-01 | 1996-09-06 | 2011-04-06 | Petroleum | Premium gasoline | Premium gasoline | Retail | Single Wall | Single Wall | Coated & cathodic protection (sti-P3) |  | Double Wall |  | 1901-01-01 | Catchment Basin | Flow Rest 90% Full | Flow Rest 90% Full |  |  | Automatic Tank Gauge |  |  |  | Interstitial Monitoring within Secondary Containment |  |  |  |  | UST Currently In Use: 0; UST Temp Close: 0; AST Currently In Use: 0; AST Temp Closed: 0 | 0 | 0 | 3 | 21325-103-018469 | TOMMY LIVINGSTON
49294 | Permanently Closed | 2010-12-01 | 1996-09-06 | 2011-04-06 | Petroleum | On road diesel | On road diesel | Retail | Steel | Single Wall | Coated & cathodic protection (sti-P3) |  | Flexible |  | 1901-01-01 | Catchment Basin | Flow Rest 90% Full | Flow Rest 90% Full |  |  | Automatic Tank Gauge |  |  |  | Interstitial Monitoring within Secondary Containment |  |  |  |  | UST Currently In Use: 0; UST Temp Close: 0; AST Currently In Use: 0; AST Temp Closed: 0 | 0 | 0 | 3 | 21325-103-018469 | TOMMY LIVINGSTON
49295 | Currently in Use |  | 2000-04-01 |  | Petroleum | Premium gasoline | Premium gasoline | Retail | Fiberglass reinforced plastic | Double Wall |  |  | Double Wall | OPW | 1901-01-01 | Catchment Basin | Flow Rest 90% Full | Flow Rest 90% Full |  |  | Continuous Automatic Tank Gauge |  | Containment Sump | Automatic flow restrictor (MLLD) |  |  | Annual line testing | Annual line testing |  | UST Currently In Use: 3; UST Temp Close: 0; AST Currently In Use: 0; AST Temp Closed: 0 | 3 | 0 | 0 | 11576-089-018470 | DUTCH OIL COMPANY
49296 | Currently in Use |  | 2000-04-01 |  | Petroleum | Unleaded gasoline | Unleaded gasoline | Retail | Double Wall | Double Wall |  |  | Double Wall | OPW | 1901-01-01 | Catchment Basin | Flow Rest 90% Full | Flow Rest 90% Full |  |  | Continuous Automatic Tank Gauge |  | Automatic flow restrictor (MLLD) | Automatic flow restrictor (MLLD) |  |  | Annual line testing | Annual line testing |  | UST Currently In Use: 3; UST Temp Close: 0; AST Currently In Use: 0; AST Temp Closed: 0 | 3 | 0 | 0 | 11576-089-018470 | DUTCH OIL COMPANY
49297 | Currently in Use |  | 2000-04-01 |  | Petroleum | On road diesel | On road diesel | Retail | Double Wall | Double Wall |  |  | Double Wall | OPW | 1901-01-01 | Catchment Basin | Automatic shutoff device At 95% full | Automatic shutoff device At 95% full |  |  | Statistical Inventory Reconciliation (SIR) |  | Automatic flow restrictor (MLLD) | Automatic flow restrictor (MLLD) |  |  | Annual line testing | Annual line testing |  | UST Currently In Use: 3; UST Temp Close: 0; AST Currently In Use: 0; AST Temp Closed: 0 | 3 | 0 | 0 | 11576-089-018470 | DUTCH OIL COMPANY
49298 | Currently in Use |  | 1988-06-01 |  | Petroleum | Unleaded gasoline | Unleaded gasoline | Retail | Fiberglass reinforced plastic | Fiberglass reinforced plastic |  |  | Fiberglass reinforced plastic |  | 1901-01-01 | Catchment Basin | Flow Rest 90% Full | Flow Rest 90% Full |  |  | Automatic Tank Gauge |  | Automatic flow restrictor (MLLD) | Automatic flow restrictor (MLLD) |  |  | Annual line testing | Annual line testing |  | UST Currently In Use: 3; UST Temp Close: 0; AST Currently In Use: 0; AST Temp Closed: 0 | 3 | 0 | 0 | 25458-101-004029 | LIONS PRIDE PROPERTY INC
49299 | Currently in Use |  | 1988-06-01 |  | Petroleum | Unleaded gasoline | Unleaded gasoline | Retail | Fiberglass reinforced plastic | Fiberglass reinforced plastic |  |  | Fiberglass reinforced plastic |  | 1901-01-01 | Catchment Basin | Flow Rest 90% Full | Flow Rest 90% Full |  |  | Automatic Tank Gauge |  | Automatic flow restrictor (MLLD) | Automatic flow restrictor (MLLD) |  |  | Annual line testing | Annual line testing |  | UST Currently In Use: 3; UST Temp Close: 0; AST Currently In Use: 0; AST Temp Closed: 0 | 3 | 0 | 0 | 25458-101-004029 | LIONS PRIDE PROPERTY INC
49300 | Currently in Use |  | 1988-06-01 |  | Petroleum | Unleaded gasoline | Unleaded gasoline | Retail | Fiberglass reinforced plastic | Fiberglass reinforced plastic |  |  | Fiberglass reinforced plastic |  | 1901-01-01 | Catchment Basin | Flow Rest 90% Full | Flow Rest 90% Full |  |  | Automatic Tank Gauge |  | Automatic flow restrictor (MLLD) | Automatic flow restrictor (MLLD) |  |  | Annual line testing | Annual line testing |  | UST Currently In Use: 3; UST Temp Close: 0; AST Currently In Use: 0; AST Temp Closed: 0 | 3 | 0 | 0 | 25458-101-004029 | LIONS PRIDE PROPERTY INC
49301 | Cannot Locate or abandoned | 2012-07-17 | 1988-06-10 |  | Petroleum | Other, OFF RD DSL | Other | Retail | Single Wall | Single Wall | Field installed cathodic protection |  | Steel |  |  | Catchment Basin | Automatic shutoff device At 95% full | Automatic shutoff device At 95% full |  |  | Automatic Tank Gauge | [8 empty] | UST Currently In Use: 0; UST Temp Close: 0; AST Currently In Use: 0; AST Temp Closed: 0 | 0 | 0 | 0 | 22346-009-011717 | AMOS TRACY SHEA
49302 | Currently in Use |  | 1993-05-07 |  | Petroleum | Unleaded gasoline | Unleaded gasoline | Local government | Fiberglass reinforced plastic | Fiberglass reinforced plastic |  |  | Single Wall |  | 1901-01-01 | Catchment Basin | Flow Rest 90% Full | Automatic shutoff device At 95% full |  |  | Automatic Tank Gauge | [8 empty] | UST Currently In Use: 2; UST Temp Close: 0; AST Currently In Use: 0; AST Temp Closed: 0 | 2 | 0 | 4 | 14239-113-008437 | RUSSELL COUNTY BOARD OF EDUCATION
49303 | Currently in Use |  | 1993-05-07 |  | Petroleum | On road diesel | On road diesel | Local government | Fiberglass reinforced plastic | Fiberglass reinforced plastic |  |  | Fiberglass reinforced plastic |  | 1901-01-01 | Catchment Basin | Flow Rest 90% Full | Automatic shutoff device At 95% full |  |  | Automatic Tank Gauge | [8 empty] | UST Currently In Use: 2; UST Temp Close: 0; AST Currently In Use: 0; AST Temp Closed: 0 | 2 | 0 | 4 | 14239-113-008437 | RUSSELL COUNTY BOARD OF EDUCATION
49304 | Currently in Use |  | 2000-01-28 |  | Petroleum | Unleaded gasoline | Unleaded gasoline | Retail | Fiberglass reinforced plastic | Fiberglass reinforced plastic |  |  | Flexible |  | 1901-01-01 | Catchment Basin | Flow Rest 90% Full | Flow Rest 90% Full |  |  | Continuous Automatic Tank Gauge |  | Automatic flow restrictor (MLLD) | Automatic flow restrictor (MLLD) |  |  | Annual line testing | Annual line testing |  | UST Currently In Use: 2; UST Temp Close: 0; AST Currently In Use: 0; AST Temp Closed: 0 | 2 | 0 | 2 | 21021-117-008657 | 2 AZIANS INC
49305 | Currently in Use |  | 2000-01-28 |  | Petroleum | Premium gasoline | Premium gasoline | Retail | Fiberglass reinforced plastic | Fiberglass reinforced plastic |  |  | Flexible |  | 1901-01-01 | Catchment Basin | Flow Rest 90% Full | Flow Rest 90% Full |  |  | Continuous Automatic Tank Gauge |  | Automatic flow restrictor (MLLD) | Automatic flow restrictor (MLLD) |  |  | Annual line testing | Annual line testing |  | UST Currently In Use: 2; UST Temp Close: 0; AST Currently In Use: 0; AST Temp Closed: 0 | 2 | 0 | 2 | 21021-117-008657 | 2 AZIANS INC
49306 | Currently in Use |  | 2000-04-20 |  | Petroleum | Unleaded gasoline | Unleaded gasoline | Retail | Fiberglass reinforced plastic | Fiberglass reinforced plastic |  |  | Flexible |  |  | Catchment Basin | Automatic shutoff device At 95% full | Automatic shutoff device At 95% full |  |  | Continuous Automatic Tank Gauge | Single walled submersible pump containment sump | Automatic shutoff device (AELLD) | Automatic shutoff device (AELLD) | [5 empty] | UST Currently In Use: 2; UST Temp Close: 0; AST Currently In Use: 0; AST Temp Closed: 0 | 2 | 0 | 5 | 24290-103-012970 | SHABAN ALI NEKOUFAR
49307 | Currently in Use |  | 2000-04-20 |  | Petroleum | Premium gasoline | Premium gasoline | Retail | Fiberglass reinforced plastic | Fiberglass reinforced plastic |  |  | Double Wall |  |  | Catchment Basin | Flow Rest 90% Full | Automatic shutoff device At 95% full |  |  | Continuous Automatic Tank Gauge | Single walled submersible pump containment sump | Automatic shutoff device (AELLD) | Automatic shutoff device (AELLD) | [5 empty] | UST Currently In Use: 2; UST Temp Close: 0; AST Currently In Use: 0; AST Temp Closed: 0 | 2 | 0 | 5 | 24290-103-012970 | SHABAN ALI NEKOUFAR
49308 | Currently in Use |  | 2000-05-22 |  | Petroleum | Unleaded gasoline | Unleaded gasoline | Retail | DBW | Fiberglass reinforced plastic |  |  | Flexible |  | 1901-01-01 | Catchment Basin | Flow Rest 90% Full | Flow Rest 90% Full |  |  | Continuous Automatic Tank Gauge |  | Automatic flow restrictor (MLLD) | Automatic flow restrictor (MLLD) |  |  | Annual line testing | Annual line testing |  | UST Currently In Use: 4; UST Temp Close: 0; AST Currently In Use: 0; AST Temp Closed: 0 | 4 | 0 | 4 | 13786-065-004895 | PARRS, INC.
49309 | Currently in Use |  | 2000-05-22 |  | Petroleum | Premium gasoline | Premium gasoline | Retail | Fiberglass reinforced plastic | Fiberglass reinforced plastic |  |  | Flexible |  | 1901-01-01 | Catchment Basin | Flow Rest 90% Full | Flow Rest 90% Full |  |  | Continuous Automatic Tank Gauge |  | Automatic flow restrictor (MLLD) | Automatic flow restrictor (MLLD) |  |  | Annual line testing | Annual line testing |  | UST Currently In Use: 4; UST Temp Close: 0; AST Currently In Use: 0; AST Temp Closed: 0 | 4 | 0 | 4 | 13786-065-004895 | PARRS, INC.
49310 | Currently in Use |  | 2000-05-22 |  | Petroleum | On road diesel | On road diesel | Retail | DBW | Fiberglass reinforced plastic |  |  | Flexible |  | 1901-01-01 | Catchment Basin | Flow Rest 90% Full | Flow Rest 90% Full |  |  | Continuous Automatic Tank Gauge |  | Automatic flow restrictor (MLLD) | Automatic flow restrictor (MLLD) |  |  | Annual line testing | Annual line testing |  | UST Currently In Use: 4; UST Temp Close: 0; AST Currently In Use: 0; AST Temp Closed: 0 | 4 | 0 | 4 | 13786-065-004895 | PARRS, INC.
49311 | Currently in Use |  | 2000-05-22 |  | Petroleum | Other, OFF-ROAD | Other | Retail | Fiberglass reinforced plastic | Fiberglass reinforced plastic |  |  | Flexible |  | 1901-01-01 | Catchment Basin | Flow Rest 90% Full | Flow Rest 90% Full |  |  | Continuous Automatic Tank Gauge |  | Automatic flow restrictor (MLLD) | Automatic flow restrictor (MLLD) |  |  | Annual line testing | Annual line testing |  | UST Currently In Use: 4; UST Temp Close: 0; AST Currently In Use: 0; AST Temp Closed: 0 | 4 | 0 | 4 | 13786-065-004895 | PARRS, INC.
49312 | Currently in Use |  | 2000-07-21 |  | Petroleum | Unleaded gasoline | Unleaded gasoline | Retail | Double Wall | Double Wall |  |  | Double Wall | APT | 2000-07-21 | Catchment Basin | Automatic shutoff device At 95% full | Automatic shutoff device At 95% full | Interstitial Monitoring within Secondary Containment |  | Continuous Automatic Tank Gauge |  | Automatic flow restrictor (MLLD) | Automatic flow restrictor (MLLD) |  |  | Annual line testing | Annual line testing |  | UST Currently In Use: 2; UST Temp Close: 0; AST Currently In Use: 0; AST Temp Closed: 0 | 2 | 0 | 8 | 15201-073-010883 | VULCAN OIL COMPANY INC.
49313 | Currently in Use |  | 2000-07-21 |  | Petroleum | Premium gasoline | Premium gasoline | Retail | Double Wall | Double Wall |  |  | Flexible | APT | 2000-07-21 | Catchment Basin | Automatic shutoff device At 95% full | Automatic shutoff device At 95% full | Interstitial Monitoring within Secondary Containment |  | Continuous Automatic Tank Gauge |  | Containment Sump | Automatic flow restrictor (MLLD) |  |  | Annual line testing | Annual line testing |  | UST Currently In Use: 2; UST Temp Close: 0; AST Currently In Use: 0; AST Temp Closed: 0 | 2 | 0 | 8 | 15201-073-010883 | VULCAN OIL COMPANY INC.
49314 | Currently in Use |  | 2000-06-01 |  | Petroleum | Premium gasoline | Premium gasoline | Retail | 6P-6D | Double Wall |  |  | Flexible | APT | 1901-01-01 | Catchment Basin | Flow Rest 90% Full | Flow Rest 90% Full |  |  | Continuous Automatic Tank Gauge |  | Automatic flow restrictor (MLLD) | Automatic flow restrictor (MLLD) |  |  | Annual line testing | Annual line testing |  | UST Currently In Use: 2; UST Temp Close: 0; AST Currently In Use: 0; AST Temp Closed: 0 | 2 | 0 | 0 | 21527-073-018471 | RONALD J MOORE LLC
49315 | Currently in Use |  | 2000-06-01 |  | Petroleum | Unleaded gasoline | Unleaded gasoline | Retail | Double Wall | Double Wall |  |  | Flexible | APT | 1901-01-01 | Catchment Basin | Flow Rest 90% Full | Flow Rest 90% Full |  |  | Continuous Automatic Tank Gauge |  | Containment Sump | Automatic flow restrictor (MLLD) |  |  | Annual line testing | Annual line testing |  | UST Currently In Use: 2; UST Temp Close: 0; AST Currently In Use: 0; AST Temp Closed: 0 | 2 | 0 | 0 | 21527-073-018471 | RONALD J MOORE LLC
49316 | Permanently Closed | 1998-10-28 | 1901-01-01 | 1998-10-28 | Petroleum | Unleaded gasoline | Unleaded gasoline | [7 empty] | 1901-01-01 | [14 empty] | UST Currently In Use: 0; UST Temp Close: 0; AST Currently In Use: 0; AST Temp Closed: 0 | 0 | 0 | 3 | 20749-133-006355 | EARL LYNN
49318 | Currently in Use |  | 2000-02-01 |  | Petroleum | Unleaded gasoline | Unleaded gasoline | Retail | Fiberglass reinforced plastic | Fiberglass reinforced plastic |  |  | Flexible |  | 1901-01-01 | Catchment Basin | Flow Rest 90% Full | Flow Rest 90% Full |  |  | Automatic Tank Gauge |  | Containment Sump | Automatic flow restrictor (MLLD) |  |  | Annual line testing | Annual line testing |  | UST Currently In Use: 3; UST Temp Close: 0; AST Currently In Use: 0; AST Temp Closed: 0 | 3 | 0 | 4 | 23563-051-003382 | Tallassee Y LLC
49319 | Currently in Use |  | 2000-02-01 |  | Petroleum | Premium gasoline | Premium gasoline | Retail | Fiberglass reinforced plastic | Fiberglass reinforced plastic |  |  | Flexible |  | 1901-01-01 | Catchment Basin | Flow Rest 90% Full | Flow Rest 90% Full |  |  | Automatic Tank Gauge |  | Automatic flow restrictor (MLLD) | Automatic flow restrictor (MLLD) |  |  | Annual line testing | Annual line testing |  | UST Currently In Use: 3; UST Temp Close: 0; AST Currently In Use: 0; AST Temp Closed: 0 | 3 | 0 | 4 | 23563-051-003382 | Tallassee Y LLC
49320 | Temporary Closed | 2017-04-26 | 1999-05-04 |  | Petroleum | Unleaded gasoline | Unleaded gasoline | Retail | Fiberglass coated steel | Fiberglass coated steel |  |  | Fiberglass reinforced plastic |  | 1901-01-01 | Catchment Basin | Flow Rest 90% Full | Flow Rest 90% Full | Interstitial Monitoring within Secondary Containment |  | Continuous Automatic Tank Gauge |  | Automatic flow restrictor (MLLD) | Automatic flow restrictor (MLLD) |  |  | Annual line testing | Annual line testing |  | UST Currently In Use: 0; UST Temp Close: 4; AST Currently In Use: 0; AST Temp Closed: 0 | 0 | 4 | 7 | 25906-117-010709 | API ALABASTER LLC
49321 | Temporary Closed | 2017-04-26 | 1999-05-04 |  | Petroleum | Mid-grade gasoline | Mid-grade gasoline | Retail | Fiberglass coated steel | Fiberglass coated steel |  |  | Fiberglass reinforced plastic |  | 1901-01-01 | Catchment Basin | Flow Rest 90% Full | Flow Rest 90% Full | Interstitial Monitoring within Secondary Containment |  | Continuous Automatic Tank Gauge |  | Automatic flow restrictor (MLLD) | Automatic flow restrictor (MLLD) |  |  | Annual line testing | Annual line testing |  | UST Currently In Use: 0; UST Temp Close: 4; AST Currently In Use: 0; AST Temp Closed: 0 | 0 | 4 | 7 | 25906-117-010709 | API ALABASTER LLC
49322 | Temporary Closed | 2017-04-26 | 1999-05-04 |  | Petroleum | Premium gasoline | Premium gasoline | Retail | Fiberglass coated steel | Fiberglass coated steel |  |  | Fiberglass reinforced plastic |  | 1901-01-01 | Catchment Basin | Flow Rest 90% Full | Flow Rest 90% Full | Interstitial Monitoring within Secondary Containment |  | Continuous Automatic Tank Gauge |  | Automatic flow restrictor (MLLD) | Automatic flow restrictor (MLLD) |  |  | Annual line testing | Annual line testing |  | UST Currently In Use: 0; UST Temp Close: 4; AST Currently In Use: 0; AST Temp Closed: 0 | 0 | 4 | 7 | 25906-117-010709 | API ALABASTER LLC
49323 | Currently in Use |  | 2000-03-07 |  | Petroleum | Unleaded gasoline | Unleaded gasoline | Retail | Fiberglass coated steel | Fiberglass coated steel |  |  | Flexible |  | 1901-01-01 | Catchment Basin | Flow Rest 90% Full | Flow Rest 90% Full |  |  | Continuous Automatic Tank Gauge |  | Automatic flow restrictor (MLLD) | Automatic flow restrictor (MLLD) | Interstitial Monitoring within Secondary Containment |  | Annual line testing | Annual line testing |  | UST Currently In Use: 2; UST Temp Close: 0; AST Currently In Use: 0; AST Temp Closed: 0 | 2 | 0 | 0 | 21032-057-018472 | LESTER WALKER
49324 | Currently in Use |  | 2000-03-07 |  | Petroleum | Premium gasoline | Premium gasoline | Retail | Fiberglass coated steel | Fiberglass coated steel |  |  | Flexible |  | 1901-01-01 | Catchment Basin | Flow Rest 90% Full | Flow Rest 90% Full |  |  | Continuous Automatic Tank Gauge |  | Automatic flow restrictor (MLLD) | Automatic flow restrictor (MLLD) | Interstitial Monitoring within Secondary Containment |  | Continuous alarm system | Annual line testing |  | UST Currently In Use: 2; UST Temp Close: 0; AST Currently In Use: 0; AST Temp Closed: 0 | 2 | 0 | 0 | 21032-057-018472 | LESTER WALKER
49325 | Currently in Use |  | 1999-11-01 |  | Petroleum | Unleaded gasoline | Unleaded gasoline | Retail | FBRGLSTEEL | Fiberglass coated steel |  |  | Flexible |  | 1901-01-01 | Catchment Basin | Automatic shutoff device At 95% full | Automatic shutoff device At 95% full |  |  | Continuous Automatic Tank Gauge |  | Automatic shutoff device (AELLD) | Automatic shutoff device (AELLD) | [5 empty] | UST Currently In Use: 3; UST Temp Close: 0; AST Currently In Use: 0; AST Temp Closed: 0 | 3 | 0 | 0 | 11101-097-018473 | CLARK OIL COMPANY, INC.
49326 | Currently in Use |  | 1999-11-01 |  | Petroleum | Premium gasoline | Premium gasoline | Retail | FBRGLSTEEL | Fiberglass coated steel |  |  | Double Wall |  | 1901-01-01 | Catchment Basin | Automatic shutoff device At 95% full | Automatic shutoff device At 95% full |  |  | Continuous Automatic Tank Gauge |  | Automatic shutoff device (AELLD) | Automatic shutoff device (AELLD) | [5 empty] | UST Currently In Use: 3; UST Temp Close: 0; AST Currently In Use: 0; AST Temp Closed: 0 | 3 | 0 | 0 | 11101-097-018473 | CLARK OIL COMPANY, INC.
49327 | Currently in Use |  | 1999-11-01 |  | Petroleum | On road diesel | On road diesel | Retail | FBRGLSTEEL | Fiberglass coated steel |  |  | Double Wall |  | 1901-01-01 | Catchment Basin | Automatic shutoff device At 95% full | Automatic shutoff device At 95% full |  |  | Continuous Automatic Tank Gauge |  | Automatic shutoff device (AELLD) | Automatic shutoff device (AELLD) | [5 empty] | UST Currently In Use: 3; UST Temp Close: 0; AST Currently In Use: 0; AST Temp Closed: 0 | 3 | 0 | 0 | 11101-097-018473 | CLARK OIL COMPANY, INC.
49328 | Currently in Use |  | 2000-04-08 |  | Petroleum | Unleaded gasoline | Unleaded gasoline | Retail | Fiberglass reinforced plastic | Fiberglass reinforced plastic |  |  | Flexible | APT | 1901-01-01 | Catchment Basin | Flow Rest 90% Full | Flow Rest 90% Full |  |  | Continuous Automatic Tank Gauge |  | Containment Sump | Automatic flow restrictor (MLLD) |  |  | Annual line testing | Annual line testing |  | UST Currently In Use: 2; UST Temp Close: 0; AST Currently In Use: 0; AST Temp Closed: 0 | 2 | 0 | 3 | 20253-073-017832 | AMJAD SULTAN
49329 | Currently in Use |  | 2000-04-08 |  | Petroleum | Premium gasoline | Premium gasoline | Retail | Single Wall | Fiberglass reinforced plastic |  |  | Flexible | APT | 1901-01-01 | Catchment Basin | Flow Rest 90% Full | Flow Rest 90% Full |  |  | Continuous Automatic Tank Gauge |  | Automatic flow restrictor (MLLD) | Automatic flow restrictor (MLLD) |  |  | Annual line testing | Annual line testing |  | UST Currently In Use: 2; UST Temp Close: 0; AST Currently In Use: 0; AST Temp Closed: 0 | 2 | 0 | 3 | 20253-073-017832 | AMJAD SULTAN
49330 | Currently in Use |  | 2000-06-01 |  | Petroleum | Unleaded gasoline | Unleaded gasoline | Retail | Fiberglass reinforced plastic | Fiberglass reinforced plastic |  |  | Flexible |  |  | Catchment Basin | Flow Rest 90% Full | Flow Rest 90% Full |  |  | Continuous Automatic Tank Gauge |  | Automatic flow restrictor (MLLD) | Automatic flow restrictor (MLLD) |  |  | Annual line testing | Annual line testing |  | UST Currently In Use: 4; UST Temp Close: 0; AST Currently In Use: 0; AST Temp Closed: 0 | 4 | 0 | 0 | 16998-083-001626 | SHAW PROPERTIES LLC
49332 | Currently in Use |  | 1995-01-14 |  | Petroleum | Unleaded gasoline | Unleaded gasoline | State/federal government | Fiberglass reinforced plastic | Double Wall |  |  | Fiberglass reinforced plastic |  | 1901-01-01 | Catchment Basin | Flow Rest 90% Full | Flow Rest 90% Full | Interstitial Monitoring within Secondary Containment |  | Automatic Tank Gauge |  | Containment Sump | Automatic flow restrictor (MLLD) |  | SENSOR TO ATG | Annual line testing | Annual line testing |  | UST Currently In Use: 2; UST Temp Close: 0; AST Currently In Use: 0; AST Temp Closed: 0 | 2 | 0 | 5 | 14649-051-002950 | DEPARTMENT OF TRANSPORTATION
49333 | Currently in Use |  | 1995-01-14 |  | Petroleum | On road diesel | On road diesel | State/federal government | Double Wall | Double Wall |  |  | Double Wall |  | 1901-01-01 | Catchment Basin | Flow Rest 90% Full | Flow Rest 90% Full | Interstitial Monitoring within Secondary Containment |  | Automatic Tank Gauge |  | Containment Sump | Automatic flow restrictor (MLLD) |  | SENSOR TO ATG | Annual line testing | Annual line testing |  | UST Currently In Use: 2; UST Temp Close: 0; AST Currently In Use: 0; AST Temp Closed: 0 | 2 | 0 | 5 | 14649-051-002950 | DEPARTMENT OF TRANSPORTATION
49334 | Currently in Use |  | 1999-05-01 |  | Petroleum | Unleaded gasoline | Unleaded gasoline | State/federal government | Single Wall | Single Wall | Coated & cathodic protection (sti-P3) |  | Double Wall |  |  | Catchment Basin | Flow Rest 90% Full | Automatic shutoff device At 95% full |  |  | Continuous Automatic Tank Gauge | Single walled submersible pump containment sump | Automatic flow restrictor (MLLD) | Automatic flow restrictor (MLLD) |  |  | Annual line testing | Annual line testing |  | UST Currently In Use: 1; UST Temp Close: 0; AST Currently In Use: 0; AST Temp Closed: 0 | 1 | 0 | 0 | 12820-077-018474 | JOE WHEELER STATE PARK
49335 | Currently in Use |  | 1999-05-01 |  | Petroleum | Unleaded gasoline | Unleaded gasoline | State/federal government | Steel | Single Wall | Coated & cathodic protection (sti-P3) |  | Double Wall |  |  | Catchment Basin | Automatic shutoff device At 95% full | Automatic shutoff device At 95% full |  |  | Automatic Tank Gauge | Single walled submersible pump containment sump | Containment Sump | Automatic flow restrictor (MLLD) |  |  | Annual line testing | Annual line testing |  | UST Currently In Use: 1; UST Temp Close: 0; AST Currently In Use: 0; AST Temp Closed: 0 | 1 | 0 | 0 | 12820-077-018475 | JOE WHEELER STATE PARK
49336 | Temporary Closed | 2022-11-23 | 2000-06-15 |  | Petroleum | Unleaded gasoline | Unleaded gasoline | Retail | Fiberglass coated steel | Fiberglass coated steel |  |  | Fiberglass reinforced plastic |  | 1901-01-01 | Catchment Basin | Automatic shutoff device At 95% full | Automatic shutoff device At 95% full |  |  | Statistical Inventory Reconciliation (SIR) | [8 empty] | UST Currently In Use: 0; UST Temp Close: 3; AST Currently In Use: 0; AST Temp Closed: 0 | 0 | 3 | 0 | 11676-051-003657 | ELLIS OIL COMPANY
49337 | Temporary Closed | 2022-11-23 | 2000-06-15 |  | Petroleum | Other, CONV | Other | Retail | Steel | Steel | Coated & cathodic protection (sti-P3) |  | Fiberglass reinforced plastic |  |  | Catchment Basin | Automatic shutoff device At 95% full | Automatic shutoff device At 95% full |  |  | Statistical Inventory Reconciliation (SIR) | [8 empty] | UST Currently In Use: 0; UST Temp Close: 3; AST Currently In Use: 0; AST Temp Closed: 0 | 0 | 3 | 0 | 11676-051-003657 | ELLIS OIL COMPANY
49338 | Temporary Closed | 2022-11-23 | 2000-06-15 |  | Petroleum | On road diesel | On road diesel | Retail | Steel | Steel | Coated & cathodic protection (sti-P3) |  | Fiberglass reinforced plastic |  |  | Catchment Basin | Automatic shutoff device At 95% full | Automatic shutoff device At 95% full |  |  | Statistical Inventory Reconciliation (SIR) | [8 empty] | UST Currently In Use: 0; UST Temp Close: 3; AST Currently In Use: 0; AST Temp Closed: 0 | 0 | 3 | 0 | 11676-051-003657 | ELLIS OIL COMPANY
49339 | Currently in Use |  | 2000-07-05 |  | Petroleum | Unleaded gasoline | Unleaded gasoline | Local Government | Fiberglass coated steel | Fiberglass coated steel |  |  | Double Wall | OPW | 1901-01-01 | Catchment Basin | Flow Rest 90% Full | Flow Rest 90% Full |  |  | Continuous Automatic Tank Gauge |  | Containment Sump | Automatic flow restrictor (MLLD) | Interstitial Monitoring within Secondary Containment | SENSOR TO ATG | Continuous alarm system | Continuous alarm system |  | UST Currently In Use: 2; UST Temp Close: 0; AST Currently In Use: 0; AST Temp Closed: 0 | 2 | 0 | 0 | 14962-115-018478 | CITY OF RIVERSIDE
49340 | Currently in Use |  | 2000-07-05 |  | Petroleum | Premium gasoline | Premium gasoline | Local Government | Fiberglass coated steel | Fiberglass coated steel |  |  | Double Wall | OPW | 1901-01-01 | Catchment Basin | Flow Rest 90% Full | Flow Rest 90% Full |  |  | Continuous Automatic Tank Gauge |  | Containment Sump | Automatic flow restrictor (MLLD) | Interstitial Monitoring within Secondary Containment | SENSOR TO ATG | Continuous alarm system | Continuous alarm system |  | UST Currently In Use: 2; UST Temp Close: 0; AST Currently In Use: 0; AST Temp Closed: 0 | 2 | 0 | 0 | 14962-115-018478 | CITY OF RIVERSIDE
49341 | Currently in Use |  | 2000-08-10 |  | Petroleum | Unleaded gasoline | Unleaded gasoline | Retail | Fiberglass reinforced plastic | Fiberglass reinforced plastic |  |  | Flexible |  | 1901-01-01 | Catchment Basin | Audible high level alarm At 90% full | Audible high level alarm At 90% full | Interstitial Monitoring within Secondary Containment | SENSOR TO ATG |  |  | Automatic flow restrictor (MLLD) | Automatic flow restrictor (MLLD) |  | SENSOR TO ATG | Continuous alarm system | Annual line testing |  | UST Currently In Use: 2; UST Temp Close: 0; AST Currently In Use: 0; AST Temp Closed: 0 | 2 | 0 | 0 | 13579-025-018480 | MURPHY OIL USA, INC.
49342 | Currently in Use |  | 2000-08-10 |  | Petroleum | Unleaded gasoline | Unleaded gasoline | Retail | Fiberglass reinforced plastic | Fiberglass reinforced plastic |  |  | Flexible |  | 1901-01-01 | Catchment Basin | Automatic shutoff device At 95% full | Audible high level alarm At 90% full | Interstitial Monitoring within Secondary Containment | SENSOR TO ATG |  |  | Automatic flow restrictor (MLLD) | Automatic flow restrictor (MLLD) |  | SENSOR TO ATG | REG 2 FAIL | Annual line testing |  | UST Currently In Use: 2; UST Temp Close: 0; AST Currently In Use: 0; AST Temp Closed: 0 | 2 | 0 | 0 | 13579-025-018480 | MURPHY OIL USA, INC.
49343 | Currently in Use |  | 1998-09-24 |  | Petroleum | Premium gasoline | Premium gasoline | Local government | Fiberglass coated steel | Fiberglass coated steel |  |  | Fiberglass reinforced plastic |  | 1901-01-01 | Catchment Basin | Automatic shutoff device At 95% full | Automatic shutoff device At 95% full |  |  | Continuous Automatic Tank Gauge | [8 empty] | UST Currently In Use: 1; UST Temp Close: 0; AST Currently In Use: 0; AST Temp Closed: 0 | 1 | 0 | 2 | 14796-123-011369 | TALLAPOOSA CO BD OF EDUCATION
49344 | Temporary Closed | 2013-03-01 | 1998-10-15 |  | Petroleum | On road diesel | On road diesel | Local government | Fiberglass coated steel | Fiberglass coated steel |  |  | Fiberglass reinforced plastic |  | 1901-01-01 | Catchment Basin | Automatic shutoff device At 95% full | Automatic shutoff device At 95% full |  |  | Continuous Automatic Tank Gauge | [8 empty] | UST Currently In Use: 0; UST Temp Close: 1; AST Currently In Use: 0; AST Temp Closed: 0 | 0 | 1 | 2 | 14796-123-011371 | TALLAPOOSA CO BD OF EDUCATION
49345 | Permanently Closed |  | 1995-05-01 |  | Petroleum | Unleaded gasoline | Unleaded gasoline | State/federal government | Fiberglass reinforced plastic | Fiberglass reinforced plastic |  |  | Fiberglass reinforced plastic |  | 1901-01-01 | Catchment Basin | Automatic shutoff device At 95% full | Automatic shutoff device At 95% full |  |  | Continuous Automatic Tank Gauge |  | Containment Sump | Automatic flow restrictor (MLLD) |  |  | Continuous alarm system | Annual line testing |  | UST Currently In Use: 0; UST Temp Close: 0; AST Currently In Use: 0; AST Temp Closed: 0 | 0 | 0 | 2 | 17775-113-003772 | FORT BENNING ENVIRONMENTAL DIVISION
49346 | Currently in Use |  | 1993-04-21 |  | Petroleum | Unleaded gasoline | Unleaded gasoline | Local government | Fiberglass reinforced plastic | Fiberglass reinforced plastic |  |  | Fiberglass reinforced plastic |  | 1901-01-01 | Catchment Basin | Automatic shutoff device At 95% full | Automatic shutoff device At 95% full |  |  | Automatic Tank Gauge | [8 empty] | UST Currently In Use: 2; UST Temp Close: 0; AST Currently In Use: 0; AST Temp Closed: 0 | 2 | 0 | 3 | 14243-113-000981 | RUSSELL COUNTY COMMISSION
49347 | Currently in Use |  | 1993-04-21 |  | Petroleum | On road diesel | On road diesel | Local government | Fiberglass reinforced plastic | Fiberglass reinforced plastic |  |  | Fiberglass reinforced plastic |  | 1901-01-01 | Catchment Basin | Flow Rest 90% Full | Automatic shutoff device At 95% full |  |  | Automatic Tank Gauge | [8 empty] | UST Currently In Use: 2; UST Temp Close: 0; AST Currently In Use: 0; AST Temp Closed: 0 | 2 | 0 | 3 | 14243-113-000981 | RUSSELL COUNTY COMMISSION
49348 | Currently in Use |  | 1999-08-01 |  | Petroleum | Mid-grade gasoline | Mid-grade gasoline | Industrial | Steel | Steel | Coated & cathodic protection (sti-P3) |  | Fiberglass reinforced plastic |  |  | Catchment Basin | Automatic shutoff device At 95% full | Automatic shutoff device At 95% full | Interstitial Monitoring within Secondary Containment | MANUAL/VISUAL CHECK | [9 empty] | UST Currently In Use: 1; UST Temp Close: 0; AST Currently In Use: 0; AST Temp Closed: 0 | 1 | 0 | 3 | 21126-123-011745 | FREEDOM FUELS LLC
49349 | Permanently Closed | 2014-05-30 | 2000-01-24 | 2014-05-30 | Petroleum | On road diesel | On road diesel | Emergency Power Generator | Fiberglass coated steel | Fiberglass coated steel |  |  | Fiberglass reinforced plastic |  | 1901-01-01 | Catchment Basin | Automatic shutoff device At 95% full | Automatic shutoff device At 95% full |  |  | Manual Tank Gauging (only tanks 1000 gal. or less and 48” or 64” in diameter) | [8 empty] | UST Currently In Use: 0; UST Temp Close: 0; AST Currently In Use: 0; AST Temp Closed: 0 | 0 | 0 | 2 | 10991-081-013802 | CITY OF AUBURN ACCOUNTS PAYABLE
49350 | Temporary Closed | 2019-07-12 | 2000-07-24 |  | Petroleum | On road diesel | On road diesel | Retail | Fiberglass reinforced plastic | Fiberglass reinforced plastic |  |  | Single Wall |  | 1901-01-01 | Catchment Basin | Automatic shutoff device At 95% full | Automatic shutoff device At 95% full |  |  | Statistical Inventory Reconciliation (SIR) | [8 empty] | UST Currently In Use: 0; UST Temp Close: 1; AST Currently In Use: 0; AST Temp Closed: 0 | 0 | 1 | 3 | 25732-127-013482 | JASPER OIL PROPERTIES LLC
49352 | Currently in Use |  | 2000-05-03 |  | Petroleum | Unleaded gasoline | Unleaded gasoline | Retail | Fiberglass reinforced plastic | Fiberglass reinforced plastic |  |  | Flexible |  | 1901-01-01 | Catchment Basin | Automatic shutoff device At 95% full | Automatic shutoff device At 95% full |  |  | Automatic Tank Gauge |  | Automatic flow restrictor (MLLD) | Automatic flow restrictor (MLLD) | Interstitial Monitoring within Secondary Containment |  | Annual line testing | Annual line testing |  | UST Currently In Use: 4; UST Temp Close: 0; AST Currently In Use: 0; AST Temp Closed: 0 | 4 | 0 | 0 | 21049-031-018482 | GOOD TO GO INC
49353 | Currently in Use |  | 2000-05-03 |  | Petroleum | Premium gasoline | Premium gasoline | Retail | Fiberglass reinforced plastic | Fiberglass reinforced plastic |  |  | Flexible |  | 1901-01-01 | Catchment Basin | Automatic shutoff device At 95% full | Automatic shutoff device At 95% full | Interstitial Monitoring within Secondary Containment |  | Automatic Tank Gauge |  | Automatic flow restrictor (MLLD) | Automatic flow restrictor (MLLD) | Interstitial Monitoring within Secondary Containment |  | Continuous alarm system | Annual line testing |  | UST Currently In Use: 4; UST Temp Close: 0; AST Currently In Use: 0; AST Temp Closed: 0 | 4 | 0 | 0 | 21049-031-018482 | GOOD TO GO INC
49354 | Currently in Use |  | 2000-05-03 |  | Petroleum | On road diesel | On road diesel | Retail | Fiberglass reinforced plastic | Fiberglass reinforced plastic |  |  | Flexible |  | 1901-01-01 | Catchment Basin | Automatic shutoff device At 95% full | Automatic shutoff device At 95% full | Interstitial Monitoring within Secondary Containment |  | Automatic Tank Gauge |  | Automatic flow restrictor (MLLD) | Automatic flow restrictor (MLLD) | Interstitial Monitoring within Secondary Containment |  | Annual line testing | Annual line testing |  | UST Currently In Use: 4; UST Temp Close: 0; AST Currently In Use: 0; AST Temp Closed: 0 | 4 | 0 | 0 | 21049-031-018482 | GOOD TO GO INC
49355 | Currently in Use |  | 2000-03-29 |  | Petroleum | On road diesel | On road diesel | State/federal government | Fiberglass coated steel | Fiberglass coated steel |  |  | ISOLATED |  | 1901-01-01 | Catchment Basin | Audible high level alarm At 90% full | Audible high level alarm At 90% full | Interstitial Monitoring within Secondary Containment |  | Continuous Automatic Tank Gauge | [8 empty] | UST Currently In Use: 2; UST Temp Close: 0; AST Currently In Use: 0; AST Temp Closed: 0 | 2 | 0 | 3 | 10348-101-001422 | AUBURN UNIVERSITY AT MONTGOMERY
49356 | Currently in Use |  | 2000-03-29 |  | Petroleum | Unleaded gasoline | Unleaded gasoline | State/federal government | Fiberglass coated steel | Fiberglass coated steel |  |  | ISOLATED |  | 1901-01-01 | Catchment Basin | Flow Rest 90% Full | Audible high level alarm At 90% full | Interstitial Monitoring within Secondary Containment |  | Continuous Automatic Tank Gauge | [8 empty] | UST Currently In Use: 2; UST Temp Close: 0; AST Currently In Use: 0; AST Temp Closed: 0 | 2 | 0 | 3 | 10348-101-001422 | AUBURN UNIVERSITY AT MONTGOMERY
49357 | Currently in Use |  | 2000-05-01 |  | Petroleum | Unleaded gasoline | Unleaded gasoline | Retail | Fiberglass coated steel | Fiberglass coated steel |  |  | Double Wall | OPW | 2007-10-01 | Catchment Basin | Flow Rest 90% Full | Flow Rest 90% Full |  |  | Continuous Automatic Tank Gauge |  | Automatic flow restrictor (MLLD) | Automatic flow restrictor (MLLD) | Interstitial Monitoring within Secondary Containment | SENSOR TO ATG | Continuous alarm system | Continuous alarm system |  | UST Currently In Use: 4; UST Temp Close: 0; AST Currently In Use: 0; AST Temp Closed: 0 | 4 | 0 | 5 | 25265-115-005641 | LGWS/CROSS AMERICA PARTNERS
49358 | Currently in Use |  | 2000-05-01 |  | Petroleum | Mid-grade gasoline | Mid-grade gasoline | Retail | 4K/8K | Fiberglass coated steel |  |  | Double Wall | OPW | 2007-10-01 | Catchment Basin | Flow Rest 90% Full | Flow Rest 90% Full |  |  | Continuous Automatic Tank Gauge |  | Containment Sump | Automatic flow restrictor (MLLD) | Interstitial Monitoring within Secondary Containment | SENSOR TO ATG | Continuous alarm system | Continuous alarm system |  | UST Currently In Use: 4; UST Temp Close: 0; AST Currently In Use: 0; AST Temp Closed: 0 | 4 | 0 | 5 | 25265-115-005641 | LGWS/CROSS AMERICA PARTNERS
49359 | Currently in Use |  | 2000-05-01 |  | Petroleum | On road diesel | On road diesel | Retail | Fiberglass coated steel | Fiberglass coated steel |  |  | Flexible | APT | 2007-10-01 | Catchment Basin | Flow Rest 90% Full | Flow Rest 90% Full |  |  | Continuous Automatic Tank Gauge |  | Containment Sump | Automatic flow restrictor (MLLD) | Interstitial Monitoring within Secondary Containment | SENSOR TO ATG | Continuous alarm system | Continuous alarm system |  | UST Currently In Use: 4; UST Temp Close: 0; AST Currently In Use: 0; AST Temp Closed: 0 | 4 | 0 | 5 | 25265-115-005641 | LGWS/CROSS AMERICA PARTNERS
49360 | Currently in Use |  | 2000-05-01 |  | Petroleum | Kerosene | Kerosene | Retail | Fiberglass coated steel | Fiberglass coated steel |  |  | Double Wall | APT | 2007-10-01 | Catchment Basin | Flow Rest 90% Full | Flow Rest 90% Full |  |  | Continuous Automatic Tank Gauge | [8 empty] | UST Currently In Use: 4; UST Temp Close: 0; AST Currently In Use: 0; AST Temp Closed: 0 | 4 | 0 | 5 | 25265-115-005641 | LGWS/CROSS AMERICA PARTNERS
49361 | Currently in Use |  | 2000-08-01 |  | Petroleum | Unleaded gasoline | Unleaded gasoline | Retail | Steel | Steel | Coated & cathodic protection (sti-P3) |  | Double Wall | ENVIRON |  | Catchment Basin | Automatic shutoff device At 95% full | Automatic shutoff device At 95% full |  |  | Continuous Automatic Tank Gauge |  | Automatic shutoff device (AELLD) | Automatic shutoff device (AELLD) | [5 empty] | UST Currently In Use: 3; UST Temp Close: 0; AST Currently In Use: 0; AST Temp Closed: 0 | 3 | 0 | 0 | 15420-121-018483 | MAPCO EXPRESS, INC.
49362 | Currently in Use |  | 2000-08-01 |  | Petroleum | Premium gasoline | Premium gasoline | Retail | Steel | Steel | Coated & cathodic protection (sti-P3) |  | Double Wall | ENVIRON |  | Catchment Basin | Automatic shutoff device At 95% full | Automatic shutoff device At 95% full |  |  | Continuous Automatic Tank Gauge |  | Automatic shutoff device (AELLD) | Automatic shutoff device (AELLD) | [5 empty] | UST Currently In Use: 3; UST Temp Close: 0; AST Currently In Use: 0; AST Temp Closed: 0 | 3 | 0 | 0 | 15420-121-018483 | MAPCO EXPRESS, INC.
49363 | Currently in Use |  | 1999-06-18 |  | Petroleum | Unleaded gasoline | Unleaded gasoline | Retail | Double Wall | Double Wall |  |  | Flexible |  | 1901-01-01 | Catchment Basin | Automatic shutoff device At 95% full | Automatic shutoff device At 95% full | Interstitial Monitoring within Secondary Containment | SENSOR TO ATG | Continuous Automatic Tank Gauge |  | Automatic flow restrictor (MLLD) | Automatic flow restrictor (MLLD) | Interstitial Monitoring within Secondary Containment | SENSOR TO ATG | Annual line testing | Annual line testing |  | UST Currently In Use: 2; UST Temp Close: 0; AST Currently In Use: 0; AST Temp Closed: 0 | 2 | 0 | 3 | 24369-117-005741 | BAPASHREE INC
49364 | Currently in Use |  | 1999-06-18 |  | Petroleum | Premium gasoline | Premium gasoline | Retail | Double Wall | Double Wall |  |  | Flexible |  | 1901-01-01 | Catchment Basin | Automatic shutoff device At 95% full | Automatic shutoff device At 95% full | Interstitial Monitoring within Secondary Containment | SENSOR TO ATG | Continuous Automatic Tank Gauge |  | Automatic flow restrictor (MLLD) | Automatic flow restrictor (MLLD) | Interstitial Monitoring within Secondary Containment | SENSOR TO ATG | Annual line testing | Annual line testing |  | UST Currently In Use: 2; UST Temp Close: 0; AST Currently In Use: 0; AST Temp Closed: 0 | 2 | 0 | 3 | 24369-117-005741 | BAPASHREE INC
49365 | Currently in Use |  | 1993-06-23 |  | Petroleum | Unleaded gasoline | Unleaded gasoline | Retail | 8U, 4D | Double Wall | Coated & cathodic protection (sti-P3) |  | Double Wall |  |  | Catchment Basin | Flow Rest 90% Full | Flow Rest 90% Full |  |  | Automatic Tank Gauge | Single walled submersible pump containment sump | Containment Sump | Automatic flow restrictor (MLLD) |  |  | Annual line testing | Annual line testing |  | UST Currently In Use: 2; UST Temp Close: 0; AST Currently In Use: 0; AST Temp Closed: 0 | 2 | 0 | 3 | 24791-043-014357 | JOSIAH & SHANNON DAILY
49366 | Currently in Use |  | 1993-06-23 |  | Petroleum | Unleaded gasoline | Unleaded gasoline | Retail | 6 UN,6 OFF | Double Wall | Coated & cathodic protection (sti-P3) |  | Fiberglass reinforced plastic |  |  | Catchment Basin | Flow Rest 90% Full | Flow Rest 90% Full |  |  | Automatic Tank Gauge | Single walled submersible pump containment sump | [7 empty] | UST Currently In Use: 2; UST Temp Close: 0; AST Currently In Use: 0; AST Temp Closed: 0 | 2 | 0 | 3 | 24791-043-014357 | JOSIAH & SHANNON DAILY
49367 | Currently in Use |  | 2000-08-08 |  | Petroleum | Other, E10 | Other | Retail | Double Wall | Double Wall |  |  | Double Wall |  |  | Catchment Basin | Automatic shutoff device At 95% full | Automatic shutoff device At 95% full | Interstitial Monitoring within Secondary Containment | SENSOR TO ATG | Continuous Automatic Tank Gauge | Single walled submersible pump containment sump | INTMONREQD | Automatic shutoff device (AELLD) | Interstitial Monitoring within Secondary Containment | SENSOR TO ATG |  |  |  | UST Currently In Use: 3; UST Temp Close: 0; AST Currently In Use: 0; AST Temp Closed: 0 | 3 | 0 | 3 | 23736-033-003959 | AZIN, LLC
49368 | Currently in Use |  | 2000-08-08 |  | Petroleum | Premium gasoline | Premium gasoline | Retail | Double Wall | Double Wall |  |  | Double Wall |  |  | Catchment Basin | Automatic shutoff device At 95% full | Automatic shutoff device At 95% full | Interstitial Monitoring within Secondary Containment | SENSOR TO ATG | Continuous Automatic Tank Gauge | Single walled submersible pump containment sump | Automatic shutoff device (AELLD) | Automatic shutoff device (AELLD) | Interstitial Monitoring within Secondary Containment | SENSOR TO ATG |  |  |  | UST Currently In Use: 3; UST Temp Close: 0; AST Currently In Use: 0; AST Temp Closed: 0 | 3 | 0 | 3 | 23736-033-003959 | AZIN, LLC
49369 | Currently in Use |  | 2000-08-08 |  | Petroleum | Unleaded gasoline | Unleaded gasoline | Retail | Double Wall | Double Wall |  |  | Double Wall |  |  | Catchment Basin | Automatic shutoff device At 95% full | Automatic shutoff device At 95% full | Interstitial Monitoring within Secondary Containment | SENSOR TO ATG | Continuous Automatic Tank Gauge | Single walled submersible pump containment sump | Containment Sump | Automatic shutoff device (AELLD) | Interstitial Monitoring within Secondary Containment | SENSOR TO ATG |  |  |  | UST Currently In Use: 3; UST Temp Close: 0; AST Currently In Use: 0; AST Temp Closed: 0 | 3 | 0 | 3 | 23736-033-003959 | AZIN, LLC
49370 | Currently in Use |  | 1999-08-30 |  | Petroleum | Unleaded gasoline | Unleaded gasoline | Retail | Fiberglass reinforced plastic | Fiberglass reinforced plastic |  |  | Fiberglass reinforced plastic |  | 1901-01-01 | Catchment Basin | Flow Rest 90% Full | Flow Rest 90% Full |  |  | Automatic Tank Gauge |  | Containment Sump | Automatic flow restrictor (MLLD) | Interstitial Monitoring within Secondary Containment | SENSOR TO ATG | Continuous alarm system | Continuous alarm system |  | UST Currently In Use: 1; UST Temp Close: 0; AST Currently In Use: 0; AST Temp Closed: 0 | 1 | 0 | 3 | 21156-123-011759 | KLENTON L MCLEMORE
49371 | Temporary Closed | 2000-01-01 | 1975-01-01 |  | Petroleum | Unleaded gasoline | Unleaded gasoline | Retail | Steel | Steel | Field installed cathodic protection | Painted or None | Steel |  | 1901-01-01 | Catchment Basin | Flow Rest 90% Full | Flow Rest 90% Full | [11 empty] | UST Currently In Use: 0; UST Temp Close: 2; AST Currently In Use: 0; AST Temp Closed: 0 | 0 | 2 | 0 | 21496-055-018484 | PAMELA HIGGINS
49372 | Temporary Closed | 2000-01-01 | 1975-01-01 |  | Petroleum | Premium gasoline | Premium gasoline | Retail | Steel | Steel | Field installed cathodic protection |  | Steel |  | 1901-01-01 | Catchment Basin | Flow Rest 90% Full | Flow Rest 90% Full | [11 empty] | UST Currently In Use: 0; UST Temp Close: 2; AST Currently In Use: 0; AST Temp Closed: 0 | 0 | 2 | 0 | 21496-055-018484 | PAMELA HIGGINS
49373 | Currently in Use |  | 2000-09-10 |  | Petroleum | Unleaded gasoline | Unleaded gasoline | Retail | Fiberglass reinforced plastic | Fiberglass reinforced plastic |  |  | Double Wall |  | 1901-01-01 | Catchment Basin | Flow Rest 90% Full | Automatic shutoff device At 95% full |  |  | Continuous Automatic Tank Gauge | Single walled submersible pump containment sump | Automatic shutoff device (AELLD) | Automatic shutoff device (AELLD) | Interstitial Monitoring within Secondary Containment | SENSOR TO ATG | Annual line testing | Annual line testing |  | UST Currently In Use: 3; UST Temp Close: 0; AST Currently In Use: 0; AST Temp Closed: 0 | 3 | 0 | 0 | 21058-043-018486 | C & E DEVELOPMENT LLC
49374 | Currently in Use |  | 2000-09-10 |  | Petroleum | Premium gasoline | Premium gasoline | Retail | Fiberglass reinforced plastic | Fiberglass reinforced plastic |  |  | Flexible |  | 1901-01-01 | Catchment Basin | Flow Rest 90% Full | Automatic shutoff device At 95% full |  |  | Continuous Automatic Tank Gauge | Single walled submersible pump containment sump | Containment Sump | Automatic shutoff device (AELLD) | Interstitial Monitoring within Secondary Containment | SENSOR TO ATG |  |  |  | UST Currently In Use: 3; UST Temp Close: 0; AST Currently In Use: 0; AST Temp Closed: 0 | 3 | 0 | 0 | 21058-043-018486 | C & E DEVELOPMENT LLC
49375 | Currently in Use |  | 2000-09-10 |  | Petroleum | On road diesel | On road diesel | Retail | Fiberglass reinforced plastic | Fiberglass reinforced plastic |  |  | Flexible |  | 1901-01-01 | Catchment Basin | Flow Rest 90% Full | Flow Rest 90% Full |  |  | Continuous Automatic Tank Gauge |  | Containment Sump | Automatic shutoff device (AELLD) |  | SENSOR TO ATG | Continuous alarm system | Continuous alarm system |  | UST Currently In Use: 3; UST Temp Close: 0; AST Currently In Use: 0; AST Temp Closed: 0 | 3 | 0 | 0 | 21058-043-018486 | C & E DEVELOPMENT LLC
49376 | Currently in Use |  | 1998-11-25 |  | Petroleum | Unleaded gasoline | Unleaded gasoline | Retail | Single Wall | Single Wall | Coated & cathodic protection (sti-P3) |  | Double Wall |  |  | Catchment Basin | Flow Rest 90% Full | Flow Rest 90% Full |  |  | Automatic Tank Gauge |  | Automatic flow restrictor (MLLD) | Automatic flow restrictor (MLLD) |  |  | Annual line testing | Annual line testing |  | UST Currently In Use: 3; UST Temp Close: 0; AST Currently In Use: 0; AST Temp Closed: 0 | 3 | 0 | 3 | 25417-077-010026 | BAMM ENTERPRISES II, INC
49377 | Currently in Use |  | 1998-12-03 |  | Petroleum | Premium gasoline | Premium gasoline | Retail | Single Wall | Single Wall | Coated & cathodic protection (sti-P3) |  | Double Wall |  |  | Catchment Basin | Flow Rest 90% Full | Flow Rest 90% Full |  |  | Automatic Tank Gauge |  | Automatic flow restrictor (MLLD) | Automatic flow restrictor (MLLD) |  |  | Annual line testing | Annual line testing |  | UST Currently In Use: 3; UST Temp Close: 0; AST Currently In Use: 0; AST Temp Closed: 0 | 3 | 0 | 3 | 25417-077-010026 | BAMM ENTERPRISES II, INC
49378 | Currently in Use |  | 2000-09-11 |  | Petroleum | Unleaded gasoline | Unleaded gasoline | Retail | Fiberglass coated steel | Fiberglass coated steel |  |  | Flexible |  | 1901-01-01 | Catchment Basin | Automatic shutoff device At 95% full | Automatic shutoff device At 95% full |  |  | Continuous Automatic Tank Gauge |  | Automatic shutoff device (AELLD) | Automatic shutoff device (AELLD) | [5 empty] | UST Currently In Use: 3; UST Temp Close: 0; AST Currently In Use: 0; AST Temp Closed: 0 | 3 | 0 | 0 | 23868-051-018487 | SLIDELL OIL COMPANY, LLC
49379 | Currently in Use |  | 2000-09-11 |  | Petroleum | Premium gasoline | Premium gasoline | Retail | Fiberglass coated steel | Fiberglass coated steel |  |  | Flexible |  | 1901-01-01 | Catchment Basin | Automatic shutoff device At 95% full | Automatic shutoff device At 95% full |  |  | Continuous Automatic Tank Gauge |  | Automatic shutoff device (AELLD) | Automatic shutoff device (AELLD) | [5 empty] | UST Currently In Use: 3; UST Temp Close: 0; AST Currently In Use: 0; AST Temp Closed: 0 | 3 | 0 | 0 | 23868-051-018487 | SLIDELL OIL COMPANY, LLC
49380 | Currently in Use |  | 2000-09-11 |  | Petroleum | On road diesel | On road diesel | Retail | Fiberglass coated steel | Fiberglass coated steel |  |  | Flexible |  | 1901-01-01 | Catchment Basin | Automatic shutoff device At 95% full | Automatic shutoff device At 95% full |  |  | Continuous Automatic Tank Gauge |  | Automatic shutoff device (AELLD) | Automatic shutoff device (AELLD) | [5 empty] | UST Currently In Use: 3; UST Temp Close: 0; AST Currently In Use: 0; AST Temp Closed: 0 | 3 | 0 | 0 | 23868-051-018487 | SLIDELL OIL COMPANY, LLC
49381 | Currently in Use |  | 2000-07-01 |  | Petroleum | Unleaded gasoline | Unleaded gasoline | Retail | Double Wall | Double Wall |  |  | Flexible |  |  | Catchment Basin | Flow Rest 90% Full | Automatic shutoff device At 95% full | Interstitial Monitoring within Secondary Containment |  | Continuous Automatic Tank Gauge |  | Containment Sump | Automatic flow restrictor (MLLD) | Interstitial Monitoring within Secondary Containment | SENSOR TO ATG | Continuous alarm system | Annual line testing |  | UST Currently In Use: 2; UST Temp Close: 0; AST Currently In Use: 0; AST Temp Closed: 0 | 2 | 0 | 0 | 25855-081-018488 | MARUTI NANDAN REALTY LLC
49383 | Permanently Closed | 2002-08-30 | 1999-09-21 |  | Petroleum | On road diesel | On road diesel | Emergency Power Generator | Fiberglass reinforced plastic | Fiberglass reinforced plastic |  |  | Steel |  | 1901-01-01 | Catchment Basin | Automatic shutoff device At 95% full | Automatic shutoff device At 95% full | Interstitial Monitoring within Secondary Containment | [10 empty] | UST Currently In Use: 0; UST Temp Close: 0; AST Currently In Use: 1; AST Temp Closed: 0 | 0 | 0 | 2 | 10267-015-018489 | DEPT OF ARMY
49384 | Permanently Closed | 2014-01-28 | 1999-12-07 | 2014-01-28 | Petroleum | On road diesel | On road diesel | Emergency Power Generator | Fiberglass reinforced plastic | Double Wall |  |  | Other |  | 1901-01-01 | Catchment Basin | Flow Rest 90% Full | Automatic shutoff device At 95% full | Interstitial Monitoring within Secondary Containment | SENSOR TO ATG | Automatic Tank Gauge | [8 empty] | UST Currently In Use: 0; UST Temp Close: 0; AST Currently In Use: 1; AST Temp Closed: 0 | 0 | 0 | 2 | 10267-015-018489 | DEPT OF ARMY
49385 | Currently in Use |  | 2000-08-29 |  | Petroleum | Unleaded gasoline | Unleaded gasoline | Retail | Fiberglass reinforced plastic | Double Wall |  |  | Flexible |  |  | Catchment Basin | Automatic shutoff device At 95% full | Automatic shutoff device At 95% full | Interstitial Monitoring within Secondary Containment | SENSOR TO ATG |  | Single walled submersible pump containment sump | Automatic flow restrictor (MLLD) | Automatic flow restrictor (MLLD) |  | SENSOR TO ATG | Annual line testing | Annual line testing |  | UST Currently In Use: 2; UST Temp Close: 0; AST Currently In Use: 0; AST Temp Closed: 0 | 2 | 0 | 0 | 13579-103-018490 | MURPHY OIL USA, INC.
49386 | Currently in Use |  | 2000-08-29 |  | Petroleum | Unleaded gasoline | Unleaded gasoline | Retail | Fiberglass reinforced plastic | Double Wall |  |  | Flexible |  |  | Catchment Basin | Automatic shutoff device At 95% full | Automatic shutoff device At 95% full | Interstitial Monitoring within Secondary Containment | SENSOR TO ATG |  | Single walled submersible pump containment sump | Automatic flow restrictor (MLLD) | Automatic flow restrictor (MLLD) |  | SENSOR TO ATG | Annual line testing | Annual line testing |  | UST Currently In Use: 2; UST Temp Close: 0; AST Currently In Use: 0; AST Temp Closed: 0 | 2 | 0 | 0 | 13579-103-018490 | MURPHY OIL USA, INC.
49387 | Currently in Use |  | 2000-07-28 |  | Petroleum | Unleaded gasoline | Unleaded gasoline | Retail | DBW | Fiberglass coated steel |  |  | Fiberglass reinforced plastic |  | 1901-01-01 | Catchment Basin | Audible high level alarm At 90% full | Audible high level alarm At 90% full | Interstitial Monitoring within Secondary Containment | SENSOR TO ATG |  | Single walled submersible pump containment sump | Automatic shutoff device (AELLD) | Automatic shutoff device (AELLD) | Interstitial Monitoring within Secondary Containment |  | Continuous alarm system | Annual line testing |  | UST Currently In Use: 3; UST Temp Close: 0; AST Currently In Use: 0; AST Temp Closed: 0 | 3 | 0 | 3 | 14001-101-009633 | RACETRAC PETROLEUM, INC.
49388 | Currently in Use |  | 2000-07-28 |  | Petroleum | On road diesel | On road diesel | Retail | DBW | Fiberglass coated steel |  |  | Fiberglass reinforced plastic |  | 1901-01-01 | Catchment Basin | Audible high level alarm At 90% full | Audible high level alarm At 90% full | Interstitial Monitoring within Secondary Containment | SENSOR TO ATG |  | Single walled submersible pump containment sump | Automatic shutoff device (AELLD) | Automatic shutoff device (AELLD) | Interstitial Monitoring within Secondary Containment |  | Continuous alarm system | Annual line testing |  | UST Currently In Use: 3; UST Temp Close: 0; AST Currently In Use: 0; AST Temp Closed: 0 | 3 | 0 | 3 | 14001-101-009633 | RACETRAC PETROLEUM, INC.
49392 | Currently in Use |  | 2000-07-28 |  | Petroleum | Premium gasoline | Premium gasoline | Retail | Fiberglass coated steel | Fiberglass coated steel |  |  | Fiberglass reinforced plastic |  | 1901-01-01 | Catchment Basin | Audible high level alarm At 90% full | Audible high level alarm At 90% full | Interstitial Monitoring within Secondary Containment | SENSOR TO ATG |  | Single walled submersible pump containment sump | Automatic shutoff device (AELLD) | Automatic shutoff device (AELLD) | Interstitial Monitoring within Secondary Containment |  | Annual line testing | Annual line testing |  | UST Currently In Use: 3; UST Temp Close: 0; AST Currently In Use: 0; AST Temp Closed: 0 | 3 | 0 | 3 | 14001-101-009633 | RACETRAC PETROLEUM, INC.
49393 | Currently in Use |  | 2000-05-12 |  | Petroleum | Unleaded gasoline | Unleaded gasoline | Retail | Fiberglass coated steel | Fiberglass coated steel |  |  | Double Wall |  | 1901-01-01 | Catchment Basin | Automatic shutoff device At 95% full | Automatic shutoff device At 95% full |  |  | Continuous Automatic Tank Gauge |  | Automatic shutoff device (AELLD) | Automatic shutoff device (AELLD) | [5 empty] | UST Currently In Use: 2; UST Temp Close: 0; AST Currently In Use: 0; AST Temp Closed: 0 | 2 | 0 | 0 | 24914-073-018491 | MUTLAQ ALDHBYANI
49394 | Currently in Use |  | 2000-05-12 |  | Petroleum | Premium gasoline | Premium gasoline | Retail | Single Wall | Fiberglass coated steel |  |  | Double Wall |  | 1901-01-01 | Catchment Basin | Automatic shutoff device At 95% full | Automatic shutoff device At 95% full |  |  | Continuous Automatic Tank Gauge |  | Automatic shutoff device (AELLD) | Automatic shutoff device (AELLD) | [5 empty] | UST Currently In Use: 2; UST Temp Close: 0; AST Currently In Use: 0; AST Temp Closed: 0 | 2 | 0 | 0 | 24914-073-018491 | MUTLAQ ALDHBYANI
49395 | Permanently Closed | 2021-08-19 | 1998-09-12 | 2021-09-23 | Petroleum | Unleaded gasoline | Unleaded gasoline | Local government | Single Wall | Fiberglass reinforced plastic |  |  | Single Wall |  |  | Catchment Basin | Flow Rest 90% Full | Flow Rest 90% Full |  |  | Automatic Tank Gauge | Direct Bury submersible pump | [7 empty] | UST Currently In Use: 0; UST Temp Close: 0; AST Currently In Use: 0; AST Temp Closed: 0 | 0 | 0 | 5 | 11018-077-003472 | CITY OF FLORENCE
49396 | Permanently Closed | 2011-07-07 | 1998-09-12 | 2021-09-23 | Petroleum | On road diesel | On road diesel | Local government | Single Wall | Fiberglass reinforced plastic |  |  | Single Wall |  |  | Catchment Basin | Flow Rest 90% Full | Flow Rest 90% Full |  |  | Automatic Tank Gauge | Direct Bury submersible pump | [7 empty] | UST Currently In Use: 0; UST Temp Close: 0; AST Currently In Use: 0; AST Temp Closed: 0 | 0 | 0 | 5 | 11018-077-003472 | CITY OF FLORENCE
49397 | Currently in Use |  | 2000-07-04 |  | Petroleum | Unleaded gasoline | Unleaded gasoline | Retail | Single Wall | Fiberglass reinforced plastic |  |  | Double Wall |  | 1901-01-01 | Catchment Basin | Flow Rest 90% Full | Flow Rest 90% Full |  |  | Continuous Automatic Tank Gauge | Single walled submersible pump containment sump | Automatic flow restrictor (MLLD) | Automatic flow restrictor (MLLD) |  |  | Annual line testing | Annual line testing |  | UST Currently In Use: 1; UST Temp Close: 0; AST Currently In Use: 0; AST Temp Closed: 0 | 1 | 0 | 0 | 23619-127-018492 | SAM CONVENIENCE LLC
49399 | Currently in Use |  | 2000-08-18 |  | Petroleum | Unleaded gasoline | Unleaded gasoline | Retail | Fiberglass coated steel | Fiberglass coated steel |  |  | Flexible |  | 1901-01-01 | Catchment Basin | Flow Rest 90% Full | Flow Rest 90% Full |  |  | Continuous Automatic Tank Gauge |  | Automatic flow restrictor (MLLD) | Automatic flow restrictor (MLLD) |  |  | Annual line testing | Annual line testing |  | UST Currently In Use: 3; UST Temp Close: 0; AST Currently In Use: 0; AST Temp Closed: 0 | 3 | 0 | 0 | 23372-125-018493 | MIDSTATES PETROLEUM COMPANY
49400 | Currently in Use |  | 2000-08-18 |  | Petroleum | Premium gasoline | Premium gasoline | Retail | Fiberglass coated steel | Fiberglass coated steel |  |  | Flexible |  | 1901-01-01 | Catchment Basin | Flow Rest 90% Full | Flow Rest 90% Full |  |  | Continuous Automatic Tank Gauge |  | Automatic flow restrictor (MLLD) | Automatic flow restrictor (MLLD) |  |  | Annual line testing | Annual line testing |  | UST Currently In Use: 3; UST Temp Close: 0; AST Currently In Use: 0; AST Temp Closed: 0 | 3 | 0 | 0 | 23372-125-018493 | MIDSTATES PETROLEUM COMPANY
49401 | Currently in Use |  | 2000-08-18 |  | Petroleum | On road diesel | On road diesel | Retail | Fiberglass coated steel | Fiberglass coated steel |  |  | Flexible |  | 1901-01-01 | Catchment Basin | Flow Rest 90% Full | Flow Rest 90% Full |  |  | Continuous Automatic Tank Gauge |  | Automatic flow restrictor (MLLD) | Automatic flow restrictor (MLLD) |  |  | Annual line testing | Annual line testing |  | UST Currently In Use: 3; UST Temp Close: 0; AST Currently In Use: 0; AST Temp Closed: 0 | 3 | 0 | 0 | 23372-125-018493 | MIDSTATES PETROLEUM COMPANY
49402 | Currently in Use |  | 2000-08-15 |  | Petroleum | Unleaded gasoline | Unleaded gasoline | Retail | Single Wall | Fiberglass coated steel |  |  | Double Wall | APT | 1901-01-01 | Catchment Basin | Flow Rest 90% Full | Flow Rest 90% Full |  |  | Continuous Automatic Tank Gauge |  | Automatic flow restrictor (MLLD) | Automatic flow restrictor (MLLD) |  | SENSOR TO ATG | Continuous alarm system | Annual line testing |  | UST Currently In Use: 3; UST Temp Close: 0; AST Currently In Use: 0; AST Temp Closed: 0 | 3 | 0 | 0 | 22176-073-018494 | CIRCLE K
49403 | Currently in Use |  | 2000-08-15 |  | Petroleum | Premium gasoline | Premium gasoline | Retail | Fiberglass coated steel | Fiberglass coated steel |  |  | Double Wall | APT | 1901-01-01 | Catchment Basin | Flow Rest 90% Full | Flow Rest 90% Full |  |  | Continuous Automatic Tank Gauge |  | Automatic flow restrictor (MLLD) | Automatic flow restrictor (MLLD) |  | SENSOR TO ATG | Continuous alarm system | Annual line testing |  | UST Currently In Use: 3; UST Temp Close: 0; AST Currently In Use: 0; AST Temp Closed: 0 | 3 | 0 | 0 | 22176-073-018494 | CIRCLE K
49404 | Currently in Use |  | 2000-08-15 |  | Petroleum | On road diesel | On road diesel | Retail | Fiberglass coated steel | Fiberglass coated steel |  |  | Double Wall | APT | 1901-01-01 | Catchment Basin | Flow Rest 90% Full | Flow Rest 90% Full |  |  | Continuous Automatic Tank Gauge |  | Containment Sump | Automatic flow restrictor (MLLD) |  | SENSOR TO ATG | Annual line testing | Annual line testing |  | UST Currently In Use: 3; UST Temp Close: 0; AST Currently In Use: 0; AST Temp Closed: 0 | 3 | 0 | 0 | 22176-073-018494 | CIRCLE K
49405 | Currently in Use |  | 2000-09-10 |  | Petroleum | Premium gasoline | Premium gasoline | Retail | Single Wall | Single Wall | Field installed cathodic protection |  | Flexible |  |  | Catchment Basin | Flow Rest 90% Full | Flow Rest 90% Full |  |  | Automatic Tank Gauge |  | PREM ONLY | Automatic flow restrictor (MLLD) |  |  | Annual line testing | Annual line testing |  | UST Currently In Use: 3; UST Temp Close: 0; AST Currently In Use: 0; AST Temp Closed: 0 | 3 | 0 | 0 | 25263-103-010584 | HERSHELL METCALF
49406 | Currently in Use |  | 1999-10-25 |  | Petroleum | Unleaded gasoline | Unleaded gasoline | Retail | Double Wall | Double Wall |  |  | Double Wall | ENVIRON | 1901-01-01 | Catchment Basin | Flow Rest 90% Full | Flow Rest 90% Full |  |  | Continuous Automatic Tank Gauge |  | Automatic shutoff device (AELLD) | Automatic shutoff device (AELLD) | Interstitial Monitoring within Secondary Containment | SENSOR TO ATG |  |  |  | UST Currently In Use: 3; UST Temp Close: 0; AST Currently In Use: 0; AST Temp Closed: 0 | 3 | 0 | 0 | 22562-089-018495 | K.B. PROPERTIES, LLC
49407 | Currently in Use |  | 1999-10-25 |  | Petroleum | Premium gasoline | Premium gasoline | Retail | Double Wall | Double Wall |  |  | Double Wall | ENVIRON | 1901-01-01 | Catchment Basin | Flow Rest 90% Full | Flow Rest 90% Full |  |  | Continuous Automatic Tank Gauge |  | Automatic shutoff device (AELLD) | Automatic shutoff device (AELLD) | Interstitial Monitoring within Secondary Containment | SENSOR TO ATG |  |  |  | UST Currently In Use: 3; UST Temp Close: 0; AST Currently In Use: 0; AST Temp Closed: 0 | 3 | 0 | 0 | 22562-089-018495 | K.B. PROPERTIES, LLC
49408 | Currently in Use |  | 1999-10-25 |  | Petroleum | On road diesel | On road diesel | Retail | Fiberglass coated steel | Double Wall |  |  | Single Wall | ENVIRON | 1901-01-01 | Catchment Basin | Flow Rest 90% Full | Flow Rest 90% Full | Interstitial Monitoring within Secondary Containment | SENSOR TO ATG | Continuous Automatic Tank Gauge | [8 empty] | UST Currently In Use: 3; UST Temp Close: 0; AST Currently In Use: 0; AST Temp Closed: 0 | 3 | 0 | 0 | 22562-089-018495 | K.B. PROPERTIES, LLC
49409 | Temporary Closed | 2014-05-31 | 2000-06-30 |  | Petroleum | Unleaded gasoline | Unleaded gasoline | Retail | Fiberglass coated steel | Fiberglass coated steel |  |  | Flexible |  | 1901-01-01 | Catchment Basin | Automatic shutoff device At 95% full | Automatic shutoff device At 95% full |  |  | Statistical Inventory Reconciliation (SIR) | [8 empty] | UST Currently In Use: 0; UST Temp Close: 1; AST Currently In Use: 0; AST Temp Closed: 0 | 0 | 1 | 0 | 23420-043-018496 | ZELDA M PHILLIPS
49410 | Currently in Use |  | 1999-10-01 |  | Petroleum | Unleaded gasoline | Unleaded gasoline | Retail | Steel | Steel | Coated & cathodic protection (sti-P3) |  | Fiberglass reinforced plastic |  |  | Catchment Basin | Flow Rest 90% Full | Flow Rest 90% Full | [11 empty] | UST Currently In Use: 1; UST Temp Close: 0; AST Currently In Use: 0; AST Temp Closed: 0 | 1 | 0 | 0 | 21045-073-001781 | MOHAMMAD ILYAS (JJ) AFRIDAY
49412 | Currently in Use |  | 2000-04-12 |  | Petroleum | Unleaded gasoline | Unleaded gasoline | Retail | Fiberglass reinforced plastic | Fiberglass reinforced plastic |  |  | Double Wall |  | 1901-01-01 | Catchment Basin | Automatic shutoff device At 95% full | Automatic shutoff device At 95% full | Interstitial Monitoring within Secondary Containment |  | Automatic Tank Gauge |  | Automatic flow restrictor (MLLD) | Automatic flow restrictor (MLLD) |  |  | Annual line testing | Annual line testing |  | UST Currently In Use: 2; UST Temp Close: 0; AST Currently In Use: 0; AST Temp Closed: 0 | 2 | 0 | 0 | 14681-101-018498 | STERLING OIL COMPANY, INC.
49413 | Currently in Use |  | 2000-04-12 |  | Petroleum | Premium gasoline | Premium gasoline | Retail | Fiberglass reinforced plastic | Fiberglass reinforced plastic |  |  | Double Wall |  | 1901-01-01 | Catchment Basin | Automatic shutoff device At 95% full | Automatic shutoff device At 95% full | Interstitial Monitoring within Secondary Containment |  | Automatic Tank Gauge |  | Automatic flow restrictor (MLLD) | Automatic flow restrictor (MLLD) |  |  | Annual line testing | Annual line testing |  | UST Currently In Use: 2; UST Temp Close: 0; AST Currently In Use: 0; AST Temp Closed: 0 | 2 | 0 | 0 | 14681-101-018498 | STERLING OIL COMPANY, INC.
49414 | Currently in Use |  | 2000-08-15 |  | Petroleum | Unleaded gasoline | Unleaded gasoline | Retail | Steel | Steel | Coated & cathodic protection (sti-P3) |  | Double Wall |  |  | Catchment Basin | Flow Rest 90% Full | Flow Rest 90% Full |  |  | Continuous Automatic Tank Gauge |  | Automatic shutoff device (AELLD) | Automatic shutoff device (AELLD) | Interstitial Monitoring within Secondary Containment |  |  |  |  | UST Currently In Use: 2; UST Temp Close: 0; AST Currently In Use: 0; AST Temp Closed: 0 | 2 | 0 | 0 | 25243-081-018500 | DELIGHT INC
49415 | Currently in Use |  | 2000-08-15 |  | Petroleum | Premium gasoline | Premium gasoline | Retail | Steel | Steel | Coated & cathodic protection (sti-P3) |  | Double Wall |  |  | Catchment Basin | Flow Rest 90% Full | Flow Rest 90% Full |  |  | Continuous Automatic Tank Gauge |  | Containment Sump | Automatic flow restrictor (MLLD) | Interstitial Monitoring within Secondary Containment |  | Annual line testing | Annual line testing |  | UST Currently In Use: 2; UST Temp Close: 0; AST Currently In Use: 0; AST Temp Closed: 0 | 2 | 0 | 0 | 25243-081-018500 | DELIGHT INC
49416 | Currently in Use |  | 2000-06-12 |  | Petroleum | Unleaded gasoline | Unleaded gasoline | Retail | Fiberglass reinforced plastic | Fiberglass reinforced plastic |  |  | Fiberglass reinforced plastic |  | 1901-01-01 | Catchment Basin | Flow Rest 90% Full | Flow Rest 90% Full |  |  | Continuous Automatic Tank Gauge |  | Containment Sump | Automatic flow restrictor (MLLD) |  |  | Annual line testing | Annual line testing |  | UST Currently In Use: 3; UST Temp Close: 2; AST Currently In Use: 0; AST Temp Closed: 0 | 3 | 2 | 0 | 24379-121-018501 | SHREE GANESH TWO LLC
49417 | Currently in Use |  | 2000-06-12 |  | Petroleum | Premium gasoline | Premium gasoline | Retail | Single Wall | Fiberglass reinforced plastic |  |  | Double Wall |  | 1901-01-01 | Catchment Basin | Flow Rest 90% Full | Flow Rest 90% Full |  |  | Continuous Automatic Tank Gauge |  | Containment Sump | Automatic flow restrictor (MLLD) |  |  | Annual line testing | Annual line testing |  | UST Currently In Use: 3; UST Temp Close: 2; AST Currently In Use: 0; AST Temp Closed: 0 | 3 | 2 | 0 | 24379-121-018501 | SHREE GANESH TWO LLC
49418 | Currently in Use |  | 2000-06-12 |  | Petroleum | On road diesel | On road diesel | Retail | Single Wall | Fiberglass reinforced plastic |  |  | Fiberglass reinforced plastic |  | 1901-01-01 | Catchment Basin | Flow Rest 90% Full | Flow Rest 90% Full |  |  | Continuous Automatic Tank Gauge |  | Automatic flow restrictor (MLLD) | Automatic flow restrictor (MLLD) |  |  | Annual line testing | Annual line testing |  | UST Currently In Use: 3; UST Temp Close: 2; AST Currently In Use: 0; AST Temp Closed: 0 | 3 | 2 | 0 | 24379-121-018501 | SHREE GANESH TWO LLC
49419 | Temporary Closed | 2015-01-01 | 2000-06-12 |  | Petroleum | Other, OFFROAD | Other | Retail | Fiberglass reinforced plastic | Fiberglass reinforced plastic |  |  | Fiberglass reinforced plastic |  | 1901-01-01 | Catchment Basin | Flow Rest 90% Full | Flow Rest 90% Full |  |  | Continuous Automatic Tank Gauge |  | Automatic flow restrictor (MLLD) | Automatic flow restrictor (MLLD) |  |  | Annual line testing | Annual line testing |  | UST Currently In Use: 3; UST Temp Close: 2; AST Currently In Use: 0; AST Temp Closed: 0 | 3 | 2 | 0 | 24379-121-018501 | SHREE GANESH TWO LLC
49420 | Temporary Closed | 2015-01-01 | 2000-06-12 |  | Petroleum | Kerosene | Kerosene | Retail | Fiberglass reinforced plastic | Fiberglass reinforced plastic |  |  | Double Wall |  | 1901-01-01 | Catchment Basin | Flow Rest 90% Full | Flow Rest 90% Full |  |  | Continuous Automatic Tank Gauge |  | Automatic flow restrictor (MLLD) | Automatic flow restrictor (MLLD) |  |  | Annual line testing | Annual line testing |  | UST Currently In Use: 3; UST Temp Close: 2; AST Currently In Use: 0; AST Temp Closed: 0 | 3 | 2 | 0 | 24379-121-018501 | SHREE GANESH TWO LLC
49421 | Currently in Use |  | 1990-10-31 |  | Petroleum | Unleaded gasoline | Unleaded gasoline | Retail | Steel | Steel | Coated & cathodic protection (sti-P3) |  | Fiberglass reinforced plastic |  |  | Catchment Basin | Flow Rest 90% Full | Flow Rest 90% Full |  |  | Continuous Automatic Tank Gauge |  | Automatic flow restrictor (MLLD) | Automatic flow restrictor (MLLD) | Interstitial Monitoring within Secondary Containment | SENSOR TO ATG | Continuous alarm system | Annual line testing |  | UST Currently In Use: 2; UST Temp Close: 0; AST Currently In Use: 0; AST Temp Closed: 0 | 2 | 0 | 4 | 25265-081-004135 | LGWS/CROSS AMERICA PARTNERS
49422 | Currently in Use |  | 2000-02-15 |  | Petroleum | Unleaded gasoline | Unleaded gasoline | Retail | Fiberglass reinforced plastic | Fiberglass reinforced plastic |  |  | Double Wall |  | 1901-01-01 | Catchment Basin | Automatic shutoff device At 95% full | Automatic shutoff device At 95% full |  |  | Continuous Automatic Tank Gauge | Single walled submersible pump containment sump | Automatic flow restrictor (MLLD) | Automatic flow restrictor (MLLD) | Interstitial Monitoring within Secondary Containment | SENSOR TO ATG | Continuous alarm system | Continuous alarm system |  | UST Currently In Use: 4; UST Temp Close: 0; AST Currently In Use: 0; AST Temp Closed: 0 | 4 | 0 | 0 | 22176-095-018502 | CIRCLE K
49424 | Currently in Use |  | 2000-02-15 |  | Petroleum | Premium gasoline | Premium gasoline | Retail | Fiberglass reinforced plastic | Fiberglass reinforced plastic |  |  | Flexible |  | 1901-01-01 | Catchment Basin | Automatic shutoff device At 95% full | Automatic shutoff device At 95% full |  |  | Continuous Automatic Tank Gauge | Single walled submersible pump containment sump | Containment Sump | Automatic flow restrictor (MLLD) | Interstitial Monitoring within Secondary Containment | SENSOR TO ATG | Continuous alarm system | Continuous alarm system |  | UST Currently In Use: 4; UST Temp Close: 0; AST Currently In Use: 0; AST Temp Closed: 0 | 4 | 0 | 0 | 22176-095-018502 | CIRCLE K
49425 | Currently in Use |  | 2000-02-15 |  | Petroleum | On road diesel | On road diesel | Retail | Single Wall | Fiberglass reinforced plastic |  |  | Double Wall |  | 1901-01-01 | Catchment Basin | Automatic shutoff device At 95% full | Automatic shutoff device At 95% full |  |  | Continuous Automatic Tank Gauge | Single walled submersible pump containment sump | Containment Sump | Automatic flow restrictor (MLLD) | Interstitial Monitoring within Secondary Containment | SENSOR TO ATG | Continuous alarm system | Continuous alarm system |  | UST Currently In Use: 4; UST Temp Close: 0; AST Currently In Use: 0; AST Temp Closed: 0 | 4 | 0 | 0 | 22176-095-018502 | CIRCLE K
49428 | Currently in Use |  | 1990-10-31 |  | Petroleum | Premium gasoline | Premium gasoline | Retail | Steel | Steel | Coated & cathodic protection (sti-P3) |  | Fiberglass reinforced plastic |  |  | Catchment Basin | Flow Rest 90% Full | Flow Rest 90% Full |  |  | Continuous Automatic Tank Gauge |  | Containment Sump | Automatic flow restrictor (MLLD) | Interstitial Monitoring within Secondary Containment | SENSOR TO ATG | Continuous alarm system | Annual line testing |  | UST Currently In Use: 2; UST Temp Close: 0; AST Currently In Use: 0; AST Temp Closed: 0 | 2 | 0 | 4 | 25265-081-004135 | LGWS/CROSS AMERICA PARTNERS
49430 | Currently in Use |  | 2000-02-15 |  | Petroleum | Other, OFF RD DSL | Other | Retail | Fiberglass reinforced plastic | Fiberglass reinforced plastic |  |  | Double Wall |  | 1901-01-01 | Catchment Basin | Automatic shutoff device At 95% full | Automatic shutoff device At 95% full |  |  | Continuous Automatic Tank Gauge | Single walled submersible pump containment sump | Containment Sump | Automatic flow restrictor (MLLD) | Interstitial Monitoring within Secondary Containment | SENSOR TO ATG | Annual line testing | Annual line testing |  | UST Currently In Use: 4; UST Temp Close: 0; AST Currently In Use: 0; AST Temp Closed: 0 | 4 | 0 | 0 | 22176-095-018502 | CIRCLE K
49431 | Currently in Use |  | 2000-09-26 |  | Petroleum | Unleaded gasoline | Unleaded gasoline | Retail | Fiberglass reinforced plastic | Fiberglass reinforced plastic |  |  | Flexible |  | 1901-01-01 | Catchment Basin | Automatic shutoff device At 95% full | Automatic shutoff device At 95% full | Interstitial Monitoring within Secondary Containment | SENSOR TO ATG | Automatic Tank Gauge |  | Automatic flow restrictor (MLLD) | Automatic flow restrictor (MLLD) | Interstitial Monitoring within Secondary Containment | SENSOR TO ATG | Annual line testing | Annual line testing |  | UST Currently In Use: 2; UST Temp Close: 0; AST Currently In Use: 0; AST Temp Closed: 0 | 2 | 0 | 0 | 13579-081-018503 | MURPHY OIL USA, INC.
49432 | Currently in Use |  | 2000-09-26 |  | Petroleum | Premium gasoline | Premium gasoline | Retail | Fiberglass reinforced plastic | Fiberglass reinforced plastic |  |  | Flexible |  | 1901-01-01 | Catchment Basin | Audible high level alarm At 90% full | Audible high level alarm At 90% full | Interstitial Monitoring within Secondary Containment | SENSOR TO ATG | Automatic Tank Gauge |  | Automatic flow restrictor (MLLD) | Automatic flow restrictor (MLLD) | Interstitial Monitoring within Secondary Containment | SENSOR TO ATG | Continuous alarm system | Annual line testing |  | UST Currently In Use: 2; UST Temp Close: 0; AST Currently In Use: 0; AST Temp Closed: 0 | 2 | 0 | 0 | 13579-081-018503 | MURPHY OIL USA, INC.
49434 | Currently in Use |  | 1987-06-01 |  | Petroleum | Premium gasoline | Premium gasoline | Retail | Steel | Steel | Coated & cathodic protection (sti-P3) |  | Steel |  |  | Catchment Basin | Flow Rest 90% Full | Flow Rest 90% Full |  |  | Statistical Inventory Reconciliation (SIR) |  | Automatic flow restrictor (MLLD) | Automatic flow restrictor (MLLD) |  |  | Statistical inventory reconciliation (SIR) | Statistical inventory reconciliation (SIR) |  | UST Currently In Use: 2; UST Temp Close: 1; AST Currently In Use: 0; AST Temp Closed: 0 | 2 | 1 | 0 | 25128-097-012004 | SHABNAM, LLC
49435 | Currently in Use |  | 2000-04-06 |  | Petroleum | Unleaded gasoline | Unleaded gasoline | Retail | 12R/4D/4OD | Double Wall |  |  | Double Wall | APT | 1901-01-01 | Catchment Basin | Flow Rest 90% Full | Flow Rest 90% Full | Interstitial Monitoring within Secondary Containment | SENSOR TO ATG | Continuous Automatic Tank Gauge |  | Containment Sump | Automatic flow restrictor (MLLD) | Interstitial Monitoring within Secondary Containment | SENSOR TO ATG | Continuous alarm system | Continuous alarm system |  | UST Currently In Use: 1; UST Temp Close: 0; AST Currently In Use: 0; AST Temp Closed: 0 | 1 | 0 | 4 | 25899-111-008695 | RUSSELL L GREINER
49436 | Permanently Closed | 2005-12-01 | 1995-11-07 | 2005-12-01 | Petroleum | On road diesel | On road diesel | Retail | Fiberglass reinforced plastic | Fiberglass reinforced plastic |  |  | Fiberglass reinforced plastic |  | 1901-01-01 | Catchment Basin | Audible high level alarm At 90% full | Audible high level alarm At 90% full | Interstitial Monitoring within Secondary Containment |  | Automatic Tank Gauge |  |  |  | Interstitial Monitoring within Secondary Containment |  | Continuous alarm system | Continuous alarm system |  | UST Currently In Use: 0; UST Temp Close: 0; AST Currently In Use: 0; AST Temp Closed: 0 | 0 | 0 | 6 | 14441-101-007976 | RYDER TRUCKS C/O VERTEX SERVICES
49437 | Currently in Use |  | 2000-09-15 |  | Petroleum | Premium gasoline | Premium gasoline | Retail | Fiberglass coated steel | Fiberglass coated steel |  |  | Flexible |  | 1901-01-01 | Catchment Basin | Flow Rest 90% Full | Flow Rest 90% Full |  |  | Continuous Automatic Tank Gauge |  | Containment Sump | Automatic shutoff device (AELLD) | [5 empty] | UST Currently In Use: 2; UST Temp Close: 0; AST Currently In Use: 0; AST Temp Closed: 0 | 2 | 0 | 0 | 22716-003-018504 | NORTH SHELTON BEACH CONVENIENCE CORP
49438 | Currently in Use |  | 2000-09-15 |  | Petroleum | Unleaded gasoline | Unleaded gasoline | Retail | Fiberglass coated steel | Fiberglass coated steel |  |  | Flexible |  | 1901-01-01 | Catchment Basin | Flow Rest 90% Full | Flow Rest 90% Full |  |  | Continuous Automatic Tank Gauge |  | Containment Sump | Automatic shutoff device (AELLD) | [5 empty] | UST Currently In Use: 2; UST Temp Close: 0; AST Currently In Use: 0; AST Temp Closed: 0 | 2 | 0 | 0 | 22716-003-018504 | NORTH SHELTON BEACH CONVENIENCE CORP
49439 | Currently in Use |  | 2000-09-08 |  | Petroleum | On road diesel | On road diesel | Retail | Steel | Steel | Coated & cathodic protection (sti-P3) |  | Fiberglass reinforced plastic |  |  | Catchment Basin | Flow Rest 90% Full | Flow Rest 90% Full | Interstitial Monitoring within Secondary Containment | SENSOR TO ATG | Continuous Automatic Tank Gauge |  | Automatic flow restrictor (MLLD) | Automatic flow restrictor (MLLD) |  | SENSOR TO ATG | Annual line testing | Annual line testing |  | UST Currently In Use: 3; UST Temp Close: 0; AST Currently In Use: 0; AST Temp Closed: 0 | 3 | 0 | 0 | 13929-097-015275 | PRINCE OIL COMPANY, INC.
49440 | Permanently Closed | 2018-09-14 | 2000-08-01 | 2022-10-08 | Petroleum | Unleaded gasoline | Unleaded gasoline | Retail | Fiberglass reinforced plastic | Double Wall |  |  | Double Wall | APT | 2000-08-01 | Catchment Basin | Automatic shutoff device At 95% full | Automatic shutoff device At 95% full |  |  | Automatic Tank Gauge |  | Automatic flow restrictor (MLLD) | Automatic flow restrictor (MLLD) |  |  | Annual line testing | Annual line testing |  | UST Currently In Use: 0; UST Temp Close: 0; AST Currently In Use: 0; AST Temp Closed: 0 | 0 | 0 | 4 | 25453-073-005574 | VULCAN STORAGE LLC
49441 | Permanently Closed | 2018-09-13 | 2000-08-01 | 2022-10-08 | Petroleum | Premium gasoline | Premium gasoline | Retail | Double Wall | Double Wall |  |  | Double Wall | APT | 2000-08-01 | Catchment Basin | Automatic shutoff device At 95% full | Automatic shutoff device At 95% full |  |  | Automatic Tank Gauge |  | Automatic flow restrictor (MLLD) | Automatic flow restrictor (MLLD) |  |  | Annual line testing | Annual line testing |  | UST Currently In Use: 0; UST Temp Close: 0; AST Currently In Use: 0; AST Temp Closed: 0 | 0 | 0 | 4 | 25453-073-005574 | VULCAN STORAGE LLC
49442 | Permanently Closed | 2001-10-24 | 1998-04-27 | 2005-03-16 | Petroleum | Unleaded gasoline | Unleaded gasoline | Retail | Steel | Steel | Coated & cathodic protection (sti-P3) |  | Fiberglass reinforced plastic |  | 1901-01-01 | Catchment Basin | Flow Rest 90% Full | Flow Rest 90% Full | [11 empty] | UST Currently In Use: 2; UST Temp Close: 1; AST Currently In Use: 0; AST Temp Closed: 0 | 2 | 1 | 4 | 24012-085-009804 | TM AMINUR RAHMAN
49443 | Temporary Closed | 2013-01-01 | 1998-04-27 |  | Petroleum | On road diesel | On road diesel | Retail | Steel | Steel | Coated & cathodic protection (sti-P3) |  | Fiberglass reinforced plastic |  |  | Catchment Basin | Flow Rest 90% Full | Flow Rest 90% Full |  |  | Continuous Automatic Tank Gauge |  | Automatic shutoff device (AELLD) | Automatic shutoff device (AELLD) | [5 empty] | UST Currently In Use: 2; UST Temp Close: 1; AST Currently In Use: 0; AST Temp Closed: 0 | 2 | 1 | 4 | 24012-085-009804 | TM AMINUR RAHMAN
49444 | Currently in Use |  | 2000-02-29 |  | Petroleum | On road diesel | On road diesel |  | Steel | Steel | Coated & cathodic protection (sti-P3) |  | Fiberglass reinforced plastic |  |  | Catchment Basin | Flow Rest 90% Full | Flow Rest 90% Full |  |  | Continuous Automatic Tank Gauge |  | Automatic shutoff device (AELLD) | Automatic shutoff device (AELLD) |  |  | Annual line testing | Annual line testing |  | UST Currently In Use: 3; UST Temp Close: 0; AST Currently In Use: 0; AST Temp Closed: 0 | 3 | 0 | 0 | 22888-069-018236 | PREM PROPERTIES LLC
49445 | Currently in Use |  | 2000-08-10 |  | Petroleum | Unleaded gasoline | Unleaded gasoline | Retail | Single Wall | Fiberglass reinforced plastic |  |  | Flexible | OPW | 1901-01-01 | Catchment Basin | Flow Rest 90% Full | Flow Rest 90% Full |  |  | Continuous Automatic Tank Gauge |  | Containment Sump | Automatic flow restrictor (MLLD) |  |  | Annual line testing | Annual line testing |  | UST Currently In Use: 2; UST Temp Close: 0; AST Currently In Use: 0; AST Temp Closed: 0 | 2 | 0 | 0 | 25386-073-018505 | STAR INVESTMENTS LLC DBA CRESTVIEW TEXACO
49446 | Currently in Use |  | 2000-08-10 |  | Petroleum | Premium gasoline | Premium gasoline | Retail | Fiberglass reinforced plastic | Fiberglass reinforced plastic |  |  | Flexible | OPW | 1901-01-01 | Catchment Basin | Flow Rest 90% Full | Flow Rest 90% Full |  |  | Continuous Automatic Tank Gauge |  | Containment Sump | Automatic flow restrictor (MLLD) |  |  | Annual line testing | Annual line testing |  | UST Currently In Use: 2; UST Temp Close: 0; AST Currently In Use: 0; AST Temp Closed: 0 | 2 | 0 | 0 | 25386-073-018505 | STAR INVESTMENTS LLC DBA CRESTVIEW TEXACO
49447 | Temporary Closed | 2008-08-01 | 1999-08-18 |  | Petroleum | Unleaded gasoline | Unleaded gasoline | Retail | Fiberglass reinforced plastic | Fiberglass reinforced plastic |  |  | Fiberglass reinforced plastic |  | 1901-01-01 | Catchment Basin | Flow Rest 90% Full | Flow Rest 90% Full |  |  | Continuous Automatic Tank Gauge |  | Automatic flow restrictor (MLLD) | Automatic flow restrictor (MLLD) | Interstitial Monitoring within Secondary Containment |  |  |  |  | UST Currently In Use: 0; UST Temp Close: 2; AST Currently In Use: 0; AST Temp Closed: 0 | 0 | 2 | 3 | 11689-123-009887 | EMMA JEAN THWEATT
49448 | Temporary Closed | 2008-08-12 | 1999-08-18 |  | Petroleum | Premium gasoline | Premium gasoline | Retail | Fiberglass reinforced plastic | Fiberglass reinforced plastic |  |  | Fiberglass reinforced plastic |  | 1901-01-01 | Catchment Basin | Flow Rest 90% Full | Flow Rest 90% Full |  |  | Continuous Automatic Tank Gauge |  | Automatic flow restrictor (MLLD) | Automatic flow restrictor (MLLD) | Interstitial Monitoring within Secondary Containment |  |  |  |  | UST Currently In Use: 0; UST Temp Close: 2; AST Currently In Use: 0; AST Temp Closed: 0 | 0 | 2 | 3 | 11689-123-009887 | EMMA JEAN THWEATT
49449 | Temporary Closed | 2010-07-01 | 1999-05-30 |  | Petroleum | Unleaded gasoline | Unleaded gasoline | Retail | Single Wall | Fiberglass reinforced plastic |  |  | Double Wall |  | 1901-01-01 | Catchment Basin | Automatic shutoff device At 95% full | Automatic shutoff device At 95% full |  |  | Automatic Tank Gauge |  | Automatic flow restrictor (MLLD) | Automatic flow restrictor (MLLD) | Interstitial Monitoring within Secondary Containment |  |  |  |  | UST Currently In Use: 0; UST Temp Close: 1; AST Currently In Use: 0; AST Temp Closed: 0 | 0 | 1 | 0 | 21072-033-018506 | CLIFTON G. FULLER - 72 ONE STOP
49450 | Currently in Use |  | 2000-08-01 |  | Petroleum | Premium gasoline | Premium gasoline | Retail | Double Wall | Double Wall |  |  | Flexible |  | 1901-01-01 | Catchment Basin | Flow Rest 90% Full | Flow Rest 90% Full |  |  | Continuous Automatic Tank Gauge |  | Automatic shutoff device (AELLD) | Automatic shutoff device (AELLD) |  |  | Automatic electronic line leak detector (AELLD) | Automatic electronic line leak detector (AELLD) |  | UST Currently In Use: 4; UST Temp Close: 0; AST Currently In Use: 0; AST Temp Closed: 0 | 4 | 0 | 0 | 25311-003-018507 | SUMMERDALE FOOD MART INC
49451 | Currently in Use |  | 2000-08-01 |  | Petroleum | Unleaded gasoline | Unleaded gasoline | Retail | Double Wall | Double Wall |  |  | Flexible |  | 1901-01-01 | Catchment Basin | Flow Rest 90% Full | Flow Rest 90% Full |  |  | Continuous Automatic Tank Gauge |  | Automatic shutoff device (AELLD) | Automatic shutoff device (AELLD) |  |  | Automatic electronic line leak detector (AELLD) | Automatic electronic line leak detector (AELLD) |  | UST Currently In Use: 4; UST Temp Close: 0; AST Currently In Use: 0; AST Temp Closed: 0 | 4 | 0 | 0 | 25311-003-018507 | SUMMERDALE FOOD MART INC
49452 | Currently in Use |  | 2000-08-01 |  | Petroleum | Unleaded gasoline | Unleaded gasoline | Retail | Double Wall | Double Wall |  |  | Flexible |  | 1901-01-01 | Catchment Basin | Flow Rest 90% Full | Flow Rest 90% Full |  |  | Continuous Automatic Tank Gauge |  | Automatic shutoff device (AELLD) | Automatic shutoff device (AELLD) |  |  | Automatic electronic line leak detector (AELLD) | Automatic electronic line leak detector (AELLD) |  | UST Currently In Use: 4; UST Temp Close: 0; AST Currently In Use: 0; AST Temp Closed: 0 | 4 | 0 | 0 | 25311-003-018507 | SUMMERDALE FOOD MART INC
49454 | Temporary Closed | 2019-06-19 | 2000-09-20 |  | Petroleum | Unleaded gasoline | Unleaded gasoline | Retail | 4P-6D | Fiberglass coated steel | Other |  | Flexible | APT | 1901-01-01 | Catchment Basin | Flow Rest 90% Full | Flow Rest 90% Full |  |  | Continuous Automatic Tank Gauge |  | Containment Sump | Automatic flow restrictor (MLLD) |  |  | Annual line testing | Annual line testing |  | UST Currently In Use: 0; UST Temp Close: 2; AST Currently In Use: 0; AST Temp Closed: 0 | 0 | 2 | 3 | 25395-073-009538 | NIZAR ALI
49455 | Temporary Closed | 2019-06-19 | 2000-09-20 |  | Petroleum | Premium gasoline | Premium gasoline | Retail | Fiberglass coated steel | Fiberglass coated steel | ACT100 |  | Flexible | APT | 1901-01-01 | Catchment Basin | Flow Rest 90% Full | Flow Rest 90% Full |  |  | Continuous Automatic Tank Gauge |  | Automatic flow restrictor (MLLD) | Automatic flow restrictor (MLLD) |  |  | Annual line testing | Annual line testing |  | UST Currently In Use: 0; UST Temp Close: 2; AST Currently In Use: 0; AST Temp Closed: 0 | 0 | 2 | 3 | 25395-073-009538 | NIZAR ALI
49456 | Currently in Use |  | 1998-10-15 |  | Petroleum | On road diesel | On road diesel | Retail | Fiberglass coated steel | Fiberglass coated steel |  |  | Double Wall |  |  | Catchment Basin | Flow Rest 90% Full | Flow Rest 90% Full |  |  | Automatic Tank Gauge | Single walled submersible pump containment sump | Automatic shutoff device (AELLD) | Automatic shutoff device (AELLD) | [5 empty] | UST Currently In Use: 3; UST Temp Close: 0; AST Currently In Use: 0; AST Temp Closed: 0 | 3 | 0 | 3 | 23886-059-006593 | JAI MATAJI, INC.
49457 | Currently in Use |  | 1998-10-15 |  | Petroleum | On road diesel | On road diesel | Retail | Single Wall | Fiberglass coated steel |  |  | Single Wall |  |  | Catchment Basin | Automatic shutoff device At 95% full | Automatic shutoff device At 95% full |  |  | Automatic Tank Gauge | [8 empty] | UST Currently In Use: 3; UST Temp Close: 0; AST Currently In Use: 0; AST Temp Closed: 0 | 3 | 0 | 3 | 23886-059-006593 | JAI MATAJI, INC.
49458 | Temporary Closed | 2019-07-25 | 1997-11-26 |  | Petroleum | On road diesel | On road diesel | Retail | Fiberglass coated steel | Fiberglass coated steel |  |  | Double Wall | ENVIRON | 1901-01-01 | Catchment Basin | Flow Rest 90% Full | Flow Rest 90% Full |  |  | Manual Tank Gauging (only tanks 1000 gal. or less and 48” or 64” in diameter) |  | Containment Sump | Automatic flow restrictor (MLLD) |  |  | Annual line testing | Annual line testing |  | UST Currently In Use: 0; UST Temp Close: 3; AST Currently In Use: 0; AST Temp Closed: 0 | 0 | 3 | 3 | 25328-097-011398 | SALAM LAMA
49459 | Currently in Use |  | 1997-01-01 |  | Petroleum | Unleaded gasoline | Unleaded gasoline | Retail | Single Wall | Single Wall | Coated & cathodic protection (sti-P3) |  | Fiberglass reinforced plastic |  |  | Catchment Basin | Automatic shutoff device At 95% full | Automatic shutoff device At 95% full |  |  | Continuous Automatic Tank Gauge |  | Containment Sump | Automatic flow restrictor (MLLD) |  |  | Annual line testing | Annual line testing |  | UST Currently In Use: 2; UST Temp Close: 0; AST Currently In Use: 0; AST Temp Closed: 0 | 2 | 0 | 3 | 15476-073-004236 | YOUNG OIL INC
49460 | Currently in Use |  | 1997-01-01 |  | Petroleum | Premium gasoline | Premium gasoline | Retail | Single Wall | Single Wall | Coated & cathodic protection (sti-P3) |  | Double Wall |  |  | Catchment Basin | Automatic shutoff device At 95% full | Automatic shutoff device At 95% full |  |  | Continuous Automatic Tank Gauge |  | Automatic flow restrictor (MLLD) | Automatic flow restrictor (MLLD) |  |  | Annual line testing | Annual line testing |  | UST Currently In Use: 2; UST Temp Close: 0; AST Currently In Use: 0; AST Temp Closed: 0 | 2 | 0 | 3 | 15476-073-004236 | YOUNG OIL INC
49461 | Currently in Use |  | 2000-07-27 |  | Petroleum | Unleaded gasoline | Unleaded gasoline | Industrial | Fiberglass reinforced plastic | Fiberglass reinforced plastic |  |  | Fiberglass reinforced plastic |  | 1901-01-01 | Catchment Basin | Automatic shutoff device At 95% full | Automatic shutoff device At 95% full |  |  | Continuous Automatic Tank Gauge | [8 empty] | UST Currently In Use: 2; UST Temp Close: 0; AST Currently In Use: 0; AST Temp Closed: 0 | 2 | 0 | 0 | 10125-047-018509 | SPIRE ALABAMA INC.
49462 | Currently in Use |  | 2000-07-27 |  | Petroleum | On road diesel | On road diesel | Industrial | Fiberglass reinforced plastic | Fiberglass reinforced plastic |  |  | Fiberglass reinforced plastic |  | 1901-01-01 | Catchment Basin | Automatic shutoff device At 95% full | Automatic shutoff device At 95% full |  |  | Continuous Automatic Tank Gauge | [8 empty] | UST Currently In Use: 2; UST Temp Close: 0; AST Currently In Use: 0; AST Temp Closed: 0 | 2 | 0 | 0 | 10125-047-018509 | SPIRE ALABAMA INC.
49463 | Currently in Use |  | 2000-07-25 |  | Petroleum | Unleaded gasoline | Unleaded gasoline | Retail | Fiberglass coated steel | Double Wall |  |  | Flexible |  | 1901-01-01 | Catchment Basin | Automatic shutoff device At 95% full | Automatic shutoff device At 95% full | Interstitial Monitoring within Secondary Containment | SENSOR TO ATG | Continuous Automatic Tank Gauge |  | Automatic flow restrictor (MLLD) | Automatic flow restrictor (MLLD) |  |  | Annual line testing | Annual line testing |  | UST Currently In Use: 3; UST Temp Close: 0; AST Currently In Use: 0; AST Temp Closed: 0 | 3 | 0 | 0 | 25033-089-018508 | AL NEJAD - LUCKY PLAZA LLC
49464 | Currently in Use |  | 2000-07-25 |  | Petroleum | Premium gasoline | Premium gasoline | Retail | Double Wall | Double Wall |  |  | Double Wall |  | 1901-01-01 | Catchment Basin | Automatic shutoff device At 95% full | Automatic shutoff device At 95% full | Interstitial Monitoring within Secondary Containment | SENSOR TO ATG | Continuous Automatic Tank Gauge |  | Automatic flow restrictor (MLLD) | Automatic flow restrictor (MLLD) |  |  | Annual line testing | Annual line testing |  | UST Currently In Use: 3; UST Temp Close: 0; AST Currently In Use: 0; AST Temp Closed: 0 | 3 | 0 | 0 | 25033-089-018508 | AL NEJAD - LUCKY PLAZA LLC
49465 | Currently in Use |  | 2000-07-25 |  | Petroleum | On road diesel | On road diesel | Retail | Fiberglass coated steel | Double Wall |  |  | Double Wall |  | 1901-01-01 | Catchment Basin | Automatic shutoff device At 95% full | Automatic shutoff device At 95% full | Interstitial Monitoring within Secondary Containment | SENSOR TO ATG | Continuous Automatic Tank Gauge |  | Automatic flow restrictor (MLLD) | Automatic flow restrictor (MLLD) |  |  | Annual line testing | Annual line testing |  | UST Currently In Use: 3; UST Temp Close: 0; AST Currently In Use: 0; AST Temp Closed: 0 | 3 | 0 | 0 | 25033-089-018508 | AL NEJAD - LUCKY PLAZA LLC
49466 | Currently in Use |  | 2000-07-28 |  | Petroleum | Unleaded gasoline | Unleaded gasoline | Retail | Double Wall | Double Wall |  |  | Double Wall |  | 1901-01-01 | Catchment Basin | Flow Rest 90% Full | Flow Rest 90% Full | Interstitial Monitoring within Secondary Containment | SENSOR TO ATG |  |  | Automatic shutoff device (AELLD) | Automatic shutoff device (AELLD) | Interstitial Monitoring within Secondary Containment | SENSOR TO ATG | Annual line testing | Annual line testing |  | UST Currently In Use: 6; UST Temp Close: 0; AST Currently In Use: 0; AST Temp Closed: 0 | 6 | 0 | 0 | 21090-003-018512 | LOVES COUNTRY STORES
49467 | Currently in Use |  | 2000-07-28 |  | Petroleum | Unleaded gasoline | Unleaded gasoline | Retail | GLASTEEL | Double Wall |  |  | Flexible |  | 1901-01-01 | Catchment Basin | Flow Rest 90% Full | Flow Rest 90% Full | Interstitial Monitoring within Secondary Containment | SENSOR TO ATG |  |  | Containment Sump | Automatic shutoff device (AELLD) | Interstitial Monitoring within Secondary Containment | SENSOR TO ATG | Annual line testing | Annual line testing |  | UST Currently In Use: 6; UST Temp Close: 0; AST Currently In Use: 0; AST Temp Closed: 0 | 6 | 0 | 0 | 21090-003-018512 | LOVES COUNTRY STORES
49468 | Currently in Use |  | 2000-07-28 |  | Petroleum | On road diesel | On road diesel | Retail | Double Wall | Double Wall |  |  | Flexible |  | 1901-01-01 | Catchment Basin | Automatic shutoff device At 95% full | Automatic shutoff device At 95% full | Interstitial Monitoring within Secondary Containment | SENSOR TO ATG |  |  | Containment Sump | Automatic shutoff device (AELLD) | Interstitial Monitoring within Secondary Containment | SENSOR TO ATG | Continuous alarm system | Annual line testing |  | UST Currently In Use: 6; UST Temp Close: 0; AST Currently In Use: 0; AST Temp Closed: 0 | 6 | 0 | 0 | 21090-003-018512 | LOVES COUNTRY STORES
49469 | Currently in Use |  | 2000-07-28 |  | Petroleum | On road diesel | On road diesel | Retail | Fiberglass coated steel | Double Wall |  |  | Double Wall |  | 1901-01-01 | Catchment Basin | Automatic shutoff device At 95% full | Automatic shutoff device At 95% full | Interstitial Monitoring within Secondary Containment | SENSOR TO ATG |  |  | Automatic shutoff device (AELLD) | Automatic shutoff device (AELLD) | Interstitial Monitoring within Secondary Containment | SENSOR TO ATG | Annual line testing | Annual line testing |  | UST Currently In Use: 6; UST Temp Close: 0; AST Currently In Use: 0; AST Temp Closed: 0 | 6 | 0 | 0 | 21090-003-018512 | LOVES COUNTRY STORES
49470 | Currently in Use |  | 2000-07-28 |  | Petroleum | On road diesel | On road diesel | Retail | Double Wall | Double Wall |  |  | Double Wall |  | 1901-01-01 | Catchment Basin | Automatic shutoff device At 95% full | Automatic shutoff device At 95% full | Interstitial Monitoring within Secondary Containment | SENSOR TO ATG |  |  | MANIFOLDED | Containment Sump | Interstitial Monitoring within Secondary Containment | SENSOR TO ATG | Continuous alarm system | Annual line testing |  | UST Currently In Use: 6; UST Temp Close: 0; AST Currently In Use: 0; AST Temp Closed: 0 | 6 | 0 | 0 | 21090-003-018512 | LOVES COUNTRY STORES
49471 | Currently in Use |  | 1999-08-01 |  | Petroleum | Unleaded gasoline | Unleaded gasoline | Retail | Fiberglass coated steel | Fiberglass coated steel |  |  | Flexible | OPW | 1901-01-01 | Catchment Basin | Flow Rest 90% Full | Flow Rest 90% Full |  |  | Automatic Tank Gauge |  | Automatic shutoff device (AELLD) | Automatic shutoff device (AELLD) | [5 empty] | UST Currently In Use: 2; UST Temp Close: 0; AST Currently In Use: 0; AST Temp Closed: 0 | 2 | 0 | 0 | 22481-001-018513 | YELLOW ROSE ENTERPRISES INC
49472 | Currently in Use |  | 1999-08-01 |  | Petroleum | Premium gasoline | Premium gasoline | Retail | Fiberglass coated steel | Fiberglass coated steel |  |  | Flexible | OPW | 1901-01-01 | Catchment Basin | Flow Rest 90% Full | Flow Rest 90% Full |  |  | Automatic Tank Gauge |  | Automatic shutoff device (AELLD) | Automatic shutoff device (AELLD) | [5 empty] | UST Currently In Use: 2; UST Temp Close: 0; AST Currently In Use: 0; AST Temp Closed: 0 | 2 | 0 | 0 | 22481-001-018513 | YELLOW ROSE ENTERPRISES INC
49473 | Currently in Use |  | 2000-11-01 |  | Petroleum | Unleaded gasoline | Unleaded gasoline | Retail | Double Wall | Double Wall |  |  | Flexible |  | 1901-01-01 | Catchment Basin | Automatic shutoff device At 95% full | Automatic shutoff device At 95% full | Interstitial Monitoring within Secondary Containment | SENSOR TO ATG |  |  | Containment Sump | Automatic flow restrictor (MLLD) |  |  | Annual line testing | Annual line testing |  | UST Currently In Use: 3; UST Temp Close: 0; AST Currently In Use: 0; AST Temp Closed: 0 | 3 | 0 | 0 | 13579-003-018514 | MURPHY OIL USA, INC.
49475 | Currently in Use |  | 2000-11-01 |  | Petroleum | Unleaded gasoline | Unleaded gasoline | Retail | Fiberglass reinforced plastic | Double Wall |  |  | Flexible |  | 1901-01-01 | Catchment Basin | Automatic shutoff device At 95% full | Automatic shutoff device At 95% full | Interstitial Monitoring within Secondary Containment | SENSOR TO ATG |  |  | Containment Sump | Automatic flow restrictor (MLLD) |  |  | Annual line testing | Annual line testing |  | UST Currently In Use: 3; UST Temp Close: 0; AST Currently In Use: 0; AST Temp Closed: 0 | 3 | 0 | 0 | 13579-003-018514 | MURPHY OIL USA, INC.
49476 | Currently in Use |  | 2000-11-01 |  | Petroleum | Premium gasoline | Premium gasoline | Retail | Double Wall | Double Wall |  |  | Flexible |  | 1901-01-01 | Catchment Basin | Automatic shutoff device At 95% full | Automatic shutoff device At 95% full | Interstitial Monitoring within Secondary Containment | SENSOR TO ATG |  |  | Containment Sump | Automatic flow restrictor (MLLD) |  |  | Annual line testing | Annual line testing |  | UST Currently In Use: 3; UST Temp Close: 0; AST Currently In Use: 0; AST Temp Closed: 0 | 3 | 0 | 0 | 13579-003-018514 | MURPHY OIL USA, INC.
49477 | Currently in Use |  | 2000-10-25 |  | Petroleum | Unleaded gasoline | Unleaded gasoline | Retail | Double Wall | Double Wall |  |  | Double Wall |  | 1901-01-01 | Catchment Basin | Audible high level alarm At 90% full | Audible high level alarm At 90% full | Interstitial Monitoring within Secondary Containment | SENSOR TO ATG | Automatic Tank Gauge | Single walled submersible pump containment sump | Automatic shutoff device (AELLD) | Automatic shutoff device (AELLD) | Interstitial Monitoring within Secondary Containment | SENSOR TO ATG | Continuous alarm system | Continuous alarm system |  | UST Currently In Use: 4; UST Temp Close: 0; AST Currently In Use: 0; AST Temp Closed: 0 | 4 | 0 | 0 | 21094-089-018517 | COSTCO C/O BARGHAUSEN CONSULTING
49478 | Currently in Use |  | 2000-10-25 |  | Petroleum | Unleaded gasoline | Unleaded gasoline | Retail | Double Wall | Double Wall |  |  | Double Wall |  | 1901-01-01 | Catchment Basin | Flow Rest 90% Full | Audible high level alarm At 90% full | Interstitial Monitoring within Secondary Containment | SENSOR TO ATG | Automatic Tank Gauge | Single walled submersible pump containment sump | Automatic shutoff device (AELLD) | Automatic shutoff device (AELLD) | Interstitial Monitoring within Secondary Containment | SENSOR TO ATG | Continuous alarm system | Continuous alarm system |  | UST Currently In Use: 4; UST Temp Close: 0; AST Currently In Use: 0; AST Temp Closed: 0 | 4 | 0 | 0 | 21094-089-018517 | COSTCO C/O BARGHAUSEN CONSULTING
49479 | Currently in Use |  | 2000-10-25 |  | Petroleum | Premium gasoline | Premium gasoline | Retail | Fiberglass reinforced plastic | Double Wall |  |  | Flexible |  | 1901-01-01 | Catchment Basin | Audible high level alarm At 90% full | Audible high level alarm At 90% full | Interstitial Monitoring within Secondary Containment | SENSOR TO ATG | Automatic Tank Gauge | Single walled submersible pump containment sump | Automatic shutoff device (AELLD) | Automatic shutoff device (AELLD) | Interstitial Monitoring within Secondary Containment | SENSOR TO ATG | Continuous alarm system | Continuous alarm system |  | UST Currently In Use: 4; UST Temp Close: 0; AST Currently In Use: 0; AST Temp Closed: 0 | 4 | 0 | 0 | 21094-089-018517 | COSTCO C/O BARGHAUSEN CONSULTING
49480 | Currently in Use |  | 1999-04-05 |  | Petroleum | On road diesel | On road diesel | Emergency power generator | 2 PIECES | Double Wall |  |  | Double Wall |  | 1901-01-01 | Catchment Basin | Automatic shutoff device At 95% full | Automatic shutoff device At 95% full |  |  | Automatic Tank Gauge | [5 empty] | Other | Other |  | UST Currently In Use: 1; UST Temp Close: 0; AST Currently In Use: 0; AST Temp Closed: 0 | 1 | 0 | 0 | 23641-073-018516 | BROOKDALE PLACE UNIVERSITY PARK
49481 | Currently in Use |  | 2000-11-13 |  | Petroleum | Unleaded gasoline | Unleaded gasoline | Retail | Fiberglass coated steel | Double Wall |  |  | Double Wall | APT | 1901-01-01 | Catchment Basin | Flow Rest 90% Full | Flow Rest 90% Full | Interstitial Monitoring within Secondary Containment | SENSOR TO ATG | Continuous Automatic Tank Gauge |  | Containment Sump | Automatic flow restrictor (MLLD) |  |  | Annual line testing | Annual line testing |  | UST Currently In Use: 4; UST Temp Close: 0; AST Currently In Use: 0; AST Temp Closed: 0 | 4 | 0 | 0 | 24317-115-018518 | ALLAHUSSAMAD LLC
49482 | Currently in Use |  | 2000-11-13 |  | Petroleum | Premium gasoline | Premium gasoline | Retail | Double Wall | Double Wall |  |  | Flexible | APT | 1901-01-01 | Catchment Basin | Flow Rest 90% Full | Flow Rest 90% Full | Interstitial Monitoring within Secondary Containment | SENSOR TO ATG | Continuous Automatic Tank Gauge |  | Automatic flow restrictor (MLLD) | Automatic flow restrictor (MLLD) |  |  | Annual line testing | Annual line testing |  | UST Currently In Use: 4; UST Temp Close: 0; AST Currently In Use: 0; AST Temp Closed: 0 | 4 | 0 | 0 | 24317-115-018518 | ALLAHUSSAMAD LLC
49483 | Currently in Use |  | 2000-11-13 |  | Petroleum | On road diesel | On road diesel | Retail | 12K/8K | Double Wall |  |  | Double Wall | APT | 1901-01-01 | Catchment Basin | Flow Rest 90% Full | Flow Rest 90% Full | Interstitial Monitoring within Secondary Containment | SENSOR TO ATG | Continuous Automatic Tank Gauge |  | Containment Sump | Automatic flow restrictor (MLLD) |  |  | Annual line testing | Annual line testing |  | UST Currently In Use: 4; UST Temp Close: 0; AST Currently In Use: 0; AST Temp Closed: 0 | 4 | 0 | 0 | 24317-115-018518 | ALLAHUSSAMAD LLC
49484 | Currently in Use |  | 2000-11-13 |  | Petroleum | Ethanol free gasoline | Ethanol free gasoline | Retail | Fiberglass coated steel | Double Wall |  |  | Flexible | APT | 1901-01-01 | Catchment Basin | Flow Rest 90% Full | Flow Rest 90% Full | Interstitial Monitoring within Secondary Containment | SENSOR TO ATG | Continuous Automatic Tank Gauge |  | Containment Sump | Automatic flow restrictor (MLLD) |  |  | Annual line testing | Annual line testing |  | UST Currently In Use: 4; UST Temp Close: 0; AST Currently In Use: 0; AST Temp Closed: 0 | 4 | 0 | 0 | 24317-115-018518 | ALLAHUSSAMAD LLC
49486 | Currently in Use |  | 1999-12-15 |  | Petroleum | Unleaded gasoline | Unleaded gasoline | Retail | Fiberglass coated steel | Fiberglass coated steel |  |  | Flexible |  | 1901-01-01 | Catchment Basin | Flow Rest 90% Full | Flow Rest 90% Full |  |  | Continuous Automatic Tank Gauge |  | Automatic flow restrictor (MLLD) | Automatic flow restrictor (MLLD) | Interstitial Monitoring within Secondary Containment |  | Continuous alarm system | Continuous alarm system |  | UST Currently In Use: 2; UST Temp Close: 0; AST Currently In Use: 0; AST Temp Closed: 0 | 2 | 0 | 0 | 13526-125-018519 | MOORE OIL COMPANY, INC.
49487 | Currently in Use |  | 1999-12-15 |  | Petroleum | Premium gasoline | Premium gasoline | Retail | Fiberglass coated steel | Fiberglass coated steel |  |  | Flexible |  | 1901-01-01 | Catchment Basin | Flow Rest 90% Full | Flow Rest 90% Full |  |  | Continuous Automatic Tank Gauge |  | Automatic flow restrictor (MLLD) | Automatic flow restrictor (MLLD) | Interstitial Monitoring within Secondary Containment |  | Continuous alarm system | Continuous alarm system |  | UST Currently In Use: 2; UST Temp Close: 0; AST Currently In Use: 0; AST Temp Closed: 0 | 2 | 0 | 0 | 13526-125-018519 | MOORE OIL COMPANY, INC.
49488 | Currently in Use |  | 2000-11-07 |  | Petroleum | Unleaded gasoline | Unleaded gasoline | Local government | Fiberglass reinforced plastic | Fiberglass reinforced plastic |  |  | Fiberglass reinforced plastic |  | 1901-01-01 | Catchment Basin | Automatic shutoff device At 95% full | Audible high level alarm At 90% full |  |  | Continuous Automatic Tank Gauge | [8 empty] | UST Currently In Use: 1; UST Temp Close: 0; AST Currently In Use: 0; AST Temp Closed: 0 | 1 | 0 | 0 | 13516-101-018520 | MONTGOMERY COUNTY COMMISSION
49489 | Currently in Use |  | 1998-05-01 |  | Petroleum | Unleaded gasoline | Unleaded gasoline | Retail | Single Wall | Single Wall | Coated & cathodic protection (sti-P3) |  | Double Wall | APT |  | Catchment Basin | Automatic shutoff device At 95% full | Automatic shutoff device At 95% full |  |  | Statistical Inventory Reconciliation (SIR) |  | Automatic flow restrictor (MLLD) | Automatic flow restrictor (MLLD) |  |  | Statistical inventory reconciliation (SIR) | Statistical inventory reconciliation (SIR) |  | UST Currently In Use: 2; UST Temp Close: 0; AST Currently In Use: 0; AST Temp Closed: 0 | 2 | 0 | 0 | 25876-121-011224 | DINA CHAPPELL
49490 | Currently in Use |  | 1998-05-01 |  | Petroleum | Premium gasoline | Premium gasoline | Retail | Steel | Single Wall | Coated & cathodic protection (sti-P3) |  | Double Wall | APT |  | Catchment Basin | Automatic shutoff device At 95% full | Automatic shutoff device At 95% full |  |  | Statistical Inventory Reconciliation (SIR) |  | Automatic flow restrictor (MLLD) | Automatic flow restrictor (MLLD) |  |  | Statistical inventory reconciliation (SIR) | Statistical inventory reconciliation (SIR) |  | UST Currently In Use: 2; UST Temp Close: 0; AST Currently In Use: 0; AST Temp Closed: 0 | 2 | 0 | 0 | 25876-121-011224 | DINA CHAPPELL
49491 | Currently in Use |  | 2000-09-05 |  | Petroleum | Unleaded gasoline | Unleaded gasoline | Retail | Double Wall | Double Wall |  |  | Flexible |  | 1901-01-01 | Catchment Basin | Automatic shutoff device At 95% full | Automatic shutoff device At 95% full | Interstitial Monitoring within Secondary Containment |  | Continuous Automatic Tank Gauge |  | Automatic shutoff device (AELLD) | Automatic shutoff device (AELLD) | [5 empty] | UST Currently In Use: 2; UST Temp Close: 0; AST Currently In Use: 0; AST Temp Closed: 0 | 2 | 0 | 0 | 21103-073-018521 | OLD 280 LLC
49492 | Currently in Use |  | 2000-09-05 |  | Petroleum | Premium gasoline | Premium gasoline | Retail | Fiberglass reinforced plastic | Double Wall |  |  | Flexible |  | 1901-01-01 | Catchment Basin | Automatic shutoff device At 95% full | Automatic shutoff device At 95% full | Interstitial Monitoring within Secondary Containment |  | Continuous Automatic Tank Gauge |  | Automatic shutoff device (AELLD) | Automatic shutoff device (AELLD) | [5 empty] | UST Currently In Use: 2; UST Temp Close: 0; AST Currently In Use: 0; AST Temp Closed: 0 | 2 | 0 | 0 | 21103-073-018521 | OLD 280 LLC
49494 | Permanently Closed | 2013-10-02 | 2000-10-15 | 2013-11-18 | Petroleum | Premium gasoline | Premium gasoline | Retail | Fiberglass coated steel | Fiberglass coated steel |  |  | Flexible |  | 1901-01-01 | Catchment Basin | Flow Rest 90% Full | Flow Rest 90% Full |  |  | Continuous Automatic Tank Gauge |  |  |  | Interstitial Monitoring within Secondary Containment |  | Continuous alarm system | Continuous alarm system |  | UST Currently In Use: 0; UST Temp Close: 0; AST Currently In Use: 0; AST Temp Closed: 0 | 0 | 0 | 2 | 21105-117-018522 | S & B OIL, LLC
49495 | Permanently Closed | 2013-10-02 | 2000-10-15 | 2013-11-18 | Petroleum | Unleaded gasoline | Unleaded gasoline | Retail | Fiberglass coated steel | Fiberglass coated steel |  |  | Flexible |  | 1901-01-01 | Catchment Basin | Flow Rest 90% Full | Flow Rest 90% Full |  |  | Continuous Automatic Tank Gauge |  |  |  | Interstitial Monitoring within Secondary Containment |  | Continuous alarm system | Continuous alarm system |  | UST Currently In Use: 0; UST Temp Close: 0; AST Currently In Use: 0; AST Temp Closed: 0 | 0 | 0 | 2 | 21105-117-018522 | S & B OIL, LLC
49496 | Currently in Use |  | 1997-12-01 |  | Petroleum | Unleaded gasoline | Unleaded gasoline | Retail | Single Wall | Single Wall | Coated & cathodic protection (sti-P3) |  | Double Wall |  |  | Catchment Basin | Automatic shutoff device At 95% full | Automatic shutoff device At 95% full |  |  | Continuous Automatic Tank Gauge |  | Automatic flow restrictor (MLLD) | Automatic flow restrictor (MLLD) |  | SENSOR TO ATG | Continuous alarm system | Annual line testing |  | UST Currently In Use: 1; UST Temp Close: 0; AST Currently In Use: 0; AST Temp Closed: 0 | 1 | 0 | 0 | 11890-033-018523 | FOWLER OIL COMPANY, INC.
49497 | Currently in Use |  | 1999-03-01 |  | Petroleum | Unleaded gasoline | Unleaded gasoline | Retail | Fiberglass coated steel | Fiberglass coated steel |  |  | Flexible |  | 1901-01-01 | Catchment Basin | Flow Rest 90% Full | Flow Rest 90% Full |  |  | Continuous Automatic Tank Gauge |  | Automatic flow restrictor (MLLD) | Automatic flow restrictor (MLLD) | Interstitial Monitoring within Secondary Containment |  | Continuous alarm system | Annual line testing |  | UST Currently In Use: 3; UST Temp Close: 0; AST Currently In Use: 0; AST Temp Closed: 0 | 3 | 0 | 0 | 21032-057-018524 | LESTER WALKER
49498 | Currently in Use |  | 1999-03-01 |  | Petroleum | Premium gasoline | Premium gasoline | Retail | Fiberglass coated steel | Fiberglass coated steel |  |  | Fiberglass reinforced plastic |  | 1901-01-01 | Catchment Basin | Flow Rest 90% Full | Flow Rest 90% Full |  |  | Continuous Automatic Tank Gauge |  | Automatic flow restrictor (MLLD) | Automatic flow restrictor (MLLD) | Interstitial Monitoring within Secondary Containment |  | Annual line testing | Annual line testing |  | UST Currently In Use: 3; UST Temp Close: 0; AST Currently In Use: 0; AST Temp Closed: 0 | 3 | 0 | 0 | 21032-057-018524 | LESTER WALKER
49499 | Currently in Use |  | 2000-10-17 |  | Petroleum | Unleaded gasoline | Unleaded gasoline | Retail | Fiberglass coated steel | Fiberglass coated steel |  |  | Fiberglass reinforced plastic |  | 1901-01-01 | Catchment Basin | Flow Rest 90% Full | Flow Rest 90% Full | Interstitial Monitoring within Secondary Containment |  | Continuous Automatic Tank Gauge | Single walled submersible pump containment sump | Automatic shutoff device (AELLD) | Automatic shutoff device (AELLD) |  |  | Continuous alarm system | Annual line testing |  | UST Currently In Use: 3; UST Temp Close: 0; AST Currently In Use: 0; AST Temp Closed: 0 | 3 | 0 | 0 | 14001-117-018525 | RACETRAC PETROLEUM, INC.
49500 | Currently in Use |  | 2000-10-17 |  | Petroleum | On road diesel | On road diesel | Retail | Fiberglass coated steel | Fiberglass coated steel |  |  | Fiberglass reinforced plastic |  | 1901-01-01 | Catchment Basin | Flow Rest 90% Full | Flow Rest 90% Full | Interstitial Monitoring within Secondary Containment |  | Continuous Automatic Tank Gauge | Single walled submersible pump containment sump | Automatic shutoff device (AELLD) | Automatic shutoff device (AELLD) |  |  | Continuous alarm system | Annual line testing |  | UST Currently In Use: 3; UST Temp Close: 0; AST Currently In Use: 0; AST Temp Closed: 0 | 3 | 0 | 0 | 14001-117-018525 | RACETRAC PETROLEUM, INC.
49501 | Currently in Use |  | 2000-10-17 |  | Petroleum | Premium gasoline | Premium gasoline | Retail | Fiberglass coated steel | Fiberglass coated steel |  |  | Fiberglass reinforced plastic |  | 1901-01-01 | Catchment Basin | Flow Rest 90% Full | Flow Rest 90% Full | Interstitial Monitoring within Secondary Containment |  | Continuous Automatic Tank Gauge | Single walled submersible pump containment sump | Automatic shutoff device (AELLD) | Automatic shutoff device (AELLD) |  |  | Continuous alarm system | Annual line testing |  | UST Currently In Use: 3; UST Temp Close: 0; AST Currently In Use: 0; AST Temp Closed: 0 | 3 | 0 | 0 | 14001-117-018525 | RACETRAC PETROLEUM, INC.
49502 | Currently in Use |  | 2000-07-15 |  | Petroleum | Unleaded gasoline | Unleaded gasoline | Retail | Double Wall | Double Wall |  |  | Flexible |  | 1901-01-01 | Catchment Basin | Flow Rest 90% Full | Flow Rest 90% Full |  |  | Continuous Automatic Tank Gauge | Single walled submersible pump containment sump | Automatic shutoff device (AELLD) | Automatic shutoff device (AELLD) | [5 empty] | UST Currently In Use: 2; UST Temp Close: 0; AST Currently In Use: 0; AST Temp Closed: 0 | 2 | 0 | 0 | 12300-043-005044 | HAYS AND SON OIL COMPANY, INC.
49503 | Currently in Use |  | 2000-07-15 |  | Petroleum | Unleaded gasoline | Unleaded gasoline | Retail | Double Wall | Double Wall |  |  | Double Wall |  | 1901-01-01 | Catchment Basin | Flow Rest 90% Full | Flow Rest 90% Full |  |  | Continuous Automatic Tank Gauge | Single walled submersible pump containment sump | Automatic shutoff device (AELLD) | Automatic shutoff device (AELLD) | [5 empty] | UST Currently In Use: 2; UST Temp Close: 0; AST Currently In Use: 0; AST Temp Closed: 0 | 2 | 0 | 0 | 12300-043-005044 | HAYS AND SON OIL COMPANY, INC.
49504 | Currently in Use |  | 2000-04-10 |  | Petroleum | Unleaded gasoline | Unleaded gasoline | Retail | Single Wall | Fiberglass coated steel | DOUBLEWALL |  | Double Wall |  | 1901-01-01 | Catchment Basin | Audible high level alarm At 90% full | Audible high level alarm At 90% full |  |  | Continuous Automatic Tank Gauge |  | Automatic shutoff device (AELLD) | Automatic shutoff device (AELLD) | [5 empty] | UST Currently In Use: 2; UST Temp Close: 0; AST Currently In Use: 0; AST Temp Closed: 0 | 2 | 0 | 0 | 25265-009-018527 | LGWS/CROSS AMERICA PARTNERS
49505 | Currently in Use |  | 2000-04-10 |  | Petroleum | Premium gasoline | Premium gasoline | Retail | Fiberglass coated steel | Fiberglass coated steel | DOUBLEWALL |  | Flexible |  | 1901-01-01 | Catchment Basin | Audible high level alarm At 90% full | Audible high level alarm At 90% full |  |  | Continuous Automatic Tank Gauge |  | Automatic shutoff device (AELLD) | Automatic shutoff device (AELLD) | [5 empty] | UST Currently In Use: 2; UST Temp Close: 0; AST Currently In Use: 0; AST Temp Closed: 0 | 2 | 0 | 0 | 25265-009-018527 | LGWS/CROSS AMERICA PARTNERS
49507 | Temporary Closed | 2020-02-28 | 2000-11-09 |  | Petroleum | Unleaded gasoline | Unleaded gasoline | Retail | Fiberglass coated steel | Fiberglass coated steel |  |  | ENVIRON |  | 1901-01-01 | Catchment Basin | Flow Rest 90% Full | Audible high level alarm At 90% full | Interstitial Monitoring within Secondary Containment |  | Automatic Tank Gauge |  | Automatic flow restrictor (MLLD) | Automatic flow restrictor (MLLD) | Interstitial Monitoring within Secondary Containment |  | Continuous alarm system | Annual line testing |  | UST Currently In Use: 0; UST Temp Close: 1; AST Currently In Use: 0; AST Temp Closed: 0 | 0 | 1 | 0 | 23940-101-018528 | ROBERT ANDREW NORMAN
49508 | Currently in Use |  | 2000-11-07 |  | Petroleum | Unleaded gasoline | Unleaded gasoline | Retail | Double Wall | Double Wall |  |  | Double Wall |  | 1901-01-01 | Catchment Basin | Automatic shutoff device At 95% full | Automatic shutoff device At 95% full | Interstitial Monitoring within Secondary Containment |  |  |  | Automatic flow restrictor (MLLD) | Automatic flow restrictor (MLLD) |  | SENSOR TO ATG | Annual line testing | Annual line testing |  | UST Currently In Use: 3; UST Temp Close: 0; AST Currently In Use: 0; AST Temp Closed: 0 | 3 | 0 | 0 | 23413-097-018529 | CIRCLE K STORES, INC.
49509 | Currently in Use |  | 2000-11-07 |  | Petroleum | Premium gasoline | Premium gasoline | Retail | Fiberglass reinforced plastic | Double Wall |  |  | Double Wall |  | 1901-01-01 | Catchment Basin | Flow Rest 90% Full | Flow Rest 90% Full | Interstitial Monitoring within Secondary Containment |  |  |  | Automatic flow restrictor (MLLD) | Automatic flow restrictor (MLLD) |  | SENSOR TO ATG | Continuous alarm system | Annual line testing |  | UST Currently In Use: 3; UST Temp Close: 0; AST Currently In Use: 0; AST Temp Closed: 0 | 3 | 0 | 0 | 23413-097-018529 | CIRCLE K STORES, INC.
49510 | Currently in Use |  | 2000-11-07 |  | Petroleum | On road diesel | On road diesel | Retail | Double Wall | Double Wall |  |  | Flexible |  | 1901-01-01 | Catchment Basin | Flow Rest 90% Full | Flow Rest 90% Full | Interstitial Monitoring within Secondary Containment | SENSOR TO ATG |  |  | Containment Sump | Automatic flow restrictor (MLLD) |  | SENSOR TO ATG | Continuous alarm system | Annual line testing |  | UST Currently In Use: 3; UST Temp Close: 0; AST Currently In Use: 0; AST Temp Closed: 0 | 3 | 0 | 0 | 23413-097-018529 | CIRCLE K STORES, INC.
49511 | Currently in Use |  | 2000-09-12 |  | Petroleum | Unleaded gasoline | Unleaded gasoline | Retail | Fiberglass coated steel | Double Wall |  |  | Double Wall |  | 1901-01-01 | Catchment Basin | Automatic shutoff device At 95% full | Automatic shutoff device At 95% full |  |  | Continuous Automatic Tank Gauge |  | Automatic flow restrictor (MLLD) | Automatic flow restrictor (MLLD) |  |  | Annual line testing | Annual line testing |  | UST Currently In Use: 3; UST Temp Close: 0; AST Currently In Use: 0; AST Temp Closed: 0 | 3 | 0 | 0 | 24749-089-018530 | JAY HO INC
49512 | Currently in Use |  | 2000-09-12 |  | Petroleum | Premium gasoline | Premium gasoline | Retail | Double Wall | Double Wall |  |  | Flexible |  | 1901-01-01 | Catchment Basin | Automatic shutoff device At 95% full | Automatic shutoff device At 95% full |  |  | Continuous Automatic Tank Gauge |  | Automatic flow restrictor (MLLD) | Automatic flow restrictor (MLLD) |  |  | Annual line testing | Annual line testing |  | UST Currently In Use: 3; UST Temp Close: 0; AST Currently In Use: 0; AST Temp Closed: 0 | 3 | 0 | 0 | 24749-089-018530 | JAY HO INC
49513 | Currently in Use |  | 2000-09-12 |  | Petroleum | Unleaded gasoline | Unleaded gasoline | Retail | Double Wall | Double Wall |  |  | Double Wall |  | 1901-01-01 | Catchment Basin | Automatic shutoff device At 95% full | Automatic shutoff device At 95% full | Interstitial Monitoring within Secondary Containment | SENSOR TO ATG | Other | [8 empty] | UST Currently In Use: 3; UST Temp Close: 0; AST Currently In Use: 0; AST Temp Closed: 0 | 3 | 0 | 0 | 24749-089-018530 | JAY HO INC
49514 | Permanently Closed | 2020-07-27 | 2000-09-18 | 2020-07-27 | Petroleum | Unleaded gasoline | Unleaded gasoline | Retail | Fiberglass reinforced plastic | Double Wall |  |  | Double Wall |  | 1901-01-01 | Catchment Basin | Automatic shutoff device At 95% full | Automatic shutoff device At 95% full | Interstitial Monitoring within Secondary Containment | SENSOR TO ATG |  | Single walled submersible pump containment sump | Automatic flow restrictor (MLLD) | Automatic flow restrictor (MLLD) | Interstitial Monitoring within Secondary Containment | SENSOR TO ATG | Continuous alarm system | Continuous alarm system |  | UST Currently In Use: 2; UST Temp Close: 0; AST Currently In Use: 0; AST Temp Closed: 0 | 2 | 0 | 3 | 13579-103-018531 | MURPHY OIL USA, INC.
49515 | Permanently Closed | 2020-07-27 | 2000-09-18 | 2020-07-27 | Petroleum | Unleaded gasoline | Unleaded gasoline | Retail | Fiberglass reinforced plastic | Double Wall |  |  | Flexible |  | 1901-01-01 | Catchment Basin | Automatic shutoff device At 95% full | Automatic shutoff device At 95% full | Interstitial Monitoring within Secondary Containment | SENSOR TO ATG |  | Single walled submersible pump containment sump | Containment Sump | Automatic flow restrictor (MLLD) | Interstitial Monitoring within Secondary Containment | SENSOR TO ATG | Continuous alarm system | Continuous alarm system |  | UST Currently In Use: 2; UST Temp Close: 0; AST Currently In Use: 0; AST Temp Closed: 0 | 2 | 0 | 3 | 13579-103-018531 | MURPHY OIL USA, INC.
49516 | Permanently Closed | 2020-07-27 | 2000-09-18 | 2020-07-27 | Petroleum | Premium gasoline | Premium gasoline | Retail | Double Wall | Double Wall |  |  | Flexible |  | 1901-01-01 | Catchment Basin | Automatic shutoff device At 95% full | Automatic shutoff device At 95% full | Interstitial Monitoring within Secondary Containment | SENSOR TO ATG |  | Single walled submersible pump containment sump | Automatic flow restrictor (MLLD) | Automatic flow restrictor (MLLD) | Interstitial Monitoring within Secondary Containment | SENSOR TO ATG | Continuous alarm system | Continuous alarm system |  | UST Currently In Use: 2; UST Temp Close: 0; AST Currently In Use: 0; AST Temp Closed: 0 | 2 | 0 | 3 | 13579-103-018531 | MURPHY OIL USA, INC.
49517 | Currently in Use |  | 1999-11-22 |  | Petroleum | Unleaded gasoline | Unleaded gasoline | Retail | Double Wall | Double Wall | Other |  | Flexible |  | 1901-01-01 | Catchment Basin | Flow Rest 90% Full | Flow Rest 90% Full |  | MANUAL/VISUAL CHECK | Continuous Automatic Tank Gauge |  | Containment Sump | Automatic flow restrictor (MLLD) |  |  | Annual line testing | Annual line testing |  | UST Currently In Use: 3; UST Temp Close: 0; AST Currently In Use: 0; AST Temp Closed: 0 | 3 | 0 | 0 | 21197-077-018532 | JOHN W. WATSON
49518 | Currently in Use |  | 1999-11-22 |  | Petroleum | Premium gasoline | Premium gasoline | Retail | Double Wall | Double Wall | DOUBLEWALL |  | Double Wall |  | 1901-01-01 | Catchment Basin | Flow Rest 90% Full | Flow Rest 90% Full |  | MANUAL/VISUAL CHECK | Continuous Automatic Tank Gauge |  | Automatic flow restrictor (MLLD) | Automatic flow restrictor (MLLD) |  |  | Annual line testing | Annual line testing |  | UST Currently In Use: 3; UST Temp Close: 0; AST Currently In Use: 0; AST Temp Closed: 0 | 3 | 0 | 0 | 21197-077-018532 | JOHN W. WATSON
49519 | Currently in Use |  | 1999-11-22 |  | Petroleum | On road diesel | On road diesel | Retail | Double Wall | Double Wall | DOUBLEWALL |  | Double Wall |  | 1901-01-01 | Catchment Basin | Automatic shutoff device At 95% full | Automatic shutoff device At 95% full |  | MANUAL/VISUAL CHECK | Automatic Tank Gauge | [8 empty] | UST Currently In Use: 3; UST Temp Close: 0; AST Currently In Use: 0; AST Temp Closed: 0 | 3 | 0 | 0 | 21197-077-018532 | JOHN W. WATSON
49520 | Temporary Closed | 2002-09-20 | 1987-06-01 |  | Petroleum | Unleaded gasoline | Unleaded gasoline | Retail | Steel | Steel | Coated & cathodic protection (sti-P3) |  | Fiberglass reinforced plastic |  |  | Catchment Basin | Automatic shutoff device At 95% full | Automatic shutoff device At 95% full |  |  | Statistical Inventory Reconciliation (SIR) | [8 empty] | UST Currently In Use: 0; UST Temp Close: 4; AST Currently In Use: 0; AST Temp Closed: 0 | 0 | 4 | 4 | 23981-073-004838 | FORESITE PARTNERS LLC
49521 | Temporary Closed | 2002-09-20 | 1987-06-01 |  | Petroleum | Mid-grade gasoline | Mid-grade gasoline | Retail | Steel | Steel | Coated & cathodic protection (sti-P3) |  | Fiberglass reinforced plastic |  |  | Catchment Basin | Flow Rest 90% Full | Automatic shutoff device At 95% full |  |  | Statistical Inventory Reconciliation (SIR) | [8 empty] | UST Currently In Use: 0; UST Temp Close: 4; AST Currently In Use: 0; AST Temp Closed: 0 | 0 | 4 | 4 | 23981-073-004838 | FORESITE PARTNERS LLC
49522 | Temporary Closed | 2002-09-20 | 1987-06-01 |  | Petroleum | Premium gasoline | Premium gasoline | Retail | Steel | Steel | Coated & cathodic protection (sti-P3) |  | Fiberglass reinforced plastic |  |  | Catchment Basin | Flow Rest 90% Full | Automatic shutoff device At 95% full |  |  | Statistical Inventory Reconciliation (SIR) | [8 empty] | UST Currently In Use: 0; UST Temp Close: 4; AST Currently In Use: 0; AST Temp Closed: 0 | 0 | 4 | 4 | 23981-073-004838 | FORESITE PARTNERS LLC
49523 | Temporary Closed | 2002-09-20 | 1987-06-01 |  | Petroleum | On road diesel | On road diesel | Retail | Steel | Steel | Coated & cathodic protection (sti-P3) |  | Fiberglass reinforced plastic |  |  | Catchment Basin | Automatic shutoff device At 95% full | Automatic shutoff device At 95% full |  |  | Statistical Inventory Reconciliation (SIR) | [8 empty] | UST Currently In Use: 0; UST Temp Close: 4; AST Currently In Use: 0; AST Temp Closed: 0 | 0 | 4 | 4 | 23981-073-004838 | FORESITE PARTNERS LLC
49524 | Currently in Use |  | 1998-09-20 |  | Petroleum | Unleaded gasoline | Unleaded gasoline | Retail | Fiberglass reinforced plastic | Fiberglass reinforced plastic |  |  | Double Wall |  |  | Catchment Basin | Automatic shutoff device At 95% full | Automatic shutoff device At 95% full |  |  | Automatic Tank Gauge |  | Automatic flow restrictor (MLLD) | Automatic flow restrictor (MLLD) |  |  | Annual line testing | Annual line testing |  | UST Currently In Use: 2; UST Temp Close: 0; AST Currently In Use: 0; AST Temp Closed: 0 | 2 | 0 | 0 | 23372-093-018533 | MIDSTATES PETROLEUM COMPANY
49525 | Currently in Use |  | 1998-09-20 |  | Petroleum | Premium gasoline | Premium gasoline | Retail | Single Wall | Fiberglass reinforced plastic |  |  | Flexible |  |  | Catchment Basin | Flow Rest 90% Full | Flow Rest 90% Full |  |  | Automatic Tank Gauge |  | Automatic flow restrictor (MLLD) | Automatic flow restrictor (MLLD) |  |  | Annual line testing | Annual line testing |  | UST Currently In Use: 2; UST Temp Close: 0; AST Currently In Use: 0; AST Temp Closed: 0 | 2 | 0 | 0 | 23372-093-018533 | MIDSTATES PETROLEUM COMPANY
49526 | Currently in Use |  | 2000-12-11 |  | Petroleum | Unleaded gasoline | Unleaded gasoline | Retail | Fiberglass coated steel | Fiberglass coated steel |  |  | Double Wall | APT | 1901-01-01 | Catchment Basin | Flow Rest 90% Full | Flow Rest 90% Full |  |  | Continuous Automatic Tank Gauge |  | Containment Sump | Automatic flow restrictor (MLLD) |  |  | Annual line testing | Annual line testing |  | UST Currently In Use: 3; UST Temp Close: 0; AST Currently In Use: 0; AST Temp Closed: 0 | 3 | 0 | 0 | 21308-121-018534 | PETRO AMERICA LLC
49527 | Currently in Use |  | 2000-12-11 |  | Petroleum | Premium gasoline | Premium gasoline | Retail | Fiberglass coated steel | Fiberglass coated steel |  |  | Double Wall | APT | 1901-01-01 | Catchment Basin | Flow Rest 90% Full | Flow Rest 90% Full |  |  | Continuous Automatic Tank Gauge |  | Automatic flow restrictor (MLLD) | Automatic flow restrictor (MLLD) |  |  | Annual line testing | Annual line testing |  | UST Currently In Use: 3; UST Temp Close: 0; AST Currently In Use: 0; AST Temp Closed: 0 | 3 | 0 | 0 | 21308-121-018534 | PETRO AMERICA LLC
49528 | Currently in Use |  | 2000-12-11 |  | Petroleum | On road diesel | On road diesel | Retail | 7D/3K | Fiberglass coated steel |  |  | Double Wall | APT | 1901-01-01 | Catchment Basin | Flow Rest 90% Full | Automatic shutoff device At 95% full |  |  | Continuous Automatic Tank Gauge | [8 empty] | UST Currently In Use: 3; UST Temp Close: 0; AST Currently In Use: 0; AST Temp Closed: 0 | 3 | 0 | 0 | 21308-121-018534 | PETRO AMERICA LLC
49529 | Currently in Use |  | 2000-01-13 |  | Petroleum | Unleaded gasoline | Unleaded gasoline | Retail | Fiberglass reinforced plastic | Fiberglass reinforced plastic |  |  | Double Wall | OPW | 1901-01-01 | Catchment Basin | Flow Rest 90% Full | Flow Rest 90% Full |  |  | Continuous Automatic Tank Gauge |  | Automatic flow restrictor (MLLD) | Automatic flow restrictor (MLLD) |  |  | Continuous alarm system | Annual line testing |  | UST Currently In Use: 3; UST Temp Close: 0; AST Currently In Use: 0; AST Temp Closed: 0 | 3 | 0 | 4 | 23429-015-013983 | MUSA PROPERTIES, LLC
49530 | Currently in Use |  | 2000-01-13 |  | Petroleum | Premium gasoline | Premium gasoline | Retail | Single Wall | Fiberglass reinforced plastic |  |  | Double Wall | OPW | 1901-01-01 | Catchment Basin | Flow Rest 90% Full | Flow Rest 90% Full |  |  | Continuous Automatic Tank Gauge |  | Containment Sump | Automatic flow restrictor (MLLD) |  |  | Annual line testing | Annual line testing |  | UST Currently In Use: 3; UST Temp Close: 0; AST Currently In Use: 0; AST Temp Closed: 0 | 3 | 0 | 4 | 23429-015-013983 | MUSA PROPERTIES, LLC
49531 | Currently in Use |  | 2000-01-13 |  | Petroleum | On road diesel | On road diesel | Retail | Fiberglass reinforced plastic | Fiberglass reinforced plastic |  |  | Double Wall | OPW | 1901-01-01 | Catchment Basin | Flow Rest 90% Full | Flow Rest 90% Full |  |  | Continuous Automatic Tank Gauge |  | Containment Sump | Automatic flow restrictor (MLLD) |  |  | Annual line testing | Annual line testing |  | UST Currently In Use: 3; UST Temp Close: 0; AST Currently In Use: 0; AST Temp Closed: 0 | 3 | 0 | 4 | 23429-015-013983 | MUSA PROPERTIES, LLC
49532 | Temporary Closed | 2004-01-15 | 1999-03-16 |  | Petroleum | Unleaded gasoline | Unleaded gasoline | Retail | Fiberglass reinforced plastic | Fiberglass reinforced plastic |  |  | Fiberglass reinforced plastic |  | 1901-01-01 | Catchment Basin | Automatic shutoff device At 95% full | Automatic shutoff device At 95% full |  |  | Statistical Inventory Reconciliation (SIR) | [8 empty] | UST Currently In Use: 0; UST Temp Close: 2; AST Currently In Use: 0; AST Temp Closed: 0 | 0 | 2 | 3 | 22858-027-008821 | HOOTON PROPERTIES
49533 | Temporary Closed | 2004-01-15 | 1999-03-19 |  | Petroleum | Premium gasoline | Premium gasoline | Retail | Fiberglass reinforced plastic | Fiberglass reinforced plastic |  |  | Fiberglass reinforced plastic |  | 1901-01-01 | Catchment Basin | Automatic shutoff device At 95% full | Automatic shutoff device At 95% full |  |  | Statistical Inventory Reconciliation (SIR) | [8 empty] | UST Currently In Use: 0; UST Temp Close: 2; AST Currently In Use: 0; AST Temp Closed: 0 | 0 | 2 | 3 | 22858-027-008821 | HOOTON PROPERTIES
49534 | Permanently Closed | 2004-05-19 | 1983-01-01 | 2005-04-18 | Petroleum | Mid-grade gasoline | Mid-grade gasoline | Emergency power generator | Steel | Steel | Field installed cathodic protection |  | CU IN PVC |  | 1901-01-01 | Catchment Basin | Automatic shutoff device At 95% full | Automatic shutoff device At 95% full | [11 empty] | UST Currently In Use: 0; UST Temp Close: 0; AST Currently In Use: 0; AST Temp Closed: 0 | 0 | 0 | 2 | 10276-069-004443 | ANSELL INC
49535 | Currently in Use |  | 2000-12-12 |  | Petroleum | Unleaded gasoline | Unleaded gasoline | Retail | Fiberglass coated steel | Fiberglass coated steel |  |  | Flexible |  | 1901-01-01 | Catchment Basin | Flow Rest 90% Full | Flow Rest 90% Full |  |  | Continuous Automatic Tank Gauge |  | Automatic shutoff device (AELLD) | Automatic shutoff device (AELLD) | [5 empty] | UST Currently In Use: 2; UST Temp Close: 0; AST Currently In Use: 0; AST Temp Closed: 0 | 2 | 0 | 0 | 20760-087-018538 | LAKE MARTIN, INC
49536 | Currently in Use |  | 2000-12-12 |  | Petroleum | Premium gasoline | Premium gasoline | Retail | Fiberglass coated steel | Fiberglass coated steel |  |  | Flexible |  | 1901-01-01 | Catchment Basin | Flow Rest 90% Full | Flow Rest 90% Full |  |  | Continuous Automatic Tank Gauge |  | Automatic shutoff device (AELLD) | Automatic shutoff device (AELLD) | [5 empty] | UST Currently In Use: 2; UST Temp Close: 0; AST Currently In Use: 0; AST Temp Closed: 0 | 2 | 0 | 0 | 20760-087-018538 | LAKE MARTIN, INC
49537 | Currently in Use |  | 2000-08-15 |  | Petroleum | Unleaded gasoline | Unleaded gasoline | Retail | Fiberglass coated steel | Fiberglass coated steel |  |  | Flexible |  | 1901-01-01 | Catchment Basin | Automatic shutoff device At 95% full | Automatic shutoff device At 95% full |  | SENSOR TO ATG | Continuous Automatic Tank Gauge |  | Containment Sump | Automatic flow restrictor (MLLD) |  | SENSOR TO ATG | Annual line testing | Annual line testing |  | UST Currently In Use: 1; UST Temp Close: 0; AST Currently In Use: 0; AST Temp Closed: 0 | 1 | 0 | 0 | 25362-097-018539 | SILVERTONE ENTERPRISES
49538 | Currently in Use |  | 2000-10-31 |  | Petroleum | Unleaded gasoline | Unleaded gasoline | Retail | Fiberglass coated steel | Fiberglass coated steel |  |  | Flexible | ENVIRON | 1901-01-01 | Catchment Basin | Automatic shutoff device At 95% full | Automatic shutoff device At 95% full |  |  | Continuous Automatic Tank Gauge |  | Containment Sump | Automatic flow restrictor (MLLD) | Interstitial Monitoring within Secondary Containment | SENSOR TO ATG | Continuous alarm system | Continuous alarm system |  | UST Currently In Use: 3; UST Temp Close: 0; AST Currently In Use: 0; AST Temp Closed: 0 | 3 | 0 | 0 | 22176-081-018540 | CIRCLE K
49539 | Currently in Use |  | 2000-10-31 |  | Petroleum | Premium gasoline | Premium gasoline | Retail | Fiberglass coated steel | Fiberglass coated steel |  |  | Flexible | ENVIRON | 1901-01-01 | Catchment Basin | Flow Rest 90% Full | Flow Rest 90% Full |  |  | Continuous Automatic Tank Gauge |  | Containment Sump | Automatic shutoff device (AELLD) | Interstitial Monitoring within Secondary Containment | SENSOR TO ATG | Continuous alarm system | Continuous alarm system |  | UST Currently In Use: 3; UST Temp Close: 0; AST Currently In Use: 0; AST Temp Closed: 0 | 3 | 0 | 0 | 22176-081-018540 | CIRCLE K
49540 | Currently in Use |  | 2000-10-31 |  | Petroleum | On road diesel | On road diesel | Retail | Fiberglass coated steel | Fiberglass coated steel |  |  | Flexible | ENVIRON | 1901-01-01 | Catchment Basin | Flow Rest 90% Full | Flow Rest 90% Full |  |  | Continuous Automatic Tank Gauge |  | Automatic shutoff device (AELLD) | Automatic shutoff device (AELLD) | Interstitial Monitoring within Secondary Containment | SENSOR TO ATG | Continuous alarm system | Continuous alarm system |  | UST Currently In Use: 3; UST Temp Close: 0; AST Currently In Use: 0; AST Temp Closed: 0 | 3 | 0 | 0 | 22176-081-018540 | CIRCLE K
49541 | Currently in Use |  | 1999-08-02 |  | Petroleum | Unleaded gasoline | Unleaded gasoline | Retail | Steel | Double Wall | Coated & cathodic protection (sti-P3) |  | Fiberglass reinforced plastic |  | 2013-07-03 | Catchment Basin | Flow Rest 90% Full | Flow Rest 90% Full | Interstitial Monitoring within Secondary Containment | SENSOR TO ATG | Continuous Automatic Tank Gauge |  | Automatic flow restrictor (MLLD) | Automatic flow restrictor (MLLD) | Interstitial Monitoring within Secondary Containment | SENSOR TO ATG | Continuous alarm system | Continuous alarm system |  | UST Currently In Use: 2; UST Temp Close: 0; AST Currently In Use: 0; AST Temp Closed: 0 | 2 | 0 | 0 | 15476-015-018537 | YOUNG OIL INC
49542 | Currently in Use |  | 1999-08-08 |  | Petroleum | Premium gasoline | Premium gasoline | Retail | Double Wall | Double Wall | Coated & cathodic protection (sti-P3) |  | Double Wall |  | 2013-07-03 | Catchment Basin | Flow Rest 90% Full | Flow Rest 90% Full | Interstitial Monitoring within Secondary Containment | SENSOR TO ATG | Continuous Automatic Tank Gauge |  | Automatic flow restrictor (MLLD) | Automatic flow restrictor (MLLD) | Interstitial Monitoring within Secondary Containment | SENSOR TO ATG | Continuous alarm system | Continuous alarm system |  | UST Currently In Use: 2; UST Temp Close: 0; AST Currently In Use: 0; AST Temp Closed: 0 | 2 | 0 | 0 | 15476-015-018537 | YOUNG OIL INC
49543 | Currently in Use |  | 1997-04-01 |  | Petroleum | Premium gasoline | Premium gasoline | Retail | Steel | Steel | Coated & cathodic protection (sti-P3) |  | Flexible |  |  | Catchment Basin | Flow Rest 90% Full | Flow Rest 90% Full |  |  | Continuous Automatic Tank Gauge |  | Containment Sump | Automatic flow restrictor (MLLD) | Interstitial Monitoring within Secondary Containment | SENSOR TO ATG | Continuous alarm system | Annual line testing |  | UST Currently In Use: 2; UST Temp Close: 0; AST Currently In Use: 0; AST Temp Closed: 0 | 2 | 0 | 0 | 24427-097-018541 | MAHAR HAIFA
49544 | Currently in Use |  | 1997-04-01 |  | Petroleum | Unleaded gasoline | Unleaded gasoline | Retail | Steel | Steel | Coated & cathodic protection (sti-P3) |  | Flexible |  |  | Catchment Basin | Flow Rest 90% Full | Flow Rest 90% Full |  |  | Continuous Automatic Tank Gauge |  | Automatic flow restrictor (MLLD) | Automatic flow restrictor (MLLD) | Interstitial Monitoring within Secondary Containment | SENSOR TO ATG | Annual line testing | Annual line testing |  | UST Currently In Use: 2; UST Temp Close: 0; AST Currently In Use: 0; AST Temp Closed: 0 | 2 | 0 | 0 | 24427-097-018541 | MAHAR HAIFA
49545 | Currently in Use |  | 1998-02-01 |  | Petroleum | On road diesel | On road diesel | Retail | Fiberglass coated steel | Fiberglass coated steel |  |  | Fiberglass reinforced plastic |  | 1901-01-01 | Catchment Basin | Audible high level alarm At 90% full | Audible high level alarm At 90% full |  |  | Continuous Automatic Tank Gauge |  | Automatic flow restrictor (MLLD) | Automatic flow restrictor (MLLD) |  |  | Annual line testing | Annual line testing |  | UST Currently In Use: 4; UST Temp Close: 0; AST Currently In Use: 0; AST Temp Closed: 0 | 4 | 0 | 2 | 21106-081-013247 | GRIGGS INC.
49546 | Currently in Use |  | 2000-03-15 |  | Petroleum | Unleaded gasoline | Unleaded gasoline | Retail | Fiberglass coated steel | Fiberglass coated steel |  |  | Fiberglass reinforced plastic |  | 1901-01-01 | Catchment Basin | Flow Rest 90% Full | Flow Rest 90% Full | Interstitial Monitoring within Secondary Containment |  | Continuous Automatic Tank Gauge |  | Automatic flow restrictor (MLLD) | Automatic flow restrictor (MLLD) |  |  | Annual line testing | Annual line testing |  | UST Currently In Use: 2; UST Temp Close: 0; AST Currently In Use: 0; AST Temp Closed: 0 | 2 | 0 | 7 | 25961-101-015113 | PREM SUN NEIL LLC
49548 | Currently in Use |  | 2000-03-15 |  | Petroleum | Premium gasoline | Premium gasoline | Retail | Fiberglass coated steel | Fiberglass coated steel |  |  | Fiberglass reinforced plastic |  | 1901-01-01 | Catchment Basin | Flow Rest 90% Full | Flow Rest 90% Full | Interstitial Monitoring within Secondary Containment |  | Continuous Automatic Tank Gauge |  | Automatic flow restrictor (MLLD) | Automatic flow restrictor (MLLD) |  |  | Annual line testing | Annual line testing |  | UST Currently In Use: 2; UST Temp Close: 0; AST Currently In Use: 0; AST Temp Closed: 0 | 2 | 0 | 7 | 25961-101-015113 | PREM SUN NEIL LLC
49549 | Currently in Use |  | 2000-09-20 |  | Petroleum | Unleaded gasoline | Unleaded gasoline | Retail | Fiberglass coated steel | Fiberglass coated steel |  |  | Flexible |  | 1901-01-01 | Catchment Basin | Flow Rest 90% Full | Flow Rest 90% Full |  |  | Continuous Automatic Tank Gauge |  | Containment Sump | Containment Sump | Interstitial Monitoring within Secondary Containment | SENSOR TO ATG | Continuous alarm system | Continuous alarm system |  | UST Currently In Use: 3; UST Temp Close: 0; AST Currently In Use: 0; AST Temp Closed: 0 | 3 | 0 | 0 | 25751-087-018542 | TIGER PRIDE MART LLC
49550 | Currently in Use |  | 2000-09-20 |  | Petroleum | Premium gasoline | Premium gasoline | Retail | Fiberglass coated steel | Fiberglass coated steel |  |  | Flexible |  | 1901-01-01 | Catchment Basin | Flow Rest 90% Full | Flow Rest 90% Full |  |  | Continuous Automatic Tank Gauge |  | Containment Sump | Containment Sump | Interstitial Monitoring within Secondary Containment | SENSOR TO ATG | Continuous alarm system | Continuous alarm system |  | UST Currently In Use: 3; UST Temp Close: 0; AST Currently In Use: 0; AST Temp Closed: 0 | 3 | 0 | 0 | 25751-087-018542 | TIGER PRIDE MART LLC
49551 | Currently in Use |  | 2000-09-20 |  | Petroleum | On road diesel | On road diesel | Retail | Fiberglass coated steel | Fiberglass coated steel |  |  | Flexible |  | 1901-01-01 | Catchment Basin | Flow Rest 90% Full | Flow Rest 90% Full |  |  | Continuous Automatic Tank Gauge |  | Containment Sump | Containment Sump | Interstitial Monitoring within Secondary Containment | SENSOR TO ATG | Continuous alarm system | Continuous alarm system |  | UST Currently In Use: 3; UST Temp Close: 0; AST Currently In Use: 0; AST Temp Closed: 0 | 3 | 0 | 0 | 25751-087-018542 | TIGER PRIDE MART LLC
49552 | Currently in Use |  | 2000-11-21 |  | Petroleum | Unleaded gasoline | Unleaded gasoline | Retail | Double Wall | Double Wall |  |  | Double Wall | OPW | 1901-01-01 | Catchment Basin | Automatic shutoff device At 95% full | Automatic shutoff device At 95% full |  |  | Continuous Automatic Tank Gauge |  | Automatic flow restrictor (MLLD) | Automatic flow restrictor (MLLD) |  |  | Annual line testing | Annual line testing |  | UST Currently In Use: 2; UST Temp Close: 0; AST Currently In Use: 0; AST Temp Closed: 0 | 2 | 0 | 0 | 23679-073-018543 | BOCA PROPERTIES LLC
49553 | Currently in Use |  | 2000-11-21 |  | Petroleum | Premium gasoline | Premium gasoline | Retail | 8P/4D | Double Wall |  |  | Flexible | OPW | 1901-01-01 | Catchment Basin | Automatic shutoff device At 95% full | Automatic shutoff device At 95% full |  |  | Continuous Automatic Tank Gauge |  | Automatic flow restrictor (MLLD) | Automatic flow restrictor (MLLD) |  |  | Annual line testing | Annual line testing |  | UST Currently In Use: 2; UST Temp Close: 0; AST Currently In Use: 0; AST Temp Closed: 0 | 2 | 0 | 0 | 23679-073-018543 | BOCA PROPERTIES LLC
49554 | Currently in Use |  | 2000-11-28 |  | Petroleum | Unleaded gasoline | Unleaded gasoline | Retail | Fiberglass coated steel | Fiberglass coated steel |  |  | Fiberglass reinforced plastic |  | 1901-01-01 | Catchment Basin | Automatic shutoff device At 95% full | Automatic shutoff device At 95% full |  |  | Continuous Automatic Tank Gauge |  | Automatic shutoff device (AELLD) | Automatic shutoff device (AELLD) | [5 empty] | UST Currently In Use: 3; UST Temp Close: 0; AST Currently In Use: 0; AST Temp Closed: 0 | 3 | 0 | 1 | 15420-123-016257 | MAPCO EXPRESS, INC.
49555 | Currently in Use |  | 2000-12-28 |  | Petroleum | On road diesel | On road diesel | Retail | Fiberglass coated steel | Fiberglass coated steel |  |  | Fiberglass reinforced plastic |  | 1901-01-01 | Catchment Basin | Flow Rest 90% Full | Flow Rest 90% Full |  |  | Continuous Automatic Tank Gauge |  | Automatic flow restrictor (MLLD) | Automatic flow restrictor (MLLD) |  |  | Annual line testing | Annual line testing |  | UST Currently In Use: 2; UST Temp Close: 0; AST Currently In Use: 0; AST Temp Closed: 0 | 2 | 0 | 0 | 21140-041-018544 | LORA KISER
49556 | Currently in Use |  | 2000-12-28 |  | Petroleum | Unleaded gasoline | Unleaded gasoline | Retail | Fiberglass coated steel | Fiberglass coated steel |  |  | Fiberglass reinforced plastic |  | 1901-01-01 | Catchment Basin | Flow Rest 90% Full | Flow Rest 90% Full |  |  | Continuous Automatic Tank Gauge |  | Automatic flow restrictor (MLLD) | Automatic flow restrictor (MLLD) |  |  | Annual line testing | Annual line testing |  | UST Currently In Use: 2; UST Temp Close: 0; AST Currently In Use: 0; AST Temp Closed: 0 | 2 | 0 | 0 | 21140-041-018544 | LORA KISER
49557 | Permanently Closed | 2009-04-29 | 2000-12-04 | 2010-10-15 | Petroleum | On road diesel | On road diesel | Emergency Power Generator | Fiberglass coated steel | Fiberglass coated steel |  |  | Flexible |  | 1901-01-01 | Catchment Basin | Flow Rest 90% Full | Flow Rest 90% Full | [11 empty] | UST Currently In Use: 0; UST Temp Close: 0; AST Currently In Use: 0; AST Temp Closed: 0 | 0 | 0 | 3 | 23014-025-002840 | STATE OF AL BOARD OF PARDONS PAROLES
49558 | Currently in Use |  | 1995-04-05 |  | Petroleum | On road diesel | On road diesel | Retail | Steel | Single Wall | Coated & cathodic protection (sti-P3) |  | Fiberglass reinforced plastic |  |  | Catchment Basin | Flow Rest 90% Full | Flow Rest 90% Full |  |  | Continuous Automatic Tank Gauge |  | Automatic shutoff device (AELLD) | Automatic shutoff device (AELLD) | [5 empty] | UST Currently In Use: 3; UST Temp Close: 0; AST Currently In Use: 1; AST Temp Closed: 0 | 3 | 0 | 0 | 23552-127-017353 | ASHOKKUMAR PATEL
49559 | Permanently Closed | 2013-01-29 | 1992-03-03 | 2014-08-27 | Petroleum | On road diesel | On road diesel | Industrial | Steel | Steel | Coated & cathodic protection (sti-P3) |  | Fiberglass reinforced plastic |  |  | Catchment Basin | Automatic shutoff device At 95% full | Automatic shutoff device At 95% full |  |  | Statistical Inventory Reconciliation (SIR) | [8 empty] | UST Currently In Use: 0; UST Temp Close: 0; AST Currently In Use: 0; AST Temp Closed: 0 | 0 | 0 | 5 | 24371-073-015251 | KENAN ADVANTAGE GROUP
49560 | Permanently Closed | 2013-02-18 | 1992-03-03 | 2014-08-27 | Petroleum | Unleaded gasoline | Unleaded gasoline | Industrial | Steel | Steel | Coated & cathodic protection (sti-P3) |  | Fiberglass reinforced plastic |  |  | Catchment Basin | Automatic shutoff device At 95% full | Automatic shutoff device At 95% full |  |  | Statistical Inventory Reconciliation (SIR) | [8 empty] | UST Currently In Use: 0; UST Temp Close: 0; AST Currently In Use: 0; AST Temp Closed: 0 | 0 | 0 | 5 | 24371-073-015251 | KENAN ADVANTAGE GROUP
49561 | Currently in Use |  | 2000-12-28 |  | Petroleum | On road diesel | On road diesel | Emergency Power Generator | Double Wall | Double Wall |  |  | Flexible |  | 1901-01-01 | Catchment Basin | Audible high level alarm At 90% full | Audible high level alarm At 90% full | Interstitial Monitoring within Secondary Containment |  | Continuous Automatic Tank Gauge | [8 empty] | UST Currently In Use: 1; UST Temp Close: 0; AST Currently In Use: 0; AST Temp Closed: 0 | 1 | 0 | 1 | 20884-097-018387 | MOBILE COUNTY COMMUNICATIONS DISTRIC
49562 | Currently in Use |  | 2000-12-05 |  | Petroleum | On road diesel | On road diesel | Emergency power generator | Fiberglass coated steel | Double Wall |  |  | Flexible |  | 1901-01-01 | Catchment Basin | Flow Rest 90% Full | Flow Rest 90% Full | Interstitial Monitoring within Secondary Containment | MANUAL/VISUAL CHECK | [9 empty] | UST Currently In Use: 1; UST Temp Close: 0; AST Currently In Use: 0; AST Temp Closed: 0 | 1 | 0 | 1 | 24266-101-001699 | MONTGOMERY AREA MENTAL HEALTH AUTHOR
49563 | Temporary Closed | 2011-01-01 | 2000-12-05 |  | Petroleum | On road diesel | On road diesel | Emergency Power Generator | Fiberglass coated steel | Fiberglass coated steel |  |  | Flexible |  | 1901-01-01 | Catchment Basin | Flow Rest 90% Full | Flow Rest 90% Full | Interstitial Monitoring within Secondary Containment | [10 empty] | UST Currently In Use: 0; UST Temp Close: 2; AST Currently In Use: 1; AST Temp Closed: 0 | 0 | 2 | 4 | 10112-051-000486 | ALABAMA DEPT OF CORRECTIONS
49564 | Currently in Use |  | 2000-10-05 |  | Petroleum | On road diesel | On road diesel | Local government | Steel | Steel | Coated & cathodic protection (sti-P3) |  | Flexible |  |  | Catchment Basin | Automatic shutoff device At 95% full | Automatic shutoff device At 95% full | Interstitial Monitoring within Secondary Containment | SENSOR TO ATG | Continuous Automatic Tank Gauge | [8 empty] | UST Currently In Use: 5; UST Temp Close: 0; AST Currently In Use: 1; AST Temp Closed: 0 | 5 | 0 | 9 | 11054-097-004725 | CITY OF MOBILE
49565 | Currently in Use |  | 2000-10-05 |  | Petroleum | On road diesel | On road diesel | Local government | Steel | Steel | Coated & cathodic protection (sti-P3) |  | Flexible |  |  | Catchment Basin | Automatic shutoff device At 95% full | Automatic shutoff device At 95% full | Interstitial Monitoring within Secondary Containment | SENSOR TO ATG | Continuous Automatic Tank Gauge | [8 empty] | UST Currently In Use: 5; UST Temp Close: 0; AST Currently In Use: 1; AST Temp Closed: 0 | 5 | 0 | 9 | 11054-097-004725 | CITY OF MOBILE
49567 | Currently in Use |  | 2000-10-05 |  | Petroleum | On road diesel | On road diesel | Local government | Steel | Steel | Coated & cathodic protection (sti-P3) |  | Flexible |  |  | Catchment Basin | Automatic shutoff device At 95% full | Automatic shutoff device At 95% full | Interstitial Monitoring within Secondary Containment | SENSOR TO ATG | Continuous Automatic Tank Gauge | [8 empty] | UST Currently In Use: 5; UST Temp Close: 0; AST Currently In Use: 1; AST Temp Closed: 0 | 5 | 0 | 9 | 11054-097-004725 | CITY OF MOBILE
49568 | Currently in Use |  | 2001-01-15 |  | Petroleum | Unleaded gasoline | Unleaded gasoline | Industrial | Steel | Steel | Coated & cathodic protection (sti-P3) |  | Flexible |  |  | Catchment Basin | Automatic shutoff device At 95% full | Automatic shutoff device At 95% full |  |  | Automatic Tank Gauge | [8 empty] | UST Currently In Use: 2; UST Temp Close: 0; AST Currently In Use: 0; AST Temp Closed: 0 | 2 | 0 | 0 | 21148-097-018546 | SJ&L CONTRACTORS INC
49569 | Currently in Use |  | 2001-01-15 |  | Petroleum | On road diesel | On road diesel | Industrial | Steel | Steel | Coated & cathodic protection (sti-P3) |  | Flexible |  |  | Catchment Basin | Automatic shutoff device At 95% full | Automatic shutoff device At 95% full |  |  | Automatic Tank Gauge | [8 empty] | UST Currently In Use: 2; UST Temp Close: 0; AST Currently In Use: 0; AST Temp Closed: 0 | 2 | 0 | 0 | 21148-097-018546 | SJ&L CONTRACTORS INC
49570 | Currently in Use |  | 2000-11-30 |  | Petroleum | Unleaded gasoline | Unleaded gasoline | Retail | Fiberglass reinforced plastic | Fiberglass reinforced plastic |  |  | Fiberglass reinforced plastic |  | 1901-01-01 | Catchment Basin | Flow Rest 90% Full | Flow Rest 90% Full |  |  | Statistical Inventory Reconciliation (SIR) |  | Automatic flow restrictor (MLLD) | Automatic flow restrictor (MLLD) |  |  | Statistical inventory reconciliation (SIR) | Statistical inventory reconciliation (SIR) |  | UST Currently In Use: 3; UST Temp Close: 0; AST Currently In Use: 0; AST Temp Closed: 0 | 3 | 0 | 0 | 14410-003-018547 | MCDONALD OIL COMPANY
49571 | Currently in Use |  | 2000-11-30 |  | Petroleum | Premium gasoline | Premium gasoline | Retail | Fiberglass reinforced plastic | Fiberglass reinforced plastic |  |  | Fiberglass reinforced plastic |  | 1901-01-01 | Catchment Basin | Flow Rest 90% Full | Flow Rest 90% Full |  |  | Statistical Inventory Reconciliation (SIR) |  | Containment Sump | Automatic flow restrictor (MLLD) |  |  | Statistical inventory reconciliation (SIR) | Statistical inventory reconciliation (SIR) |  | UST Currently In Use: 3; UST Temp Close: 0; AST Currently In Use: 0; AST Temp Closed: 0 | 3 | 0 | 0 | 14410-003-018547 | MCDONALD OIL COMPANY
49572 | Currently in Use |  | 2000-11-30 |  | Petroleum | On road diesel | On road diesel | Retail | Fiberglass reinforced plastic | Fiberglass reinforced plastic |  |  | Fiberglass reinforced plastic |  | 1901-01-01 | Catchment Basin | Flow Rest 90% Full | Flow Rest 90% Full |  |  | Statistical Inventory Reconciliation (SIR) |  | Automatic flow restrictor (MLLD) | Automatic flow restrictor (MLLD) |  |  | Statistical inventory reconciliation (SIR) | Statistical inventory reconciliation (SIR) |  | UST Currently In Use: 3; UST Temp Close: 0; AST Currently In Use: 0; AST Temp Closed: 0 | 3 | 0 | 0 | 14410-003-018547 | MCDONALD OIL COMPANY
49573 | Currently in Use |  | 1999-03-06 |  | Petroleum | Unleaded gasoline | Unleaded gasoline | Industrial | Fiberglass reinforced plastic | Fiberglass reinforced plastic |  |  | Fiberglass reinforced plastic |  | 1901-01-01 | Catchment Basin | Automatic shutoff device At 95% full | Automatic shutoff device At 95% full |  |  | Statistical Inventory Reconciliation (SIR) | [8 empty] | UST Currently In Use: 1; UST Temp Close: 0; AST Currently In Use: 0; AST Temp Closed: 0 | 1 | 0 | 1 | 13353-125-006640 | MCGIFFERT AND ASSOCIATES INC
49574 | Currently in Use |  | 1997-04-21 |  | Petroleum | Unleaded gasoline | Unleaded gasoline | Retail | Single Wall | Fiberglass coated steel |  |  | Double Wall | ENVIRON | 1901-01-01 | Catchment Basin | Flow Rest 90% Full | Flow Rest 90% Full |  |  | Continuous Automatic Tank Gauge |  | Containment Sump | Automatic flow restrictor (MLLD) | Interstitial Monitoring within Secondary Containment | SENSOR TO ATG | Continuous alarm system | Continuous alarm system |  | UST Currently In Use: 4; UST Temp Close: 0; AST Currently In Use: 0; AST Temp Closed: 0 | 4 | 0 | 0 | 11661-089-018548 | EDWARDS OIL COMPANY
49575 | Currently in Use |  | 1997-04-21 |  | Petroleum | Premium gasoline | Premium gasoline | Retail | Single Wall | Fiberglass coated steel |  |  | Double Wall | ENVIRON | 1901-01-01 | Catchment Basin | Flow Rest 90% Full | Flow Rest 90% Full |  |  | Continuous Automatic Tank Gauge |  | Automatic flow restrictor (MLLD) | Automatic flow restrictor (MLLD) | Interstitial Monitoring within Secondary Containment | SENSOR TO ATG | Continuous alarm system | Continuous alarm system |  | UST Currently In Use: 4; UST Temp Close: 0; AST Currently In Use: 0; AST Temp Closed: 0 | 4 | 0 | 0 | 11661-089-018548 | EDWARDS OIL COMPANY
49576 | Currently in Use |  | 1997-04-21 |  | Petroleum | Other, RACINGFUEL | Other | Retail | Fiberglass coated steel | Fiberglass coated steel |  |  | Double Wall | APT | 1901-01-01 | Catchment Basin | Flow Rest 90% Full | Flow Rest 90% Full |  |  | Continuous Automatic Tank Gauge |  | Automatic flow restrictor (MLLD) | Automatic flow restrictor (MLLD) | Interstitial Monitoring within Secondary Containment | SENSOR TO ATG | Continuous alarm system | Continuous alarm system |  | UST Currently In Use: 4; UST Temp Close: 0; AST Currently In Use: 0; AST Temp Closed: 0 | 4 | 0 | 0 | 11661-089-018548 | EDWARDS OIL COMPANY
49577 | Temporary Closed | 2022-07-08 | 1993-12-17 |  | Petroleum | Premium gasoline | Premium gasoline | Retail | Single Wall | Single Wall | Coated & cathodic protection (sti-P3) |  | Double Wall |  |  | Catchment Basin | Flow Rest 90% Full | Flow Rest 90% Full |  |  | Automatic Tank Gauge | Single walled submersible pump containment sump | Automatic flow restrictor (MLLD) | Automatic flow restrictor (MLLD) |  |  | Other | Annual line testing |  | UST Currently In Use: 1; UST Temp Close: 1; AST Currently In Use: 0; AST Temp Closed: 0 | 1 | 1 | 0 | 24047-103-007578 | JAMAL K. ALAHWAS
49578 | Currently in Use |  | 2000-11-20 |  | Petroleum | Unleaded gasoline | Unleaded gasoline | Retail | Fiberglass reinforced plastic | Double Wall |  |  | PISCES | OPW | 1901-01-01 | Catchment Basin | Automatic shutoff device At 95% full | Automatic shutoff device At 95% full | Interstitial Monitoring within Secondary Containment | SENSOR TO ATG | Continuous Automatic Tank Gauge |  | Automatic shutoff device (AELLD) | Automatic shutoff device (AELLD) | [5 empty] | UST Currently In Use: 2; UST Temp Close: 0; AST Currently In Use: 0; AST Temp Closed: 0 | 2 | 0 | 0 | 21152-117-018549 | GREYSTONE PETRO LLC
49579 | Currently in Use |  | 2000-11-20 |  | Petroleum | Premium gasoline | Premium gasoline | Retail | Fiberglass reinforced plastic | Fiberglass reinforced plastic |  |  | PISCES | OPW | 1901-01-01 | Catchment Basin | Automatic shutoff device At 95% full | Automatic shutoff device At 95% full | Interstitial Monitoring within Secondary Containment | SENSOR TO ATG | Continuous Automatic Tank Gauge |  | Automatic shutoff device (AELLD) | Automatic shutoff device (AELLD) | [5 empty] | UST Currently In Use: 2; UST Temp Close: 0; AST Currently In Use: 0; AST Temp Closed: 0 | 2 | 0 | 0 | 21152-117-018549 | GREYSTONE PETRO LLC
49580 | Currently in Use |  | 1998-11-06 |  | Petroleum | Unleaded gasoline | Unleaded gasoline | Retail | Fiberglass coated steel | Fiberglass coated steel |  |  | Flexible |  | 1901-01-01 | Catchment Basin | Automatic shutoff device At 95% full | Automatic shutoff device At 95% full |  |  | Automatic Tank Gauge |  | Automatic flow restrictor (MLLD) | Automatic flow restrictor (MLLD) | Interstitial Monitoring within Secondary Containment |  | Statistical inventory reconciliation (SIR) | Continuous alarm system |  | UST Currently In Use: 3; UST Temp Close: 0; AST Currently In Use: 0; AST Temp Closed: 0 | 3 | 0 | 3 | 24495-051-003385 | SUNNY KRINA LLC
49581 | Currently in Use |  | 1998-11-06 |  | Petroleum | Premium gasoline | Premium gasoline | Retail | Fiberglass coated steel | Fiberglass coated steel |  |  | Flexible |  | 1901-01-01 | Catchment Basin | Flow Rest 90% Full | Flow Rest 90% Full |  |  | Automatic Tank Gauge |  | Automatic flow restrictor (MLLD) | Automatic flow restrictor (MLLD) | Interstitial Monitoring within Secondary Containment |  | Continuous alarm system | Continuous alarm system |  | UST Currently In Use: 3; UST Temp Close: 0; AST Currently In Use: 0; AST Temp Closed: 0 | 3 | 0 | 3 | 24495-051-003385 | SUNNY KRINA LLC
49582 | Currently in Use |  | 1998-11-06 |  | Petroleum | On road diesel | On road diesel | Retail | Fiberglass coated steel | Fiberglass coated steel |  |  | Flexible |  | 1901-01-01 | Catchment Basin | Automatic shutoff device At 95% full | Automatic shutoff device At 95% full |  |  | Automatic Tank Gauge |  | Automatic flow restrictor (MLLD) | Automatic flow restrictor (MLLD) | Interstitial Monitoring within Secondary Containment |  | Continuous alarm system | Continuous alarm system |  | UST Currently In Use: 3; UST Temp Close: 0; AST Currently In Use: 0; AST Temp Closed: 0 | 3 | 0 | 3 | 24495-051-003385 | SUNNY KRINA LLC
49583 | Currently in Use |  | 2001-01-01 |  | Petroleum | Unleaded gasoline | Unleaded gasoline | Retail | Fiberglass coated steel | Fiberglass coated steel |  |  | Flexible |  | 1901-01-01 | Catchment Basin | Flow Rest 90% Full | Flow Rest 90% Full |  |  | Continuous Automatic Tank Gauge |  | Containment Sump | Automatic flow restrictor (MLLD) |  |  | Annual line testing | Annual line testing |  | UST Currently In Use: 2; UST Temp Close: 0; AST Currently In Use: 0; AST Temp Closed: 0 | 2 | 0 | 0 | 20760-081-018550 | LAKE MARTIN, INC
49584 | Currently in Use |  | 2001-01-01 |  | Petroleum | Premium gasoline | Premium gasoline | Retail | Fiberglass coated steel | Fiberglass coated steel |  |  | Flexible |  | 1901-01-01 | Catchment Basin | Flow Rest 90% Full | Flow Rest 90% Full |  |  | Continuous Automatic Tank Gauge |  | Automatic flow restrictor (MLLD) | Automatic flow restrictor (MLLD) |  |  | Annual line testing | Annual line testing |  | UST Currently In Use: 2; UST Temp Close: 0; AST Currently In Use: 0; AST Temp Closed: 0 | 2 | 0 | 0 | 20760-081-018550 | LAKE MARTIN, INC
49585 | Currently in Use |  | 2000-11-15 |  | Petroleum | On road diesel | On road diesel | Retail | Fiberglass coated steel | Fiberglass coated steel |  |  | Flexible |  | 1901-01-01 | Catchment Basin | Flow Rest 90% Full | Flow Rest 90% Full |  |  | Continuous Automatic Tank Gauge |  | Automatic flow restrictor (MLLD) | Automatic flow restrictor (MLLD) |  | SENSOR TO ATG | Annual line testing | Annual line testing |  | UST Currently In Use: 3; UST Temp Close: 0; AST Currently In Use: 0; AST Temp Closed: 0 | 3 | 0 | 0 | 23875-081-018551 | OPELIKA GREWAL LLC
49586 | Currently in Use |  | 2000-11-15 |  | Petroleum | Unleaded gasoline | Unleaded gasoline | Retail | Fiberglass coated steel | Fiberglass coated steel |  |  | Flexible |  | 1901-01-01 | Catchment Basin | Flow Rest 90% Full | Flow Rest 90% Full |  |  | Continuous Automatic Tank Gauge |  | Containment Sump | Automatic flow restrictor (MLLD) | Interstitial Monitoring within Secondary Containment | SENSOR TO ATG | Annual line testing | Annual line testing |  | UST Currently In Use: 3; UST Temp Close: 0; AST Currently In Use: 0; AST Temp Closed: 0 | 3 | 0 | 0 | 23875-081-018551 | OPELIKA GREWAL LLC
49587 | Currently in Use |  | 2000-11-15 |  | Petroleum | Premium gasoline | Premium gasoline | Retail | Fiberglass coated steel | Fiberglass coated steel |  |  | Flexible |  | 1901-01-01 | Catchment Basin | Flow Rest 90% Full | Flow Rest 90% Full |  |  | Continuous Automatic Tank Gauge |  | Automatic flow restrictor (MLLD) | Automatic flow restrictor (MLLD) |  |  | Annual line testing | Annual line testing |  | UST Currently In Use: 3; UST Temp Close: 0; AST Currently In Use: 0; AST Temp Closed: 0 | 3 | 0 | 0 | 23875-081-018551 | OPELIKA GREWAL LLC
49588 | Currently in Use |  | 2000-07-08 |  | Petroleum | Unleaded gasoline | Unleaded gasoline | Retail | Double Wall | Double Wall |  |  | Flexible |  |  | Catchment Basin | Flow Rest 90% Full | Automatic shutoff device At 95% full | Interstitial Monitoring within Secondary Containment | SENSOR TO ATG | Continuous Automatic Tank Gauge |  | Containment Sump | Automatic flow restrictor (MLLD) |  | SENSOR TO ATG | Continuous alarm system | Annual line testing |  | UST Currently In Use: 3; UST Temp Close: 0; AST Currently In Use: 0; AST Temp Closed: 0 | 3 | 0 | 0 | 23372-033-018552 | MIDSTATES PETROLEUM COMPANY
49589 | Currently in Use |  | 2000-07-08 |  | Petroleum | Premium gasoline | Premium gasoline | Retail | Double Wall | Double Wall |  |  | Double Wall |  |  | Catchment Basin | Automatic shutoff device At 95% full | Automatic shutoff device At 95% full | Interstitial Monitoring within Secondary Containment | SENSOR TO ATG | Continuous Automatic Tank Gauge |  | Automatic flow restrictor (MLLD) | Automatic flow restrictor (MLLD) |  | SENSOR TO ATG | Continuous alarm system | Annual line testing |  | UST Currently In Use: 3; UST Temp Close: 0; AST Currently In Use: 0; AST Temp Closed: 0 | 3 | 0 | 0 | 23372-033-018552 | MIDSTATES PETROLEUM COMPANY
49590 | Currently in Use |  | 2000-07-08 |  | Petroleum | On road diesel | On road diesel | Retail | Double Wall | Double Wall |  |  | Flexible |  |  | Catchment Basin | Automatic shutoff device At 95% full | Automatic shutoff device At 95% full | Interstitial Monitoring within Secondary Containment | SENSOR TO ATG | Continuous Automatic Tank Gauge |  | Automatic flow restrictor (MLLD) | Automatic flow restrictor (MLLD) |  | SENSOR TO ATG | Annual line testing | Annual line testing |  | UST Currently In Use: 3; UST Temp Close: 0; AST Currently In Use: 0; AST Temp Closed: 0 | 3 | 0 | 0 | 23372-033-018552 | MIDSTATES PETROLEUM COMPANY
49591 | Currently in Use |  | 1999-03-03 |  | Petroleum | Unleaded gasoline | Unleaded gasoline | Retail | Steel | Steel | Coated & cathodic protection (sti-P3) |  | Flexible |  |  | Catchment Basin | Flow Rest 90% Full | Flow Rest 90% Full |  |  | Continuous Automatic Tank Gauge |  | Automatic shutoff device (AELLD) | Automatic shutoff device (AELLD) | [5 empty] | UST Currently In Use: 3; UST Temp Close: 0; AST Currently In Use: 0; AST Temp Closed: 0 | 3 | 0 | 0 | 14247-109-018553 | RUSSELL OIL COMPANY, INC.
49593 | Currently in Use |  | 1999-03-03 |  | Petroleum | Premium gasoline | Premium gasoline | Retail | Steel | Steel | Coated & cathodic protection (sti-P3) |  | Flexible |  |  | Catchment Basin | Flow Rest 90% Full | Flow Rest 90% Full |  |  | Continuous Automatic Tank Gauge |  | Automatic shutoff device (AELLD) | Automatic shutoff device (AELLD) | [5 empty] | UST Currently In Use: 3; UST Temp Close: 0; AST Currently In Use: 0; AST Temp Closed: 0 | 3 | 0 | 0 | 14247-109-018553 | RUSSELL OIL COMPANY, INC.
49594 | Currently in Use |  | 1999-03-03 |  | Petroleum | On road diesel | On road diesel | Retail | Steel | Steel | Coated & cathodic protection (sti-P3) |  | Flexible |  |  | Catchment Basin | Flow Rest 90% Full | Flow Rest 90% Full |  |  | Continuous Automatic Tank Gauge |  | Automatic shutoff device (AELLD) | Automatic shutoff device (AELLD) | [5 empty] | UST Currently In Use: 3; UST Temp Close: 0; AST Currently In Use: 0; AST Temp Closed: 0 | 3 | 0 | 0 | 14247-109-018553 | RUSSELL OIL COMPANY, INC.
49595 | Permanently Closed | 2020-02-05 | 2001-03-15 | 2021-12-15 | Petroleum | Unleaded gasoline | Unleaded gasoline | Retail | Fiberglass coated steel | Double Wall |  |  | Flexible | OPW | 1901-01-01 | Catchment Basin | Flow Rest 90% Full | Flow Rest 90% Full |  |  | Continuous Automatic Tank Gauge |  | Automatic flow restrictor (MLLD) | Automatic flow restrictor (MLLD) |  |  | Annual line testing | Annual line testing |  | UST Currently In Use: 0; UST Temp Close: 0; AST Currently In Use: 0; AST Temp Closed: 0 | 0 | 0 | 2 | 13338-063-018555 | MCBRIDE OIL COMPANY, INC.
49596 | Permanently Closed | 2020-02-05 | 2001-03-15 | 2021-12-15 | Petroleum | Premium gasoline | Premium gasoline | Retail | Fiberglass coated steel | Double Wall |  |  | Flexible | OPW | 1901-01-01 | Catchment Basin | Flow Rest 90% Full | Flow Rest 90% Full |  |  | Continuous Automatic Tank Gauge |  | Containment Sump | Automatic flow restrictor (MLLD) |  |  | Annual line testing | Annual line testing |  | UST Currently In Use: 0; UST Temp Close: 0; AST Currently In Use: 0; AST Temp Closed: 0 | 0 | 0 | 2 | 13338-063-018555 | MCBRIDE OIL COMPANY, INC.
49597 | Temporary Closed | 2018-08-01 | 2001-03-07 |  | Petroleum | Unleaded gasoline | Unleaded gasoline | Retail | Fiberglass reinforced plastic | Fiberglass reinforced plastic |  |  | Fiberglass reinforced plastic |  | 1901-01-01 | Catchment Basin | Automatic shutoff device At 95% full | Automatic shutoff device At 95% full |  |  | Statistical Inventory Reconciliation (SIR) | [8 empty] | UST Currently In Use: 0; UST Temp Close: 2; AST Currently In Use: 0; AST Temp Closed: 0 | 0 | 2 | 0 | 25369-055-018554 | N&M SERVICES INC
49598 | Temporary Closed | 2018-08-01 | 2001-03-07 |  | Petroleum | Premium gasoline | Premium gasoline | Retail | Fiberglass reinforced plastic | Fiberglass reinforced plastic |  |  | Fiberglass reinforced plastic |  | 1901-01-01 | Catchment Basin | Automatic shutoff device At 95% full | Automatic shutoff device At 95% full |  |  | Statistical Inventory Reconciliation (SIR) | [8 empty] | UST Currently In Use: 0; UST Temp Close: 2; AST Currently In Use: 0; AST Temp Closed: 0 | 0 | 2 | 0 | 25369-055-018554 | N&M SERVICES INC
49599 | Currently in Use |  | 1999-11-01 |  | Petroleum | Unleaded gasoline | Unleaded gasoline | Retail | Double Wall | Double Wall |  |  | Fiberglass reinforced plastic |  | 1901-01-01 | Catchment Basin | Automatic shutoff device At 95% full | Automatic shutoff device At 95% full |  |  | Continuous Automatic Tank Gauge |  | Automatic shutoff device (AELLD) | Automatic shutoff device (AELLD) | [5 empty] | UST Currently In Use: 2; UST Temp Close: 0; AST Currently In Use: 0; AST Temp Closed: 0 | 2 | 0 | 3 | 13526-073-015688 | MOORE OIL COMPANY, INC.
49600 | Currently in Use |  | 1999-11-01 |  | Petroleum | Premium gasoline | Premium gasoline | Retail | Fiberglass reinforced plastic | Double Wall |  |  | 2 PIECES |  | 1901-01-01 | Catchment Basin | Automatic shutoff device At 95% full | Automatic shutoff device At 95% full |  |  | Continuous Automatic Tank Gauge |  | Automatic shutoff device (AELLD) | Automatic shutoff device (AELLD) | [5 empty] | UST Currently In Use: 2; UST Temp Close: 0; AST Currently In Use: 0; AST Temp Closed: 0 | 2 | 0 | 3 | 13526-073-015688 | MOORE OIL COMPANY, INC.
49602 | Currently in Use |  | 1994-03-02 |  | Petroleum | Unleaded gasoline | Unleaded gasoline | Retail | Single Wall | Fiberglass reinforced plastic |  |  | Double Wall |  | 1901-01-01 | Catchment Basin | Flow Rest 90% Full | Flow Rest 90% Full |  |  | Continuous Automatic Tank Gauge |  | Automatic shutoff device (AELLD) | Automatic shutoff device (AELLD) | [5 empty] | UST Currently In Use: 3; UST Temp Close: 0; AST Currently In Use: 0; AST Temp Closed: 0 | 3 | 0 | 0 | 13526-073-018556 | MOORE OIL COMPANY, INC.
49603 | Currently in Use |  | 1994-03-02 |  | Petroleum | Unleaded gasoline | Unleaded gasoline | Retail | Fiberglass reinforced plastic | Fiberglass reinforced plastic |  |  | Fiberglass reinforced plastic |  | 1901-01-01 | Catchment Basin | Flow Rest 90% Full | Flow Rest 90% Full |  |  | Continuous Automatic Tank Gauge |  | Automatic shutoff device (AELLD) | Automatic shutoff device (AELLD) | [5 empty] | UST Currently In Use: 3; UST Temp Close: 0; AST Currently In Use: 0; AST Temp Closed: 0 | 3 | 0 | 0 | 13526-073-018556 | MOORE OIL COMPANY, INC.
49604 | Currently in Use |  | 1994-03-02 |  | Petroleum | Premium gasoline | Premium gasoline | Retail | Single Wall | Fiberglass reinforced plastic |  |  | Double Wall |  | 1901-01-01 | Catchment Basin | Flow Rest 90% Full | Flow Rest 90% Full |  |  | Continuous Automatic Tank Gauge |  | Automatic shutoff device (AELLD) | Automatic shutoff device (AELLD) | [5 empty] | UST Currently In Use: 3; UST Temp Close: 0; AST Currently In Use: 0; AST Temp Closed: 0 | 3 | 0 | 0 | 13526-073-018556 | MOORE OIL COMPANY, INC.
49605 | Temporary Closed | 2010-06-01 | 1998-10-01 |  | Petroleum | Mid-grade gasoline | Mid-grade gasoline | Retail | Steel | Steel | Coated & cathodic protection (sti-P3) |  | APT PS175 |  |  | Catchment Basin | Automatic shutoff device At 95% full | Automatic shutoff device At 95% full |  |  | Automatic Tank Gauge | [8 empty] | UST Currently In Use: 2; UST Temp Close: 1; AST Currently In Use: 1; AST Temp Closed: 0 | 2 | 1 | 3 | 23177-123-005831 | BRENDA R. SIGGERS
49606 | Currently in Use |  | 1998-10-01 |  | Petroleum | Premium gasoline | Premium gasoline | Retail | Steel | Steel | Coated & cathodic protection (sti-P3) |  | Flexible |  |  | Catchment Basin | Automatic shutoff device At 95% full | Automatic shutoff device At 95% full |  |  | Automatic Tank Gauge | [8 empty] | UST Currently In Use: 2; UST Temp Close: 1; AST Currently In Use: 1; AST Temp Closed: 0 | 2 | 1 | 3 | 23177-123-005831 | BRENDA R. SIGGERS
49607 | Currently in Use |  | 2000-08-02 |  | Petroleum | On road diesel | On road diesel | State/Federal Government | DBW | Double Wall |  |  | Double Wall | ENVIRON | 1901-01-01 | Catchment Basin | Flow Rest 90% Full | Flow Rest 90% Full |  |  | Continuous Automatic Tank Gauge |  | EXEMPT | Containment Sump | Interstitial Monitoring within Secondary Containment | SENSOR TO ATG | Continuous alarm system | Continuous alarm system |  | UST Currently In Use: 1; UST Temp Close: 0; AST Currently In Use: 0; AST Temp Closed: 0 | 1 | 0 | 0 | 16273-073-018557 | UAB DEPT. HEALTH & SAFETY
49608 | Currently in Use |  | 1997-01-01 |  | Petroleum | Unleaded gasoline | Unleaded gasoline | Retail | Fiberglass reinforced plastic | Fiberglass reinforced plastic |  |  | Fiberglass reinforced plastic |  | 1901-01-01 | Catchment Basin | Flow Rest 90% Full | Flow Rest 90% Full |  |  | Continuous Automatic Tank Gauge |  | Containment Sump | Automatic flow restrictor (MLLD) | Interstitial Monitoring within Secondary Containment | SENSOR TO ATG |  |  |  | UST Currently In Use: 2; UST Temp Close: 0; AST Currently In Use: 0; AST Temp Closed: 0 | 2 | 0 | 0 | 15476-081-018558 | YOUNG OIL INC
49609 | Currently in Use |  | 1997-01-01 |  | Petroleum | Premium gasoline | Premium gasoline | Retail | Fiberglass reinforced plastic | Fiberglass reinforced plastic |  |  | Fiberglass reinforced plastic |  | 1901-01-01 | Catchment Basin | Flow Rest 90% Full | Flow Rest 90% Full |  |  | Continuous Automatic Tank Gauge |  | Containment Sump | Automatic flow restrictor (MLLD) | Interstitial Monitoring within Secondary Containment | SENSOR TO ATG | Annual line testing | Annual line testing |  | UST Currently In Use: 2; UST Temp Close: 0; AST Currently In Use: 0; AST Temp Closed: 0 | 2 | 0 | 0 | 15476-081-018558 | YOUNG OIL INC
49611 | Permanently Closed | 2014-12-18 | 2000-12-08 | 2014-12-18 | Petroleum | On road diesel | On road diesel | Emergency Power Generator | DBL-WALLED | Fiberglass coated steel |  |  | Flexible |  | 1901-01-01 | Catchment Basin | Flow Rest 90% Full | Flow Rest 90% Full | Interstitial Monitoring within Secondary Containment | [10 empty] | UST Currently In Use: 1; UST Temp Close: 0; AST Currently In Use: 0; AST Temp Closed: 0 | 1 | 0 | 3 | 15115-125-004661 | UNIV OF ALABAMA HEALTH AND SAFETY
49612 |  |  | 2000-12-08 |  | Petroleum | On road diesel | On road diesel | State/Federal Government | DBL-WALLED | Fiberglass coated steel |  |  | Flexible |  | 1901-01-01 | Catchment Basin | Flow Rest 90% Full | Flow Rest 90% Full | Interstitial Monitoring within Secondary Containment | [10 empty] | UST Currently In Use: 1; UST Temp Close: 0; AST Currently In Use: 0; AST Temp Closed: 0 | 1 | 0 | 3 | 15115-125-004661 | UNIV OF ALABAMA HEALTH AND SAFETY
49613 | Currently in Use |  | 2000-12-08 |  | Petroleum | On road diesel | On road diesel | Emergency Power Generator | Fiberglass coated steel | Fiberglass coated steel |  |  | Flexible |  | 1901-01-01 | Catchment Basin | Flow Rest 90% Full | Flow Rest 90% Full | Interstitial Monitoring within Secondary Containment | [10 empty] | UST Currently In Use: 1; UST Temp Close: 0; AST Currently In Use: 0; AST Temp Closed: 0 | 1 | 0 | 3 | 15115-125-004661 | UNIV OF ALABAMA HEALTH AND SAFETY
49614 | Permanently Closed | 2013-07-07 | 2000-12-08 | 2014-05-12 | Petroleum | On road diesel | On road diesel | State/federal government | DBL-WALLED | Fiberglass coated steel |  |  | Flexible |  | 1901-01-01 | Catchment Basin | Flow Rest 90% Full | Flow Rest 90% Full | Interstitial Monitoring within Secondary Containment | [10 empty] | UST Currently In Use: 1; UST Temp Close: 0; AST Currently In Use: 0; AST Temp Closed: 0 | 1 | 0 | 3 | 15115-125-004661 | UNIV OF ALABAMA HEALTH AND SAFETY
49615 | Permanently Closed | 2017-12-19 | 2000-12-18 | 2017-12-19 | Petroleum | On road diesel | On road diesel | State/Federal Government | Fiberglass coated steel | Fiberglass coated steel |  |  | Flexible |  | 1901-01-01 | Catchment Basin | Flow Rest 90% Full | Flow Rest 90% Full | Interstitial Monitoring within Secondary Containment | [10 empty] | UST Currently In Use: 0; UST Temp Close: 0; AST Currently In Use: 0; AST Temp Closed: 0 | 0 | 0 | 1 | 10131-125-011852 | AL DEPT OF MENTAL HEALTH
49617 | Permanently Closed | 2013-06-12 | 2000-12-10 | 2019-02-26 | Petroleum | On road diesel | On road diesel | State/Federal Government | DBL-WALLED | Fiberglass coated steel |  |  | Flexible |  | 1901-01-01 | Catchment Basin | Automatic shutoff device At 95% full | Automatic shutoff device At 95% full | [11 empty] | UST Currently In Use: 1; UST Temp Close: 0; AST Currently In Use: 0; AST Temp Closed: 0 | 1 | 0 | 1 | 15115-125-015713 | UNIV OF ALABAMA HEALTH AND SAFETY
49619 | Currently in Use |  | 2001-02-15 |  | Petroleum | Unleaded gasoline | Unleaded gasoline | Retail | Fiberglass reinforced plastic | Fiberglass reinforced plastic |  |  | Fiberglass reinforced plastic |  | 1901-01-01 | Catchment Basin | Flow Rest 90% Full | Flow Rest 90% Full |  |  | Continuous Automatic Tank Gauge |  | Automatic shutoff device (AELLD) | Automatic shutoff device (AELLD) | [5 empty] | UST Currently In Use: 2; UST Temp Close: 0; AST Currently In Use: 0; AST Temp Closed: 0 | 2 | 0 | 0 | 21175-081-018562 | THOMAS BRUCE WADE II
49621 | Currently in Use |  | 2001-02-15 |  | Petroleum | Premium gasoline | Premium gasoline | Retail | Fiberglass reinforced plastic | Fiberglass reinforced plastic |  |  | Fiberglass reinforced plastic |  | 1901-01-01 | Catchment Basin | Flow Rest 90% Full | Flow Rest 90% Full |  |  | Continuous Automatic Tank Gauge |  | Automatic shutoff device (AELLD) | Automatic shutoff device (AELLD) | [5 empty] | UST Currently In Use: 2; UST Temp Close: 0; AST Currently In Use: 0; AST Temp Closed: 0 | 2 | 0 | 0 | 21175-081-018562 | THOMAS BRUCE WADE II
49622 | Currently in Use |  | 1998-01-30 |  | Petroleum | Unleaded gasoline | Unleaded gasoline | Retail | Steel | Steel | Coated & cathodic protection (sti-P3) |  | Fiberglass reinforced plastic |  | 1998-01-30 | Catchment Basin | Flow Rest 90% Full | Flow Rest 90% Full |  |  | Continuous Automatic Tank Gauge |  | Automatic flow restrictor (MLLD) | Automatic flow restrictor (MLLD) |  |  | Annual line testing | Annual line testing |  | UST Currently In Use: 2; UST Temp Close: 0; AST Currently In Use: 0; AST Temp Closed: 0 | 2 | 0 | 0 | 23891-121-018563 | HOANG (WAYNE) PHAN
49623 | Currently in Use |  | 1998-01-30 |  | Petroleum | Premium gasoline | Premium gasoline | Retail | Steel | Steel | Coated & cathodic protection (sti-P3) |  | Fiberglass reinforced plastic |  | 1998-01-30 | Catchment Basin | Flow Rest 90% Full | Flow Rest 90% Full |  |  | Continuous Automatic Tank Gauge |  | Containment Sump | Automatic flow restrictor (MLLD) |  |  | Annual line testing | Annual line testing |  | UST Currently In Use: 2; UST Temp Close: 0; AST Currently In Use: 0; AST Temp Closed: 0 | 2 | 0 | 0 | 23891-121-018563 | HOANG (WAYNE) PHAN
49624 | Currently in Use |  | 2000-07-26 |  | Petroleum | On road diesel | On road diesel | Retail | Single Wall | Fiberglass coated steel |  |  | Double Wall |  | 1901-01-01 | Catchment Basin | Flow Rest 90% Full | Flow Rest 90% Full |  |  | Continuous Automatic Tank Gauge |  | Automatic flow restrictor (MLLD) | Automatic flow restrictor (MLLD) |  |  | Annual line testing | Annual line testing |  | UST Currently In Use: 5; UST Temp Close: 0; AST Currently In Use: 0; AST Temp Closed: 0 | 5 | 0 | 0 | 25512-049-018566 | TRI-STATE PROPERTIES
49625 | Currently in Use |  | 2000-07-26 |  | Petroleum | Unleaded gasoline | Unleaded gasoline | Retail | Single Wall | Fiberglass coated steel |  |  | Double Wall |  | 1901-01-01 | Catchment Basin | Flow Rest 90% Full | Flow Rest 90% Full |  |  | Continuous Automatic Tank Gauge |  | Containment Sump | Automatic flow restrictor (MLLD) |  |  | Annual line testing | Annual line testing |  | UST Currently In Use: 5; UST Temp Close: 0; AST Currently In Use: 0; AST Temp Closed: 0 | 5 | 0 | 0 | 25512-049-018566 | TRI-STATE PROPERTIES
49626 | Currently in Use |  | 2000-07-26 |  | Petroleum | Premium gasoline | Premium gasoline | Retail | Single Wall | Fiberglass coated steel |  |  | Double Wall |  | 1901-01-01 | Catchment Basin | Flow Rest 90% Full | Flow Rest 90% Full |  |  | Continuous Automatic Tank Gauge |  | Automatic flow restrictor (MLLD) | Automatic flow restrictor (MLLD) |  |  | Annual line testing | Annual line testing |  | UST Currently In Use: 5; UST Temp Close: 0; AST Currently In Use: 0; AST Temp Closed: 0 | 5 | 0 | 0 | 25512-049-018566 | TRI-STATE PROPERTIES
49627 | Currently in Use |  | 2000-07-26 |  | Petroleum | Other, OFF RD DSL | Other | Retail | Fiberglass coated steel | Fiberglass coated steel |  |  | Double Wall |  | 1901-01-01 | Catchment Basin | Flow Rest 90% Full | Flow Rest 90% Full |  |  | Continuous Automatic Tank Gauge |  | Automatic flow restrictor (MLLD) | Automatic flow restrictor (MLLD) |  |  | Annual line testing | Annual line testing |  | UST Currently In Use: 5; UST Temp Close: 0; AST Currently In Use: 0; AST Temp Closed: 0 | 5 | 0 | 0 | 25512-049-018566 | TRI-STATE PROPERTIES
49628 | Currently in Use |  | 2000-07-26 |  | Petroleum | Kerosene | Kerosene | Retail | Single Wall | Fiberglass coated steel |  |  | Double Wall |  | 1901-01-01 | Catchment Basin | Flow Rest 90% Full | Flow Rest 90% Full |  |  | Continuous Automatic Tank Gauge |  | Automatic flow restrictor (MLLD) | Automatic flow restrictor (MLLD) |  |  | Annual line testing | Annual line testing |  | UST Currently In Use: 5; UST Temp Close: 0; AST Currently In Use: 0; AST Temp Closed: 0 | 5 | 0 | 0 | 25512-049-018566 | TRI-STATE PROPERTIES
49629 | Currently in Use |  | 2000-01-13 |  | Petroleum | Unleaded gasoline | Unleaded gasoline | Retail | DOUBLEWALL | Fiberglass reinforced plastic |  |  | Flexible |  | 1901-01-01 | Catchment Basin | Automatic shutoff device At 95% full | Automatic shutoff device At 95% full | Interstitial Monitoring within Secondary Containment | SENSOR TO ATG | Automatic Tank Gauge |  | Containment Sump | Automatic flow restrictor (MLLD) | Interstitial Monitoring within Secondary Containment | SENSOR TO ATG | Continuous alarm system | Annual line testing |  | UST Currently In Use: 2; UST Temp Close: 0; AST Currently In Use: 0; AST Temp Closed: 0 | 2 | 0 | 0 | 13579-049-018567 | MURPHY OIL USA, INC.
49630 | Currently in Use |  | 2000-01-13 |  | Petroleum | Unleaded gasoline | Unleaded gasoline | Retail | Fiberglass reinforced plastic | Fiberglass reinforced plastic |  |  | Flexible |  | 1901-01-01 | Catchment Basin | Automatic shutoff device At 95% full | Automatic shutoff device At 95% full | Interstitial Monitoring within Secondary Containment | SENSOR TO ATG | Automatic Tank Gauge |  | Containment Sump | Automatic flow restrictor (MLLD) | Interstitial Monitoring within Secondary Containment | SENSOR TO ATG | Annual line testing | Annual line testing |  | UST Currently In Use: 2; UST Temp Close: 0; AST Currently In Use: 0; AST Temp Closed: 0 | 2 | 0 | 0 | 13579-049-018567 | MURPHY OIL USA, INC.
49631 | Currently in Use |  | 2000-07-26 |  | Petroleum | Unleaded gasoline | Unleaded gasoline | Retail | Double Wall | Double Wall |  |  | Double Wall |  | 1901-01-01 | Catchment Basin | Flow Rest 90% Full | Flow Rest 90% Full |  | SENSOR TO ATG | Continuous Automatic Tank Gauge | Single walled submersible pump containment sump | Automatic shutoff device (AELLD) | Automatic shutoff device (AELLD) |  | SENSOR TO ATG | Continuous alarm system | Continuous alarm system |  | UST Currently In Use: 2; UST Temp Close: 0; AST Currently In Use: 0; AST Temp Closed: 0 | 2 | 0 | 0 | 12300-043-008865 | HAYS AND SON OIL COMPANY, INC.
49632 | Currently in Use |  | 2000-07-26 |  | Petroleum | Premium gasoline | Premium gasoline | Retail | Fiberglass coated steel | Double Wall |  |  | Flexible |  | 1901-01-01 | Catchment Basin | Flow Rest 90% Full | Flow Rest 90% Full |  | SENSOR TO ATG | Continuous Automatic Tank Gauge | Single walled submersible pump containment sump | Automatic shutoff device (AELLD) | Automatic shutoff device (AELLD) |  | SENSOR TO ATG | Continuous alarm system | Continuous alarm system |  | UST Currently In Use: 2; UST Temp Close: 0; AST Currently In Use: 0; AST Temp Closed: 0 | 2 | 0 | 0 | 12300-043-008865 | HAYS AND SON OIL COMPANY, INC.
49633 | Currently in Use |  | 1992-03-20 |  | Petroleum | Aviation fuel (JP-4; etc.) | Aviation fuel (JP-4; etc.) | Industrial | Double Wall | Double Wall |  |  | ABOVEGRD |  | 1901-01-01 | Other | Automatic shutoff device At 95% full | Automatic shutoff device At 95% full | Interstitial Monitoring within Secondary Containment |  | Automatic Tank Gauge | [8 empty] | UST Currently In Use: 1; UST Temp Close: 0; AST Currently In Use: 0; AST Temp Closed: 0 | 1 | 0 | 0 | 23330-073-018568 | HANGAR 24 LLC
49634 | Currently in Use |  | 2001-02-14 |  | Petroleum | Unleaded gasoline | Unleaded gasoline | Retail | Fiberglass reinforced plastic | Double Wall |  |  | Flexible |  | 1901-01-01 | Catchment Basin | Automatic shutoff device At 95% full | Automatic shutoff device At 95% full | Interstitial Monitoring within Secondary Containment | SENSOR TO ATG |  |  | Automatic flow restrictor (MLLD) | Automatic flow restrictor (MLLD) | Interstitial Monitoring within Secondary Containment | SENSOR TO ATG | Annual line testing | Annual line testing |  | UST Currently In Use: 3; UST Temp Close: 0; AST Currently In Use: 0; AST Temp Closed: 0 | 3 | 0 | 0 | 23413-097-018569 | CIRCLE K STORES, INC.
49635 | Currently in Use |  | 2001-02-14 |  | Petroleum | Premium gasoline | Premium gasoline | Retail | Double Wall | Double Wall |  |  | Double Wall |  | 1901-01-01 | Catchment Basin | Automatic shutoff device At 95% full | Automatic shutoff device At 95% full | Interstitial Monitoring within Secondary Containment | SENSOR TO ATG |  |  | Containment Sump | Automatic flow restrictor (MLLD) | Interstitial Monitoring within Secondary Containment | SENSOR TO ATG | Annual line testing | Annual line testing |  | UST Currently In Use: 3; UST Temp Close: 0; AST Currently In Use: 0; AST Temp Closed: 0 | 3 | 0 | 0 | 23413-097-018569 | CIRCLE K STORES, INC.
49636 | Currently in Use |  | 2001-02-14 |  | Petroleum | On road diesel | On road diesel | Retail | Double Wall | Double Wall |  |  | Double Wall |  | 1901-01-01 | Catchment Basin | Automatic shutoff device At 95% full | Automatic shutoff device At 95% full | Interstitial Monitoring within Secondary Containment | SENSOR TO ATG |  |  | Automatic flow restrictor (MLLD) | Automatic flow restrictor (MLLD) | Interstitial Monitoring within Secondary Containment | SENSOR TO ATG | Annual line testing | Annual line testing |  | UST Currently In Use: 3; UST Temp Close: 0; AST Currently In Use: 0; AST Temp Closed: 0 | 3 | 0 | 0 | 23413-097-018569 | CIRCLE K STORES, INC.
49637 | Currently in Use |  | 1996-08-02 |  | Petroleum | Unleaded gasoline | Unleaded gasoline | Retail | 5K/2K/3K | Fiberglass coated steel |  |  | Double Wall |  |  | Catchment Basin | Flow Rest 90% Full | Flow Rest 90% Full |  |  | Automatic Tank Gauge |  | Containment Sump | Automatic flow restrictor (MLLD) |  |  | 2 LINES | Annual line testing |  | UST Currently In Use: 1; UST Temp Close: 0; AST Currently In Use: 1; AST Temp Closed: 0 | 1 | 0 | 4 | 22197-115-017293 | GLORY, LLC.
49638 | Temporary Closed | 2005-03-31 | 1999-01-01 |  | Petroleum | Unleaded gasoline | Unleaded gasoline | Retail | Steel | Steel | Coated & cathodic protection (sti-P3) |  | Fiberglass reinforced plastic |  |  | Catchment Basin | Automatic shutoff device At 95% full | Automatic shutoff device At 95% full |  |  | Statistical Inventory Reconciliation (SIR) | [8 empty] | UST Currently In Use: 0; UST Temp Close: 1; AST Currently In Use: 0; AST Temp Closed: 0 | 0 | 1 | 3 | 24097-045-003425 | HUGHES HOME CENTER
49640 | Currently in Use |  | 1994-02-10 |  | Petroleum | Unleaded gasoline | Unleaded gasoline | Retail | Fiberglass coated steel | Fiberglass coated steel |  |  | Double Wall |  | 1901-01-01 | Catchment Basin | Flow Rest 90% Full | Flow Rest 90% Full | Interstitial Monitoring within Secondary Containment | SENSOR TO ATG | Automatic Tank Gauge |  | Automatic flow restrictor (MLLD) | Automatic flow restrictor (MLLD) |  | SENSOR TO ATG | Continuous alarm system | Annual line testing |  | UST Currently In Use: 2; UST Temp Close: 0; AST Currently In Use: 0; AST Temp Closed: 0 | 2 | 0 | 0 | 21183-097-018571 | PHONG GIA PHAM
49641 | Currently in Use |  | 1994-02-10 |  | Petroleum | Premium gasoline | Premium gasoline | Retail | Fiberglass coated steel | Fiberglass coated steel |  |  | Flexible |  | 1901-01-01 | Catchment Basin | Flow Rest 90% Full | Flow Rest 90% Full | Interstitial Monitoring within Secondary Containment | SENSOR TO ATG | Automatic Tank Gauge |  | Containment Sump | Automatic flow restrictor (MLLD) |  | SENSOR TO ATG | Annual line testing | Annual line testing |  | UST Currently In Use: 2; UST Temp Close: 0; AST Currently In Use: 0; AST Temp Closed: 0 | 2 | 0 | 0 | 21183-097-018571 | PHONG GIA PHAM
49642 | Currently in Use |  | 1994-04-04 |  | Petroleum | Unleaded gasoline | Unleaded gasoline | Retail | Fiberglass coated steel | Fiberglass coated steel |  |  | Flexible |  | 1901-01-01 | Catchment Basin | Flow Rest 90% Full | Flow Rest 90% Full | Interstitial Monitoring within Secondary Containment | SENSOR TO ATG | Continuous Automatic Tank Gauge |  | Containment Sump | Automatic flow restrictor (MLLD) | Interstitial Monitoring within Secondary Containment | SENSOR TO ATG | Annual line testing | Annual line testing |  | UST Currently In Use: 2; UST Temp Close: 0; AST Currently In Use: 0; AST Temp Closed: 0 | 2 | 0 | 0 | 21657-097-018572 | THUAN DUC PHAN
49644 | Currently in Use |  | 1994-01-01 |  | Petroleum | Premium gasoline | Premium gasoline | Retail | Fiberglass coated steel | Fiberglass coated steel |  |  | Flexible |  | 1901-01-01 | Catchment Basin | Flow Rest 90% Full | Flow Rest 90% Full | Interstitial Monitoring within Secondary Containment | SENSOR TO ATG | Continuous Automatic Tank Gauge |  | Automatic flow restrictor (MLLD) | Automatic flow restrictor (MLLD) | Interstitial Monitoring within Secondary Containment | SENSOR TO ATG | Annual line testing | Annual line testing |  | UST Currently In Use: 2; UST Temp Close: 0; AST Currently In Use: 0; AST Temp Closed: 0 | 2 | 0 | 0 | 21657-097-018572 | THUAN DUC PHAN
49645 | Permanently Closed | 2009-04-06 | 1999-03-23 | 2009-10-21 | Petroleum | Unleaded gasoline | Unleaded gasoline | Retail | Fiberglass coated steel | Fiberglass coated steel |  |  | Flexible |  | 1901-01-01 | Catchment Basin | Flow Rest 90% Full | Flow Rest 90% Full |  |  | Continuous Automatic Tank Gauge |  |  |  | Interstitial Monitoring within Secondary Containment |  | Continuous alarm system | Continuous alarm system |  | UST Currently In Use: 0; UST Temp Close: 0; AST Currently In Use: 0; AST Temp Closed: 0 | 0 | 0 | 2 | 15465-125-018573 | WYATT BROTHERS ENTERPRISES
49646 | Permanently Closed | 2009-04-06 | 1999-03-23 | 2009-10-21 | Petroleum | Premium gasoline | Premium gasoline | Retail | Fiberglass coated steel | Fiberglass coated steel |  |  | Flexible |  | 1901-01-01 | Catchment Basin | Flow Rest 90% Full | Flow Rest 90% Full |  |  | Continuous Automatic Tank Gauge |  |  |  | Interstitial Monitoring within Secondary Containment |  | Continuous alarm system | Continuous alarm system |  | UST Currently In Use: 0; UST Temp Close: 0; AST Currently In Use: 0; AST Temp Closed: 0 | 0 | 0 | 2 | 15465-125-018573 | WYATT BROTHERS ENTERPRISES
49647 | Temporary Closed | 2012-06-01 | 2001-03-01 |  | Petroleum | Unleaded gasoline | Unleaded gasoline | Retail | Double Wall | Double Wall |  |  | Flexible |  | 1901-01-01 | Catchment Basin | Automatic shutoff device At 95% full | Automatic shutoff device At 95% full | Interstitial Monitoring within Secondary Containment | MANUAL/VISUAL CHECK | [9 empty] | UST Currently In Use: 0; UST Temp Close: 1; AST Currently In Use: 0; AST Temp Closed: 0 | 0 | 1 | 0 | 23187-027-018574 | HOLLINS GEN STORE
49648 | Currently in Use |  | 2001-01-19 |  | Petroleum | Premium gasoline | Premium gasoline | Retail | Fiberglass coated steel | Fiberglass coated steel |  |  | Double Wall | APT | 1901-01-01 | Catchment Basin | Automatic shutoff device At 95% full | Automatic shutoff device At 95% full |  |  | Automatic Tank Gauge |  | Automatic flow restrictor (MLLD) | Automatic flow restrictor (MLLD) |  |  | Annual line testing | Annual line testing |  | UST Currently In Use: 3; UST Temp Close: 0; AST Currently In Use: 0; AST Temp Closed: 0 | 3 | 0 | 0 | 22176-015-018575 | CIRCLE K
49649 | Currently in Use |  | 2001-01-19 |  | Petroleum | Unleaded gasoline | Unleaded gasoline | Retail | Fiberglass coated steel | Fiberglass coated steel |  |  | Double Wall | APT | 1901-01-01 | Catchment Basin | Flow Rest 90% Full | Flow Rest 90% Full |  |  | Automatic Tank Gauge |  | Containment Sump | Automatic shutoff device (AELLD) | [5 empty] | UST Currently In Use: 3; UST Temp Close: 0; AST Currently In Use: 0; AST Temp Closed: 0 | 3 | 0 | 0 | 22176-015-018575 | CIRCLE K
49650 | Currently in Use |  | 2001-01-19 |  | Petroleum | On road diesel | On road diesel | Retail | Fiberglass coated steel | Fiberglass coated steel |  |  | Flexible | APT | 1901-01-01 | Catchment Basin | Flow Rest 90% Full | Flow Rest 90% Full |  |  | Automatic Tank Gauge |  | Automatic shutoff device (AELLD) | Automatic shutoff device (AELLD) | [5 empty] | UST Currently In Use: 3; UST Temp Close: 0; AST Currently In Use: 0; AST Temp Closed: 0 | 3 | 0 | 0 | 22176-015-018575 | CIRCLE K
49651 | Currently in Use |  | 2000-08-31 |  | Petroleum | Unleaded gasoline | Unleaded gasoline | Retail | Fiberglass coated steel | Double Wall |  |  | Double Wall |  | 1901-01-01 | Catchment Basin | Flow Rest 90% Full | Flow Rest 90% Full |  |  | Continuous Automatic Tank Gauge |  | Containment Sump | Automatic flow restrictor (MLLD) |  |  | Annual line testing | Annual line testing |  | UST Currently In Use: 3; UST Temp Close: 0; AST Currently In Use: 0; AST Temp Closed: 0 | 3 | 0 | 0 | 25265-053-018577 | LGWS/CROSS AMERICA PARTNERS
49652 | Currently in Use |  | 2000-08-31 |  | Petroleum | Premium gasoline | Premium gasoline | Retail | Double Wall | Double Wall |  |  | Double Wall |  | 1901-01-01 | Catchment Basin | Flow Rest 90% Full | Flow Rest 90% Full |  |  | Continuous Automatic Tank Gauge |  | Automatic flow restrictor (MLLD) | Automatic flow restrictor (MLLD) |  |  | Annual line testing | Annual line testing |  | UST Currently In Use: 3; UST Temp Close: 0; AST Currently In Use: 0; AST Temp Closed: 0 | 3 | 0 | 0 | 25265-053-018577 | LGWS/CROSS AMERICA PARTNERS
49653 | Currently in Use |  | 2000-08-31 |  | Petroleum | On road diesel | On road diesel | Retail | Double Wall | Double Wall |  |  | Double Wall |  | 1901-01-01 | Catchment Basin | Flow Rest 90% Full | Flow Rest 90% Full |  |  | Continuous Automatic Tank Gauge |  | Containment Sump | Automatic flow restrictor (MLLD) |  |  | Annual line testing | Annual line testing |  | UST Currently In Use: 3; UST Temp Close: 0; AST Currently In Use: 0; AST Temp Closed: 0 | 3 | 0 | 0 | 25265-053-018577 | LGWS/CROSS AMERICA PARTNERS
49654 | Currently in Use |  | 2000-08-22 |  | Petroleum | Unleaded gasoline | Unleaded gasoline | Retail | Fiberglass coated steel | Fiberglass coated steel |  |  | Flexible | APT | 1901-01-01 | Catchment Basin | Flow Rest 90% Full | Flow Rest 90% Full |  |  | Continuous Automatic Tank Gauge |  | Automatic flow restrictor (MLLD) | Automatic flow restrictor (MLLD) |  |  | Annual line testing | Annual line testing |  | UST Currently In Use: 3; UST Temp Close: 0; AST Currently In Use: 0; AST Temp Closed: 0 | 3 | 0 | 0 | 21543-069-018578 | EXCELL OUT TOWN PROPERTIES LLC
49655 | Currently in Use |  | 2000-08-22 |  | Petroleum | Premium gasoline | Premium gasoline | Retail | Fiberglass coated steel | Fiberglass coated steel |  |  | Flexible | APT | 1901-01-01 | Catchment Basin | Flow Rest 90% Full | Flow Rest 90% Full |  |  | Continuous Automatic Tank Gauge |  | Automatic flow restrictor (MLLD) | Automatic flow restrictor (MLLD) |  |  | Annual line testing | Annual line testing |  | UST Currently In Use: 3; UST Temp Close: 0; AST Currently In Use: 0; AST Temp Closed: 0 | 3 | 0 | 0 | 21543-069-018578 | EXCELL OUT TOWN PROPERTIES LLC
49656 | Currently in Use |  | 2000-08-22 |  | Petroleum | On road diesel | On road diesel | Retail | Fiberglass coated steel | Fiberglass coated steel |  |  | Flexible | APT | 1901-01-01 | Catchment Basin | Flow Rest 90% Full | Flow Rest 90% Full |  |  | Continuous Automatic Tank Gauge |  | Containment Sump | Automatic flow restrictor (MLLD) |  |  | Annual line testing | Annual line testing |  | UST Currently In Use: 3; UST Temp Close: 0; AST Currently In Use: 0; AST Temp Closed: 0 | 3 | 0 | 0 | 21543-069-018578 | EXCELL OUT TOWN PROPERTIES LLC
49657 | Currently in Use |  | 1999-08-08 |  | Petroleum | Unleaded gasoline | Unleaded gasoline | Retail | Fiberglass coated steel | Fiberglass coated steel |  |  | Double Wall | SA&TCI | 1901-01-01 | Catchment Basin | Automatic shutoff device At 95% full | Automatic shutoff device At 95% full |  |  | Continuous Automatic Tank Gauge |  | Automatic flow restrictor (MLLD) | Automatic flow restrictor (MLLD) |  |  | Annual line testing | Annual line testing |  | UST Currently In Use: 2; UST Temp Close: 0; AST Currently In Use: 0; AST Temp Closed: 0 | 2 | 0 | 0 | 22014-073-018579 | CHALKVILLE MOUNTAIN, LLC
49658 | Currently in Use |  | 1999-08-18 |  | Petroleum | Premium gasoline | Premium gasoline | Retail | Fiberglass coated steel | Fiberglass coated steel |  |  | Flexible | SA&TCI | 1901-01-01 | Catchment Basin | Automatic shutoff device At 95% full | Automatic shutoff device At 95% full |  |  | Continuous Automatic Tank Gauge |  | Automatic flow restrictor (MLLD) | Automatic flow restrictor (MLLD) |  |  | Annual line testing | Annual line testing |  | UST Currently In Use: 2; UST Temp Close: 0; AST Currently In Use: 0; AST Temp Closed: 0 | 2 | 0 | 0 | 22014-073-018579 | CHALKVILLE MOUNTAIN, LLC
49659 | Currently in Use |  | 1989-07-01 |  | Petroleum | Unleaded gasoline | Unleaded gasoline | Retail | Fiberglass reinforced plastic | Double Wall |  |  | Fiberglass reinforced plastic |  | 1901-01-01 | Catchment Basin | Flow Rest 90% Full | Flow Rest 90% Full |  | SENSOR TO ATG | Continuous Automatic Tank Gauge |  | Automatic shutoff device (AELLD) | Automatic shutoff device (AELLD) | [5 empty] | UST Currently In Use: 2; UST Temp Close: 0; AST Currently In Use: 0; AST Temp Closed: 0 | 2 | 0 | 0 | 24581-073-018580 | MORRIS INVESTMENTS LLC
49662 | Currently in Use |  | 1989-07-01 |  | Petroleum | Premium gasoline | Premium gasoline | Retail | Fiberglass reinforced plastic | Double Wall |  |  | Fiberglass reinforced plastic |  | 1901-01-01 | Catchment Basin | Flow Rest 90% Full | Flow Rest 90% Full |  | SENSOR TO ATG | Continuous Automatic Tank Gauge |  | Automatic shutoff device (AELLD) | Automatic shutoff device (AELLD) | [5 empty] | UST Currently In Use: 2; UST Temp Close: 0; AST Currently In Use: 0; AST Temp Closed: 0 | 2 | 0 | 0 | 24581-073-018580 | MORRIS INVESTMENTS LLC
49663 | Currently in Use |  | 1998-08-27 |  | Petroleum | Unleaded gasoline | Unleaded gasoline | Industrial | Steel | Steel | Coated & cathodic protection (sti-P3) |  | Fiberglass reinforced plastic |  |  | Catchment Basin | Automatic shutoff device At 95% full | Automatic shutoff device At 95% full |  |  | Automatic Tank Gauge | [8 empty] | UST Currently In Use: 1; UST Temp Close: 0; AST Currently In Use: 0; AST Temp Closed: 0 | 1 | 0 | 0 | 20730-097-018581 | SOUTH ALABAMA UTILITIES
49664 | Currently in Use |  | 2001-01-25 |  | Petroleum | On road diesel | On road diesel | Farm/Residential tank Less Than 1100 gal (Not Regulated) | Fiberglass reinforced plastic | Fiberglass reinforced plastic |  |  | PVC D/W |  | 1901-01-01 | Catchment Basin | Flow Rest 90% Full | Flow Rest 90% Full |  |  | Statistical Inventory Reconciliation (SIR) | [8 empty] | UST Currently In Use: 3; UST Temp Close: 0; AST Currently In Use: 0; AST Temp Closed: 0 | 3 | 0 | 3 | 19784-113-003715 | WESTOVER PLANTATION
49665 | Currently in Use |  | 2001-01-25 |  | Petroleum | Unleaded gasoline | Unleaded gasoline | Farm/Residential tank Less Than 1100 gal (Not Regulated) | Fiberglass reinforced plastic | Fiberglass reinforced plastic |  |  | Steel |  | 1901-01-01 | Catchment Basin | Flow Rest 90% Full | Flow Rest 90% Full |  |  | Statistical Inventory Reconciliation (SIR) | [8 empty] | UST Currently In Use: 3; UST Temp Close: 0; AST Currently In Use: 0; AST Temp Closed: 0 | 3 | 0 | 3 | 19784-113-003715 | WESTOVER PLANTATION
49666 | Currently in Use |  | 2001-01-25 |  | Petroleum | On road diesel | On road diesel | Farm/Residential tank Less Than 1100 gal (Not Regulated) | Fiberglass reinforced plastic | Fiberglass reinforced plastic |  |  | PVC D/W |  | 1901-01-01 | Catchment Basin | Flow Rest 90% Full | Flow Rest 90% Full |  |  | Statistical Inventory Reconciliation (SIR) | [8 empty] | UST Currently In Use: 3; UST Temp Close: 0; AST Currently In Use: 0; AST Temp Closed: 0 | 3 | 0 | 3 | 19784-113-003715 | WESTOVER PLANTATION
49667 | Currently in Use |  | 2001-01-15 |  | Petroleum | Unleaded gasoline | Unleaded gasoline | Retail | Fiberglass coated steel | Fiberglass coated steel |  |  | Double Wall |  | 1901-01-01 | Catchment Basin | Flow Rest 90% Full | Flow Rest 90% Full |  |  | Continuous Automatic Tank Gauge |  | Automatic shutoff device (AELLD) | Automatic shutoff device (AELLD) | [5 empty] | UST Currently In Use: 2; UST Temp Close: 0; AST Currently In Use: 0; AST Temp Closed: 0 | 2 | 0 | 0 | 25715-071-018583 | MARK DOVER C/O HORIZON TRAVEL CENTER
49668 | Currently in Use |  | 2001-01-15 |  | Petroleum | On road diesel | On road diesel | Retail | Fiberglass coated steel | Fiberglass coated steel |  |  | Flexible |  | 1901-01-01 | Catchment Basin | Flow Rest 90% Full | Flow Rest 90% Full |  |  | Continuous Automatic Tank Gauge |  | Automatic shutoff device (AELLD) | Automatic shutoff device (AELLD) | [5 empty] | UST Currently In Use: 2; UST Temp Close: 0; AST Currently In Use: 0; AST Temp Closed: 0 | 2 | 0 | 0 | 25715-071-018583 | MARK DOVER C/O HORIZON TRAVEL CENTER
49669 | Currently in Use |  | 1999-06-15 |  | Petroleum | Unleaded gasoline | Unleaded gasoline | Retail | Single Wall | Fiberglass coated steel |  |  | 2 PIECES |  | 1901-01-01 | Catchment Basin | Flow Rest 90% Full | Flow Rest 90% Full |  |  | Continuous Automatic Tank Gauge |  | Automatic flow restrictor (MLLD) | Automatic flow restrictor (MLLD) |  |  | Annual line testing | Annual line testing |  | UST Currently In Use: 3; UST Temp Close: 0; AST Currently In Use: 0; AST Temp Closed: 0 | 3 | 0 | 0 | 23609-073-008530 | H&I FOOD MART
49670 | Currently in Use |  | 1999-06-15 |  | Petroleum | Premium gasoline | Premium gasoline | Retail | Single Wall | Fiberglass coated steel |  |  | 2 PIECES |  | 1901-01-01 | Catchment Basin | Flow Rest 90% Full | Flow Rest 90% Full |  |  | Continuous Automatic Tank Gauge |  | Automatic flow restrictor (MLLD) | Automatic flow restrictor (MLLD) |  |  | Annual line testing | Annual line testing |  | UST Currently In Use: 3; UST Temp Close: 0; AST Currently In Use: 0; AST Temp Closed: 0 | 3 | 0 | 0 | 23609-073-008530 | H&I FOOD MART
49671 | Currently in Use |  | 1999-06-15 |  | Petroleum | Other, OFF ROAD | Other | Retail | Fiberglass coated steel | Fiberglass coated steel |  |  | Double Wall |  | 1901-01-01 | Catchment Basin | Flow Rest 90% Full | Flow Rest 90% Full |  |  | Continuous Automatic Tank Gauge |  | Containment Sump | Automatic flow restrictor (MLLD) |  |  | Annual line testing | Annual line testing |  | UST Currently In Use: 3; UST Temp Close: 0; AST Currently In Use: 0; AST Temp Closed: 0 | 3 | 0 | 0 | 23609-073-008530 | H&I FOOD MART
49672 | Currently in Use |  | 2000-12-04 |  | Petroleum | On road diesel | On road diesel | Industrial | Double Wall | Double Wall |  |  | Double Wall |  | 1901-01-01 | Catchment Basin | REMOTEFILL | Audible high level alarm At 90% full |  | SENSOR TO ATG | Continuous Automatic Tank Gauge |  | Containment Sump | Automatic flow restrictor (MLLD) |  |  | Annual line testing | Annual line testing |  | UST Currently In Use: 2; UST Temp Close: 0; AST Currently In Use: 0; AST Temp Closed: 0 | 2 | 0 | 0 | 21193-073-018584 | XPO LOGISTICS FREIGHT, INC.
49673 | Currently in Use |  | 2000-12-04 |  | Petroleum | On road diesel | On road diesel | Emergency Power Generator | Double Wall | Double Wall |  |  | Flexible |  | 1901-01-01 | Catchment Basin | Audible high level alarm At 90% full | Audible high level alarm At 90% full |  | SENSOR TO ATG | Continuous Automatic Tank Gauge |  | Containment Sump | Automatic flow restrictor (MLLD) |  |  | Annual line testing | Annual line testing |  | UST Currently In Use: 2; UST Temp Close: 0; AST Currently In Use: 0; AST Temp Closed: 0 | 2 | 0 | 0 | 21193-073-018584 | XPO LOGISTICS FREIGHT, INC.
49674 | Currently in Use |  | 2001-02-21 |  | Petroleum | On road diesel | On road diesel | Local government | Fiberglass coated steel | Fiberglass coated steel |  |  | Fiberglass reinforced plastic |  | 1901-01-01 | Catchment Basin | Automatic shutoff device At 95% full | Automatic shutoff device At 95% full |  |  | Statistical Inventory Reconciliation (SIR) | [8 empty] | UST Currently In Use: 1; UST Temp Close: 0; AST Currently In Use: 0; AST Temp Closed: 0 | 1 | 0 | 0 | 14793-121-018585 | TALLADEGA COUNTY BOARD OF EDUCATION
49675 | Currently in Use |  | 2001-03-15 |  | Petroleum | Unleaded gasoline | Unleaded gasoline | Retail | Fiberglass coated steel | Fiberglass coated steel |  |  | Flexible |  | 1901-01-01 | Catchment Basin | Flow Rest 90% Full | Flow Rest 90% Full |  |  | Automatic Tank Gauge |  | Containment Sump | Automatic flow restrictor (MLLD) | Interstitial Monitoring within Secondary Containment |  |  |  |  | UST Currently In Use: 2; UST Temp Close: 0; AST Currently In Use: 0; AST Temp Closed: 0 | 2 | 0 | 3 | 22796-125-009906 | ALBERTA QUICK MART, INC.
49676 | Currently in Use |  | 2001-03-15 |  | Petroleum | Premium gasoline | Premium gasoline | Retail | Fiberglass coated steel | Fiberglass coated steel |  |  | Flexible |  | 1901-01-01 | Catchment Basin | Flow Rest 90% Full | Flow Rest 90% Full |  |  | Automatic Tank Gauge |  | Automatic flow restrictor (MLLD) | Automatic flow restrictor (MLLD) | Interstitial Monitoring within Secondary Containment |  |  |  |  | UST Currently In Use: 2; UST Temp Close: 0; AST Currently In Use: 0; AST Temp Closed: 0 | 2 | 0 | 3 | 22796-125-009906 | ALBERTA QUICK MART, INC.
49677 | Currently in Use |  | 2001-03-06 |  | Petroleum | Unleaded gasoline | Unleaded gasoline | Retail | Double Wall | Double Wall |  |  | Double Wall |  |  | Catchment Basin | Flow Rest 90% Full | Flow Rest 90% Full |  |  | Continuous Automatic Tank Gauge |  | Automatic flow restrictor (MLLD) | Automatic flow restrictor (MLLD) |  |  | Annual line testing | Annual line testing |  | UST Currently In Use: 1; UST Temp Close: 0; AST Currently In Use: 0; AST Temp Closed: 0 | 1 | 0 | 0 | 23750-033-018586 | MAHENDRA PATEL
49678 | Permanently Closed | 2016-05-20 | 1998-10-01 | 2016-05-26 | Petroleum | Unleaded gasoline | Unleaded gasoline | Retail | Double Wall | Double Wall |  |  | Fiberglass reinforced plastic |  | 1901-01-01 | Catchment Basin | Automatic shutoff device At 95% full | Automatic shutoff device At 95% full | Interstitial Monitoring within Secondary Containment | SENSOR TO ATG | Continuous Automatic Tank Gauge |  | Containment Sump | Containment Sump |  |  | Annual line testing | Annual line testing |  | UST Currently In Use: 0; UST Temp Close: 0; AST Currently In Use: 0; AST Temp Closed: 0 | 0 | 0 | 2 | 13343-073-018587 | MCCULLOUGH OIL COMPANY, INC.
49679 | Permanently Closed | 2016-05-20 | 1998-10-01 | 2016-05-26 | Petroleum | Premium gasoline | Premium gasoline | Retail | Double Wall | Double Wall |  |  | Double Wall |  | 1901-01-01 | Catchment Basin | Automatic shutoff device At 95% full | Automatic shutoff device At 95% full | Interstitial Monitoring within Secondary Containment | SENSOR TO ATG | Continuous Automatic Tank Gauge |  | Containment Sump | Containment Sump |  |  | Annual line testing | Annual line testing |  | UST Currently In Use: 0; UST Temp Close: 0; AST Currently In Use: 0; AST Temp Closed: 0 | 0 | 0 | 2 | 13343-073-018587 | MCCULLOUGH OIL COMPANY, INC.
49680 | Currently in Use |  | 1999-08-19 |  | Petroleum | Premium gasoline | Premium gasoline | Retail | 4K,2P,2P | Single Wall | Coated & cathodic protection (sti-P3) |  | Flexible |  |  | Catchment Basin | Flow Rest 90% Full | Flow Rest 90% Full |  |  | Continuous Automatic Tank Gauge | Single walled submersible pump containment sump | Automatic flow restrictor (MLLD) | Automatic flow restrictor (MLLD) |  |  | Annual line testing | Annual line testing |  | UST Currently In Use: 3; UST Temp Close: 0; AST Currently In Use: 0; AST Temp Closed: 0 | 3 | 0 | 0 | 25343-103-017165 | MOTYA HEZA M ALZOKARI
49681 | Currently in Use |  | 2001-01-31 |  | Petroleum | Unleaded gasoline | Unleaded gasoline | Retail | Fiberglass reinforced plastic | Fiberglass reinforced plastic |  |  | Double Wall |  | 1901-01-01 | Catchment Basin | Flow Rest 90% Full | Flow Rest 90% Full |  |  | Continuous Automatic Tank Gauge |  | Automatic flow restrictor (MLLD) | Automatic flow restrictor (MLLD) |  |  | Annual line testing | Annual line testing |  | UST Currently In Use: 2; UST Temp Close: 0; AST Currently In Use: 0; AST Temp Closed: 0 | 2 | 0 | 0 | 21200-073-018588 | T & U FOOD STORE
49682 | Currently in Use |  | 2001-01-31 |  | Petroleum | Premium gasoline | Premium gasoline | Retail | Single Wall | Fiberglass reinforced plastic |  |  | Fiberglass reinforced plastic |  | 1901-01-01 | Catchment Basin | Flow Rest 90% Full | Flow Rest 90% Full |  |  | Continuous Automatic Tank Gauge |  | Containment Sump | Automatic flow restrictor (MLLD) |  |  | Annual line testing | Annual line testing |  | UST Currently In Use: 2; UST Temp Close: 0; AST Currently In Use: 0; AST Temp Closed: 0 | 2 | 0 | 0 | 21200-073-018588 | T & U FOOD STORE
49683 | Currently in Use |  | 1994-01-01 |  | Petroleum | Unleaded gasoline | Unleaded gasoline | State/federal government | Fiberglass reinforced plastic | Fiberglass reinforced plastic |  |  | Fiberglass reinforced plastic |  | 1901-01-01 | Catchment Basin | Audible high level alarm At 90% full | Audible high level alarm At 90% full |  |  | Automatic Tank Gauge |  | Automatic flow restrictor (MLLD) | Automatic flow restrictor (MLLD) |  | SENSOR TO ATG | Annual line testing | Annual line testing |  | UST Currently In Use: 2; UST Temp Close: 0; AST Currently In Use: 0; AST Temp Closed: 0 | 2 | 0 | 4 | 14649-047-002954 | DEPARTMENT OF TRANSPORTATION
49684 | Currently in Use |  | 1994-01-01 |  | Petroleum | On road diesel | On road diesel | State/federal government | Fiberglass reinforced plastic | Fiberglass reinforced plastic |  |  | Fiberglass reinforced plastic |  | 1901-01-01 | Catchment Basin | Audible high level alarm At 90% full | Audible high level alarm At 90% full |  |  | Automatic Tank Gauge |  | Containment Sump | Automatic flow restrictor (MLLD) |  | SENSOR TO ATG | Annual line testing | Annual line testing |  | UST Currently In Use: 2; UST Temp Close: 0; AST Currently In Use: 0; AST Temp Closed: 0 | 2 | 0 | 4 | 14649-047-002954 | DEPARTMENT OF TRANSPORTATION
49685 | Currently in Use |  | 1996-05-20 |  | Petroleum | Unleaded gasoline | Unleaded gasoline | Retail | Steel | Steel | Coated & cathodic protection (sti-P3) |  | Fiberglass reinforced plastic |  |  | Catchment Basin | Flow Rest 90% Full | Flow Rest 90% Full |  |  | Automatic Tank Gauge |  | Automatic flow restrictor (MLLD) | Automatic flow restrictor (MLLD) |  |  | Annual line testing | Annual line testing |  | UST Currently In Use: 3; UST Temp Close: 0; AST Currently In Use: 0; AST Temp Closed: 0 | 3 | 0 | 0 | 22313-005-018589 | SALEEM PUNJANI
49686 | Currently in Use |  | 1996-05-20 |  | Petroleum | Premium gasoline | Premium gasoline | Retail | Steel | Steel | Coated & cathodic protection (sti-P3) |  | Fiberglass reinforced plastic |  |  | Catchment Basin | Flow Rest 90% Full | Flow Rest 90% Full |  |  | Automatic Tank Gauge |  | Automatic flow restrictor (MLLD) | Automatic flow restrictor (MLLD) |  |  | Annual line testing | Annual line testing |  | UST Currently In Use: 3; UST Temp Close: 0; AST Currently In Use: 0; AST Temp Closed: 0 | 3 | 0 | 0 | 22313-005-018589 | SALEEM PUNJANI
49687 | Currently in Use |  | 2001-03-09 |  | Petroleum | Unleaded gasoline | Unleaded gasoline | Retail | Fiberglass coated steel | Fiberglass coated steel |  |  | Flexible |  | 1901-01-01 | Catchment Basin | Audible high level alarm At 90% full | Audible high level alarm At 90% full | Interstitial Monitoring within Secondary Containment |  | Continuous Automatic Tank Gauge |  | Containment Sump | Automatic flow restrictor (MLLD) | Interstitial Monitoring within Secondary Containment |  | Annual line testing | Annual line testing |  | UST Currently In Use: 2; UST Temp Close: 0; AST Currently In Use: 0; AST Temp Closed: 0 | 2 | 0 | 0 | 21204-101-018590 | 187FW CANTEEN / ENVIRONMENTAL
49688 | Currently in Use |  | 2001-03-09 |  | Petroleum | Premium gasoline | Premium gasoline | Retail | Fiberglass coated steel | Fiberglass coated steel |  |  | Flexible |  | 1901-01-01 | Catchment Basin | Flow Rest 90% Full | Flow Rest 90% Full | Interstitial Monitoring within Secondary Containment |  | Continuous Automatic Tank Gauge |  | Containment Sump | Automatic flow restrictor (MLLD) | Interstitial Monitoring within Secondary Containment |  | Annual line testing | Annual line testing |  | UST Currently In Use: 2; UST Temp Close: 0; AST Currently In Use: 0; AST Temp Closed: 0 | 2 | 0 | 0 | 21204-101-018590 | 187FW CANTEEN / ENVIRONMENTAL
49689 | Currently in Use |  | 2000-11-30 |  | Petroleum | Unleaded gasoline | Unleaded gasoline | Retail | Fiberglass coated steel | Fiberglass coated steel |  |  | Flexible | APT | 1901-01-01 | Catchment Basin | Flow Rest 90% Full | Flow Rest 90% Full |  |  | Continuous Automatic Tank Gauge |  | Containment Sump | Automatic shutoff device (AELLD) |  |  | Continuous alarm system | Continuous alarm system |  | UST Currently In Use: 3; UST Temp Close: 0; AST Currently In Use: 0; AST Temp Closed: 0 | 3 | 0 | 4 | 24950-121-007940 | MOUNTAIN EXPRESS OIL CO. S.E.
49690 | Currently in Use |  | 2000-11-30 |  | Petroleum | Premium gasoline | Premium gasoline | Retail | Fiberglass coated steel | Fiberglass coated steel |  |  | Double Wall | APT | 1901-01-01 | Catchment Basin | Flow Rest 90% Full | Flow Rest 90% Full |  |  | Continuous Automatic Tank Gauge |  | Automatic shutoff device (AELLD) | Automatic shutoff device (AELLD) |  |  | Continuous alarm system | Continuous alarm system |  | UST Currently In Use: 3; UST Temp Close: 0; AST Currently In Use: 0; AST Temp Closed: 0 | 3 | 0 | 4 | 24950-121-007940 | MOUNTAIN EXPRESS OIL CO. S.E.
49691 | Currently in Use |  | 2000-11-30 |  | Petroleum | On road diesel | On road diesel | Retail | Fiberglass coated steel | Fiberglass coated steel |  |  | Flexible | APT | 1901-01-01 | Catchment Basin | Flow Rest 90% Full | Flow Rest 90% Full |  |  | Continuous Automatic Tank Gauge |  | Containment Sump | Automatic shutoff device (AELLD) |  |  | Continuous alarm system | Continuous alarm system |  | UST Currently In Use: 3; UST Temp Close: 0; AST Currently In Use: 0; AST Temp Closed: 0 | 3 | 0 | 4 | 24950-121-007940 | MOUNTAIN EXPRESS OIL CO. S.E.
49692 | Temporary Closed | 2016-09-01 | 1998-03-27 |  | Petroleum | Unleaded gasoline | Unleaded gasoline | Retail | Fiberglass coated steel | Fiberglass coated steel |  |  | DBW |  | 1901-01-01 | Catchment Basin | Flow Rest 90% Full | Flow Rest 90% Full |  |  | Continuous Automatic Tank Gauge |  | Automatic flow restrictor (MLLD) | Automatic flow restrictor (MLLD) |  |  | Annual line testing | Annual line testing |  | UST Currently In Use: 0; UST Temp Close: 3; AST Currently In Use: 0; AST Temp Closed: 0 | 0 | 3 | 0 | 13447-125-018594 | MILLER GROCERY INC
49693 | Temporary Closed | 2016-09-01 | 1998-03-27 |  | Petroleum | Premium gasoline | Premium gasoline | Retail | Fiberglass coated steel | Fiberglass coated steel |  |  | DBW |  | 1901-01-01 | Catchment Basin | Flow Rest 90% Full | Flow Rest 90% Full |  |  | Continuous Automatic Tank Gauge |  | Automatic flow restrictor (MLLD) | Automatic flow restrictor (MLLD) |  |  | Annual line testing | Annual line testing |  | UST Currently In Use: 0; UST Temp Close: 3; AST Currently In Use: 0; AST Temp Closed: 0 | 0 | 3 | 0 | 13447-125-018594 | MILLER GROCERY INC
49694 | Cannot Locate or abandoned | 2001-12-13 | 1993-05-22 |  | Petroleum | Unleaded gasoline | Unleaded gasoline | Retail | Steel | Steel | Coated & cathodic protection (sti-P3) |  | Fiberglass reinforced plastic |  | 1901-01-01 | Catchment Basin | Automatic shutoff device At 95% full | Automatic shutoff device At 95% full |  |  | Statistical Inventory Reconciliation (SIR) | [8 empty] | UST Currently In Use: 0; UST Temp Close: 0; AST Currently In Use: 0; AST Temp Closed: 0 | 0 | 0 | 0 | 21207-049-018595 | AUSTIN L OVERDEAR
49695 | Cannot Locate or abandoned | 2001-12-13 | 1993-05-22 |  | Petroleum | Mid-grade gasoline | Mid-grade gasoline | Retail | Steel | Steel | Coated & cathodic protection (sti-P3) |  | Fiberglass reinforced plastic |  | 1901-01-01 | Catchment Basin | Automatic shutoff device At 95% full | Automatic shutoff device At 95% full |  |  | Statistical Inventory Reconciliation (SIR) | [8 empty] | UST Currently In Use: 0; UST Temp Close: 0; AST Currently In Use: 0; AST Temp Closed: 0 | 0 | 0 | 0 | 21207-049-018595 | AUSTIN L OVERDEAR
49697 | Temporary Closed | 2017-08-01 | 2001-04-20 |  | Petroleum | Premium gasoline | Premium gasoline | Retail | Fiberglass coated steel | Fiberglass coated steel |  |  | PISCES | OPW | 1901-01-01 | Catchment Basin | Automatic shutoff device At 95% full | Automatic shutoff device At 95% full |  |  | Automatic Tank Gauge |  | Automatic flow restrictor (MLLD) | Automatic flow restrictor (MLLD) | Interstitial Monitoring within Secondary Containment |  |  |  |  | UST Currently In Use: 0; UST Temp Close: 2; AST Currently In Use: 0; AST Temp Closed: 0 | 0 | 2 | 5 | 25636-075-006546 | TONY SAINE
49698 | Temporary Closed | 2017-08-01 | 2001-04-20 |  | Petroleum | Unleaded gasoline | Unleaded gasoline | Retail | Fiberglass coated steel | Fiberglass coated steel |  |  | PISCES | OPW | 1901-01-01 | Catchment Basin | Automatic shutoff device At 95% full | Automatic shutoff device At 95% full |  |  | Automatic Tank Gauge |  | Automatic flow restrictor (MLLD) | Automatic flow restrictor (MLLD) | Interstitial Monitoring within Secondary Containment |  |  |  |  | UST Currently In Use: 0; UST Temp Close: 2; AST Currently In Use: 0; AST Temp Closed: 0 | 0 | 2 | 5 | 25636-075-006546 | TONY SAINE
49699 | Currently in Use |  | 2001-04-20 |  | Petroleum | Unleaded gasoline | Unleaded gasoline | Retail | Double Wall | Double Wall |  |  | Double Wall |  | 1901-01-01 | Catchment Basin | Flow Rest 90% Full | Flow Rest 90% Full | Interstitial Monitoring within Secondary Containment | SENSOR TO ATG | Continuous Automatic Tank Gauge |  | Automatic shutoff device (AELLD) | Automatic shutoff device (AELLD) | [5 empty] | UST Currently In Use: 2; UST Temp Close: 0; AST Currently In Use: 0; AST Temp Closed: 0 | 2 | 0 | 2 | 13343-073-007387 | MCCULLOUGH OIL COMPANY, INC.
49700 | Currently in Use |  | 2001-04-20 |  | Petroleum | Premium gasoline | Premium gasoline | Retail | 8P/4D | Double Wall |  |  | Double Wall |  | 1901-01-01 | Catchment Basin | Automatic shutoff device At 95% full | Automatic shutoff device At 95% full | Interstitial Monitoring within Secondary Containment | SENSOR TO ATG | Continuous Automatic Tank Gauge |  | Automatic shutoff device (AELLD) | Automatic shutoff device (AELLD) | [5 empty] | UST Currently In Use: 2; UST Temp Close: 0; AST Currently In Use: 0; AST Temp Closed: 0 | 2 | 0 | 2 | 13343-073-007387 | MCCULLOUGH OIL COMPANY, INC.
49701 | Permanently Closed | 2015-10-05 | 1997-03-27 | 2014-08-11 | Petroleum | On road diesel | On road diesel | Retail | Steel | Steel | Coated & cathodic protection (sti-P3) |  | Flexible |  |  | Catchment Basin | Automatic shutoff device At 95% full | Automatic shutoff device At 95% full |  |  | Continuous Automatic Tank Gauge |  | Containment Sump | Containment Sump | Interstitial Monitoring within Secondary Containment | SENSOR TO ATG | Annual line testing | Annual line testing |  | UST Currently In Use: 0; UST Temp Close: 0; AST Currently In Use: 0; AST Temp Closed: 0 | 0 | 0 | 3 | 21210-097-018596 | DAVISON INVESTMENTS EXP TRUCK WS LLC
49702 | Permanently Closed | 2015-10-05 | 1997-03-27 | 2014-08-11 | Petroleum | Unleaded gasoline | Unleaded gasoline | Retail | Steel | Steel | Coated & cathodic protection (sti-P3) |  | Flexible |  |  | Catchment Basin | Automatic shutoff device At 95% full | Automatic shutoff device At 95% full |  |  | Continuous Automatic Tank Gauge |  | Containment Sump | Containment Sump | Interstitial Monitoring within Secondary Containment | SENSOR TO ATG | Annual line testing | Annual line testing |  | UST Currently In Use: 0; UST Temp Close: 0; AST Currently In Use: 0; AST Temp Closed: 0 | 0 | 0 | 3 | 21210-097-018596 | DAVISON INVESTMENTS EXP TRUCK WS LLC
49703 | Permanently Closed | 2015-10-05 | 1997-03-27 | 2014-08-11 | Petroleum | On road diesel | On road diesel | Retail | Steel | Steel | Coated & cathodic protection (sti-P3) |  | Flexible |  |  | Catchment Basin | Automatic shutoff device At 95% full | Automatic shutoff device At 95% full |  |  | Continuous Automatic Tank Gauge |  | Containment Sump | Containment Sump | Interstitial Monitoring within Secondary Containment | SENSOR TO ATG | Continuous alarm system | Annual line testing |  | UST Currently In Use: 0; UST Temp Close: 0; AST Currently In Use: 0; AST Temp Closed: 0 | 0 | 0 | 3 | 21210-097-018596 | DAVISON INVESTMENTS EXP TRUCK WS LLC
49704 | Currently in Use |  | 2001-03-01 |  | Petroleum | Unleaded gasoline | Unleaded gasoline | Retail | Double Wall | Double Wall |  |  | Flexible |  | 1901-01-01 | Catchment Basin | Automatic shutoff device At 95% full | Automatic shutoff device At 95% full |  |  | Automatic Tank Gauge |  | Containment Sump | Automatic flow restrictor (MLLD) |  |  | Annual line testing | Annual line testing |  | UST Currently In Use: 2; UST Temp Close: 0; AST Currently In Use: 0; AST Temp Closed: 0 | 2 | 0 | 3 | 24101-097-007146 | HIEP VAN PHAM
49705 | Currently in Use |  | 2001-03-01 |  | Petroleum | On road diesel | On road diesel | Retail | Double Wall | Double Wall |  |  | Double Wall |  | 1901-01-01 | Catchment Basin | Automatic shutoff device At 95% full | Automatic shutoff device At 95% full | Interstitial Monitoring within Secondary Containment |  | Automatic Tank Gauge |  | Containment Sump | Automatic flow restrictor (MLLD) |  |  | Annual line testing | Annual line testing |  | UST Currently In Use: 2; UST Temp Close: 0; AST Currently In Use: 0; AST Temp Closed: 0 | 2 | 0 | 3 | 24101-097-007146 | HIEP VAN PHAM
49706 | Currently in Use |  | 1999-09-30 |  | Petroleum | Premium gasoline | Premium gasoline | Retail | Fiberglass coated steel | Fiberglass coated steel |  |  | Double Wall |  |  | Catchment Basin | Flow Rest 90% Full | Automatic shutoff device At 95% full |  |  | Automatic Tank Gauge |  | Automatic flow restrictor (MLLD) | Automatic flow restrictor (MLLD) | Interstitial Monitoring within Secondary Containment | SENSOR TO ATG | Continuous alarm system | Continuous alarm system |  | UST Currently In Use: 2; UST Temp Close: 0; AST Currently In Use: 0; AST Temp Closed: 0 | 2 | 0 | 0 | 23517-103-018598 | AARYAN INC
49707 | Currently in Use |  | 1999-09-30 |  | Petroleum | Unleaded gasoline | Unleaded gasoline | Retail | Fiberglass coated steel | Fiberglass coated steel |  |  | Double Wall |  |  | Catchment Basin | Automatic shutoff device At 95% full | Automatic shutoff device At 95% full |  |  | Automatic Tank Gauge |  | Containment Sump | Automatic flow restrictor (MLLD) | Interstitial Monitoring within Secondary Containment | SENSOR TO ATG | Continuous alarm system | Continuous alarm system |  | UST Currently In Use: 2; UST Temp Close: 0; AST Currently In Use: 0; AST Temp Closed: 0 | 2 | 0 | 0 | 23517-103-018598 | AARYAN INC
49708 | Currently in Use |  | 2001-02-15 |  | Petroleum | Unleaded gasoline | Unleaded gasoline | Retail | Fiberglass coated steel | Fiberglass coated steel |  |  | Flexible |  | 1901-01-01 | Catchment Basin | Automatic shutoff device At 95% full | Automatic shutoff device At 95% full |  |  | Continuous Automatic Tank Gauge |  | Automatic flow restrictor (MLLD) | Automatic flow restrictor (MLLD) |  |  | Annual line testing | Annual line testing |  | UST Currently In Use: 4; UST Temp Close: 0; AST Currently In Use: 0; AST Temp Closed: 0 | 4 | 0 | 0 | 22176-109-018599 | CIRCLE K
49709 | Currently in Use |  | 2001-02-15 |  | Petroleum | Premium gasoline | Premium gasoline | Retail | Fiberglass coated steel | Fiberglass coated steel |  |  | Flexible |  | 1901-01-01 | Catchment Basin | Automatic shutoff device At 95% full | Automatic shutoff device At 95% full |  |  | Continuous Automatic Tank Gauge |  | Containment Sump | Automatic flow restrictor (MLLD) |  |  | Annual line testing | Annual line testing |  | UST Currently In Use: 4; UST Temp Close: 0; AST Currently In Use: 0; AST Temp Closed: 0 | 4 | 0 | 0 | 22176-109-018599 | CIRCLE K
49710 | Currently in Use |  | 2001-02-15 |  | Petroleum | On road diesel | On road diesel | Retail | Fiberglass coated steel | Fiberglass coated steel |  |  | Flexible |  | 1901-01-01 | Catchment Basin | Flow Rest 90% Full | Flow Rest 90% Full |  |  | Continuous Automatic Tank Gauge |  | Containment Sump | Automatic flow restrictor (MLLD) |  |  | Annual line testing | Annual line testing |  | UST Currently In Use: 4; UST Temp Close: 0; AST Currently In Use: 0; AST Temp Closed: 0 | 4 | 0 | 0 | 22176-109-018599 | CIRCLE K
49711 | Currently in Use |  | 1999-02-16 |  | Petroleum | Mid-grade gasoline | Mid-grade gasoline | State/federal government | Fiberglass coated steel | Fiberglass coated steel |  |  | Fiberglass reinforced plastic |  | 1901-01-01 | Catchment Basin | Flow Rest 90% Full | Flow Rest 90% Full |  |  | Automatic Tank Gauge | [8 empty] | UST Currently In Use: 1; UST Temp Close: 0; AST Currently In Use: 0; AST Temp Closed: 0 | 1 | 0 | 8 | 15037-087-002060 | TUSKEGEE UNIVERSITY
49712 | Currently in Use |  | 1999-05-01 |  | Petroleum | On road diesel | On road diesel | State/federal government | Fiberglass coated steel | Fiberglass coated steel |  |  | Fiberglass reinforced plastic |  | 1901-01-01 | Catchment Basin | Automatic shutoff device At 95% full | Automatic shutoff device At 95% full |  |  | Statistical Inventory Reconciliation (SIR) | [8 empty] | UST Currently In Use: 1; UST Temp Close: 0; AST Currently In Use: 0; AST Temp Closed: 0 | 1 | 0 | 0 | 15037-087-018600 | TUSKEGEE UNIVERSITY
49713 | Currently in Use |  | 1991-04-03 |  | Petroleum | Unleaded gasoline | Unleaded gasoline | Retail | Steel | Steel | Coated & cathodic protection (sti-P3) |  | Fiberglass reinforced plastic |  |  | Catchment Basin | Audible high level alarm At 90% full | Audible high level alarm At 90% full |  |  | Automatic Tank Gauge | [8 empty] | UST Currently In Use: 2; UST Temp Close: 0; AST Currently In Use: 0; AST Temp Closed: 0 | 2 | 0 | 0 | 22656-081-011296 | KUASH INC
49714 | Currently in Use |  | 1991-04-03 |  | Petroleum | Premium gasoline | Premium gasoline | Retail | Steel | Steel | Coated & cathodic protection (sti-P3) |  | Fiberglass reinforced plastic |  |  | Catchment Basin | Flow Rest 90% Full | Audible high level alarm At 90% full |  |  | Automatic Tank Gauge | [8 empty] | UST Currently In Use: 2; UST Temp Close: 0; AST Currently In Use: 0; AST Temp Closed: 0 | 2 | 0 | 0 | 22656-081-011296 | KUASH INC
49715 | Currently in Use |  | 1991-04-03 |  | Petroleum | Unleaded gasoline | Unleaded gasoline | Retail | Single Wall | Single Wall | Interior lined (not allowed as a standalone method of corrosion protection) |  | Single Wall |  |  | Catchment Basin | Automatic shutoff device At 95% full | Automatic shutoff device At 95% full |  |  | Automatic Tank Gauge | Direct Bury submersible pump | Automatic flow restrictor (MLLD) | Automatic flow restrictor (MLLD) |  |  | Statistical inventory reconciliation (SIR) | Statistical inventory reconciliation (SIR) |  | UST Currently In Use: 2; UST Temp Close: 0; AST Currently In Use: 0; AST Temp Closed: 0 | 2 | 0 | 0 | 21218-113-011297 | LYNCHAR INC
49716 | Currently in Use |  | 1991-04-03 |  | Petroleum | Premium gasoline | Premium gasoline | Retail | Single Wall | Single Wall | Field installed cathodic protection |  | Fiberglass reinforced plastic |  |  | Catchment Basin | Automatic shutoff device At 95% full | Automatic shutoff device At 95% full |  |  | Statistical Inventory Reconciliation (SIR) | Direct Bury submersible pump | Automatic flow restrictor (MLLD) | Automatic flow restrictor (MLLD) |  |  | Statistical inventory reconciliation (SIR) | Statistical inventory reconciliation (SIR) |  | UST Currently In Use: 2; UST Temp Close: 0; AST Currently In Use: 0; AST Temp Closed: 0 | 2 | 0 | 0 | 21218-113-011297 | LYNCHAR INC
49717 | Currently in Use |  | 2001-03-09 |  | Petroleum | On road diesel | On road diesel | Emergency power generator | Double Wall | Double Wall |  |  | COPPER |  | 1901-01-01 | Double walled catchment basin | Automatic shutoff device At 95% full | Audible high level alarm At 90% full | Interstitial Monitoring within Secondary Containment | SENSOR TO ATG | Automatic Tank Gauge |  | EXEMPT | Containment Sump | [5 empty] | UST Currently In Use: 1; UST Temp Close: 0; AST Currently In Use: 0; AST Temp Closed: 0 | 1 | 0 | 2 | 14462-073-012058 | BELLSOUTH TELECOMM. DBA AT&T ALA.
49718 | Temporary Closed | 2013-11-23 | 2001-05-11 |  | Petroleum | Unleaded gasoline | Unleaded gasoline | Retail | Steel | Single Wall | Coated & cathodic protection (sti-P3) |  | Single Wall |  |  | Catchment Basin | Flow Rest 90% Full | Flow Rest 90% Full |  |  | Continuous Automatic Tank Gauge | Direct Bury submersible pump | [7 empty] | UST Currently In Use: 0; UST Temp Close: 1; AST Currently In Use: 0; AST Temp Closed: 0 | 0 | 1 | 0 | 24322-079-018601 | A & B HOLDINGS, LLC
49719 | Currently in Use |  | 2001-05-24 |  | Petroleum | Unleaded gasoline | Unleaded gasoline | Retail | Fiberglass reinforced plastic | Fiberglass reinforced plastic |  |  | Fiberglass reinforced plastic |  | 1901-01-01 | Catchment Basin | Flow Rest 90% Full | Flow Rest 90% Full |  |  | Continuous Automatic Tank Gauge |  | Containment Sump | Automatic flow restrictor (MLLD) |  | SENSOR TO ATG | Annual line testing | Annual line testing |  | UST Currently In Use: 3; UST Temp Close: 2; AST Currently In Use: 0; AST Temp Closed: 0 | 3 | 2 | 7 | 24639-121-004119 | KANAIYALAL R PATEL
49720 | Currently in Use |  | 2001-05-24 |  | Petroleum | Premium gasoline | Premium gasoline | Retail | Single Wall | Fiberglass reinforced plastic |  |  | Fiberglass reinforced plastic |  | 1901-01-01 | Catchment Basin | Flow Rest 90% Full | Flow Rest 90% Full |  |  | Continuous Automatic Tank Gauge |  | Automatic flow restrictor (MLLD) | Automatic flow restrictor (MLLD) |  | SENSOR TO ATG | Annual line testing | Annual line testing |  | UST Currently In Use: 3; UST Temp Close: 2; AST Currently In Use: 0; AST Temp Closed: 0 | 3 | 2 | 7 | 24639-121-004119 | KANAIYALAL R PATEL
49721 | Currently in Use |  | 2001-05-24 |  | Petroleum | On road diesel | On road diesel | Retail | Fiberglass reinforced plastic | Fiberglass reinforced plastic |  |  | Double Wall |  | 1901-01-01 | Catchment Basin | Flow Rest 90% Full | Flow Rest 90% Full |  |  | Continuous Automatic Tank Gauge |  | Automatic flow restrictor (MLLD) | Automatic flow restrictor (MLLD) |  | SENSOR TO ATG | Continuous alarm system | Annual line testing |  | UST Currently In Use: 3; UST Temp Close: 2; AST Currently In Use: 0; AST Temp Closed: 0 | 3 | 2 | 7 | 24639-121-004119 | KANAIYALAL R PATEL
49722 | Temporary Closed | 2009-07-01 | 2001-05-24 |  | Petroleum | On road diesel | On road diesel | Retail | Fiberglass reinforced plastic | Fiberglass reinforced plastic |  |  | Fiberglass reinforced plastic |  | 1901-01-01 | Catchment Basin | Flow Rest 90% Full | Flow Rest 90% Full |  |  | Continuous Automatic Tank Gauge | [8 empty] | UST Currently In Use: 3; UST Temp Close: 2; AST Currently In Use: 0; AST Temp Closed: 0 | 3 | 2 | 7 | 24639-121-004119 | KANAIYALAL R PATEL
49723 | Temporary Closed | 2009-07-01 | 2001-05-24 |  | Petroleum | Kerosene | Kerosene | Retail | Fiberglass reinforced plastic | Fiberglass reinforced plastic |  |  | Single Wall |  | 1901-01-01 | Catchment Basin | Flow Rest 90% Full | Flow Rest 90% Full |  |  | Continuous Automatic Tank Gauge | [8 empty] | UST Currently In Use: 3; UST Temp Close: 2; AST Currently In Use: 0; AST Temp Closed: 0 | 3 | 2 | 7 | 24639-121-004119 | KANAIYALAL R PATEL
49724 | Currently in Use |  | 2000-10-11 |  | Petroleum | On road diesel | On road diesel | Retail | Fiberglass coated steel | Fiberglass coated steel |  |  | Flexible | APT | 1901-01-01 | Catchment Basin | Automatic shutoff device At 95% full | Automatic shutoff device At 95% full |  |  | Continuous Automatic Tank Gauge |  | Containment Sump | Automatic flow restrictor (MLLD) |  | SENSOR TO ATG | Continuous alarm system | Continuous alarm system |  | UST Currently In Use: 2; UST Temp Close: 0; AST Currently In Use: 0; AST Temp Closed: 0 | 2 | 0 | 0 | 10182-111-018602 | ALLEN OIL CO
49725 | Currently in Use |  | 2000-10-11 |  | Petroleum | Unleaded gasoline | Unleaded gasoline | Retail | 10D/5OFFD | Fiberglass coated steel |  |  | Flexible | APT | 1901-01-01 | Catchment Basin | Automatic shutoff device At 95% full | Automatic shutoff device At 95% full |  |  | Continuous Automatic Tank Gauge |  | Automatic flow restrictor (MLLD) | Automatic flow restrictor (MLLD) |  | SENSOR TO ATG | Continuous alarm system | Continuous alarm system |  | UST Currently In Use: 2; UST Temp Close: 0; AST Currently In Use: 0; AST Temp Closed: 0 | 2 | 0 | 0 | 10182-111-018602 | ALLEN OIL CO
49726 | Currently in Use |  | 2000-03-16 |  | Petroleum | Unleaded gasoline | Unleaded gasoline | Retail | Single Wall | Fiberglass reinforced plastic |  |  | Fiberglass reinforced plastic |  |  | Catchment Basin | Automatic shutoff device At 95% full | Automatic shutoff device At 95% full |  |  | Continuous Automatic Tank Gauge |  | Containment Sump | Automatic flow restrictor (MLLD) |  |  | Annual line testing | Annual line testing |  | UST Currently In Use: 2; UST Temp Close: 0; AST Currently In Use: 0; AST Temp Closed: 0 | 2 | 0 | 0 | 25606-121-018603 | Noorudin Dharani
49727 | Currently in Use |  | 2000-03-16 |  | Petroleum | Premium gasoline | Premium gasoline | Retail | Fiberglass reinforced plastic | Fiberglass reinforced plastic |  |  | Double Wall |  | 1901-01-01 | Catchment Basin | Automatic shutoff device At 95% full | Automatic shutoff device At 95% full |  |  | Continuous Automatic Tank Gauge |  | Containment Sump | Automatic flow restrictor (MLLD) |  |  | Annual line testing | Annual line testing |  | UST Currently In Use: 2; UST Temp Close: 0; AST Currently In Use: 0; AST Temp Closed: 0 | 2 | 0 | 0 | 25606-121-018603 | Noorudin Dharani
49728 | Temporary Closed | 2014-09-22 | 2001-01-01 |  | Petroleum | Unleaded gasoline | Unleaded gasoline | Retail | Fiberglass reinforced plastic | Fiberglass reinforced plastic |  |  | Fiberglass reinforced plastic |  |  | Catchment Basin | Flow Rest 90% Full | Flow Rest 90% Full |  |  | Continuous Automatic Tank Gauge |  | Automatic shutoff device (AELLD) | Automatic shutoff device (AELLD) | [5 empty] | UST Currently In Use: 0; UST Temp Close: 5; AST Currently In Use: 0; AST Temp Closed: 0 | 0 | 5 | 0 | 25025-073-012911 | ASLAM RAJPARI
49729 | Currently in Use |  | 2001-05-24 |  | Petroleum | Unleaded gasoline | Unleaded gasoline | Retail | Fiberglass reinforced plastic | Fiberglass reinforced plastic |  |  | Flexible |  | 1901-01-01 | Catchment Basin | Automatic shutoff device At 95% full | Automatic shutoff device At 95% full | Interstitial Monitoring within Secondary Containment | SENSOR TO ATG | Continuous Automatic Tank Gauge |  | Automatic flow restrictor (MLLD) | Automatic flow restrictor (MLLD) |  | SENSOR TO ATG | Continuous alarm system | Continuous alarm system |  | UST Currently In Use: 2; UST Temp Close: 0; AST Currently In Use: 0; AST Temp Closed: 0 | 2 | 0 | 0 | 13579-117-018605 | MURPHY OIL USA, INC.
49730 | Currently in Use |  | 2001-05-24 |  | Petroleum | Unleaded gasoline | Unleaded gasoline | Retail | Fiberglass reinforced plastic | Fiberglass reinforced plastic |  |  | Flexible |  | 1901-01-01 | Catchment Basin | Automatic shutoff device At 95% full | Automatic shutoff device At 95% full | Interstitial Monitoring within Secondary Containment | SENSOR TO ATG | Continuous Automatic Tank Gauge |  | Automatic flow restrictor (MLLD) | Automatic flow restrictor (MLLD) |  | SENSOR TO ATG | Continuous alarm system | Continuous alarm system |  | UST Currently In Use: 2; UST Temp Close: 0; AST Currently In Use: 0; AST Temp Closed: 0 | 2 | 0 | 0 | 13579-117-018605 | MURPHY OIL USA, INC.
49731 | Temporary Closed | 2019-01-01 | 1999-05-03 |  | Petroleum | Premium gasoline | Premium gasoline | Retail | Steel | Steel | Coated & cathodic protection (sti-P3) |  | Fiberglass reinforced plastic |  |  | Catchment Basin | Flow Rest 90% Full | Flow Rest 90% Full |  |  | Statistical Inventory Reconciliation (SIR) |  | Automatic flow restrictor (MLLD) | Automatic flow restrictor (MLLD) |  |  | Statistical inventory reconciliation (SIR) | Statistical inventory reconciliation (SIR) |  | UST Currently In Use: 1; UST Temp Close: 3; AST Currently In Use: 0; AST Temp Closed: 0 | 1 | 3 | 4 | 23386-045-008772 | KBC LLC
49732 | Currently in Use |  | 2000-04-20 |  | Petroleum | Unleaded gasoline | Unleaded gasoline | Retail | Fiberglass coated steel | Fiberglass coated steel |  |  | Double Wall |  | 1901-01-01 | Catchment Basin | Flow Rest 90% Full | Flow Rest 90% Full |  |  | Continuous Automatic Tank Gauge |  | Automatic flow restrictor (MLLD) | Automatic flow restrictor (MLLD) |  |  | Annual line testing | Annual line testing |  | UST Currently In Use: 2; UST Temp Close: 0; AST Currently In Use: 0; AST Temp Closed: 0 | 2 | 0 | 4 | 25067-125-007716 | IMAN A. ELEISH
49733 | Currently in Use |  | 2000-04-20 |  | Petroleum | Premium gasoline | Premium gasoline | Retail | Single Wall | Fiberglass coated steel |  |  | Double Wall |  | 1901-01-01 | Catchment Basin | Flow Rest 90% Full | Flow Rest 90% Full |  |  | Continuous Automatic Tank Gauge |  | Containment Sump | Automatic flow restrictor (MLLD) |  |  | Annual line testing | Annual line testing |  | UST Currently In Use: 2; UST Temp Close: 0; AST Currently In Use: 0; AST Temp Closed: 0 | 2 | 0 | 4 | 25067-125-007716 | IMAN A. ELEISH
49734 | Currently in Use |  | 2001-06-08 |  | Petroleum | Unleaded gasoline | Unleaded gasoline | Retail | Single Wall | Fiberglass coated steel |  |  | Flexible | OPW | 1901-01-01 | Catchment Basin | Automatic shutoff device At 95% full | Automatic shutoff device At 95% full |  |  | Continuous Automatic Tank Gauge |  | Automatic shutoff device (AELLD) | Automatic shutoff device (AELLD) | [5 empty] | UST Currently In Use: 2; UST Temp Close: 0; AST Currently In Use: 0; AST Temp Closed: 0 | 2 | 0 | 0 | 15420-121-018606 | MAPCO EXPRESS, INC.
49735 | Currently in Use |  | 2001-06-08 |  | Petroleum | Premium gasoline | Premium gasoline | Retail | Single Wall | Fiberglass coated steel |  |  | Flexible | OPW | 1901-01-01 | Catchment Basin | Automatic shutoff device At 95% full | Automatic shutoff device At 95% full |  |  | Continuous Automatic Tank Gauge |  | Automatic shutoff device (AELLD) | Automatic shutoff device (AELLD) | [5 empty] | UST Currently In Use: 2; UST Temp Close: 0; AST Currently In Use: 0; AST Temp Closed: 0 | 2 | 0 | 0 | 15420-121-018606 | MAPCO EXPRESS, INC.
49736 | Temporary Closed | 2012-11-14 | 1993-01-03 |  | Petroleum | Unleaded gasoline | Unleaded gasoline | Retail | Steel | Steel | Coated & cathodic protection (sti-P3) |  | Fiberglass reinforced plastic |  | 1901-01-01 | Catchment Basin | Audible high level alarm At 90% full | Audible high level alarm At 90% full |  |  | Continuous Automatic Tank Gauge |  | Containment Sump | Containment Sump | [5 empty] | UST Currently In Use: 0; UST Temp Close: 2; AST Currently In Use: 0; AST Temp Closed: 0 | 0 | 2 | 1 | 25750-057-005880 | ANJALI AGARWAL
49737 | Temporary Closed | 2012-11-14 | 1993-01-03 |  | Petroleum | On road diesel | On road diesel | Retail | Steel | Steel | Coated & cathodic protection (sti-P3) |  | Fiberglass reinforced plastic |  | 1901-01-01 | Catchment Basin | Audible high level alarm At 90% full | Audible high level alarm At 90% full |  |  | Continuous Automatic Tank Gauge |  | Automatic flow restrictor (MLLD) | Automatic flow restrictor (MLLD) | [5 empty] | UST Currently In Use: 0; UST Temp Close: 2; AST Currently In Use: 0; AST Temp Closed: 0 | 0 | 2 | 1 | 25750-057-005880 | ANJALI AGARWAL
49738 | Currently in Use |  | 2000-12-15 |  | Petroleum | Unleaded gasoline | Unleaded gasoline | Retail | Fiberglass coated steel | Fiberglass coated steel |  |  | Fiberglass reinforced plastic |  | 1901-01-01 | Catchment Basin | Audible high level alarm At 90% full | Audible high level alarm At 90% full | Interstitial Monitoring within Secondary Containment | SENSOR TO ATG | Continuous Automatic Tank Gauge | Single walled submersible pump containment sump | Automatic shutoff device (AELLD) | Automatic shutoff device (AELLD) |  |  | Annual line testing | Annual line testing |  | UST Currently In Use: 3; UST Temp Close: 0; AST Currently In Use: 0; AST Temp Closed: 0 | 3 | 0 | 0 | 14001-117-018607 | RACETRAC PETROLEUM, INC.
49739 | Currently in Use |  | 2000-12-15 |  | Petroleum | On road diesel | On road diesel | Retail | Fiberglass coated steel | Fiberglass coated steel |  |  | Fiberglass reinforced plastic |  | 1901-01-01 | Catchment Basin | Audible high level alarm At 90% full | Audible high level alarm At 90% full | Interstitial Monitoring within Secondary Containment | SENSOR TO ATG | Continuous Automatic Tank Gauge | Single walled submersible pump containment sump | Automatic shutoff device (AELLD) | Automatic shutoff device (AELLD) |  |  | Annual line testing | Annual line testing |  | UST Currently In Use: 3; UST Temp Close: 0; AST Currently In Use: 0; AST Temp Closed: 0 | 3 | 0 | 0 | 14001-117-018607 | RACETRAC PETROLEUM, INC.
49740 | Currently in Use |  | 2000-12-15 |  | Petroleum | Premium gasoline | Premium gasoline | Retail | Fiberglass coated steel | Fiberglass coated steel |  |  | Fiberglass reinforced plastic |  | 1901-01-01 | Catchment Basin | Audible high level alarm At 90% full | Audible high level alarm At 90% full | Interstitial Monitoring within Secondary Containment |  | Continuous Automatic Tank Gauge | Single walled submersible pump containment sump | Automatic shutoff device (AELLD) | Automatic shutoff device (AELLD) |  |  | Annual line testing | Annual line testing |  | UST Currently In Use: 3; UST Temp Close: 0; AST Currently In Use: 0; AST Temp Closed: 0 | 3 | 0 | 0 | 14001-117-018607 | RACETRAC PETROLEUM, INC.
49741 | Currently in Use |  | 2000-12-01 |  | Petroleum | Unleaded gasoline | Unleaded gasoline | Retail | Fiberglass coated steel | Fiberglass coated steel |  |  | Fiberglass reinforced plastic |  | 1901-01-01 | Catchment Basin | Audible high level alarm At 90% full | Audible high level alarm At 90% full | Interstitial Monitoring within Secondary Containment | SENSOR TO ATG | Continuous Automatic Tank Gauge | Single walled submersible pump containment sump | Automatic shutoff device (AELLD) | Automatic shutoff device (AELLD) |  | SENSOR TO ATG | Continuous alarm system | Continuous alarm system |  | UST Currently In Use: 3; UST Temp Close: 0; AST Currently In Use: 0; AST Temp Closed: 0 | 3 | 0 | 0 | 14001-081-018608 | RACETRAC PETROLEUM, INC.
49742 | Currently in Use |  | 2000-12-01 |  | Petroleum | On road diesel | On road diesel | Retail | Fiberglass coated steel | Fiberglass coated steel |  |  | Fiberglass reinforced plastic |  | 1901-01-01 | Catchment Basin | Audible high level alarm At 90% full | Audible high level alarm At 90% full | Interstitial Monitoring within Secondary Containment | SENSOR TO ATG | Continuous Automatic Tank Gauge | Single walled submersible pump containment sump | Automatic shutoff device (AELLD) | Automatic shutoff device (AELLD) |  | SENSOR TO ATG | Continuous alarm system | Continuous alarm system |  | UST Currently In Use: 3; UST Temp Close: 0; AST Currently In Use: 0; AST Temp Closed: 0 | 3 | 0 | 0 | 14001-081-018608 | RACETRAC PETROLEUM, INC.
49743 | Currently in Use |  | 2000-12-01 |  | Petroleum | Premium gasoline | Premium gasoline | Retail | Fiberglass coated steel | Fiberglass coated steel |  |  | Fiberglass reinforced plastic |  | 1901-01-01 | Catchment Basin | Audible high level alarm At 90% full | Audible high level alarm At 90% full | Interstitial Monitoring within Secondary Containment | SENSOR TO ATG | Continuous Automatic Tank Gauge | Single walled submersible pump containment sump | Containment Sump | Automatic shutoff device (AELLD) |  | SENSOR TO ATG | Continuous alarm system | Continuous alarm system |  | UST Currently In Use: 3; UST Temp Close: 0; AST Currently In Use: 0; AST Temp Closed: 0 | 3 | 0 | 0 | 14001-081-018608 | RACETRAC PETROLEUM, INC.
49744 | Temporary Closed | 2015-10-09 | 1998-10-05 |  | Petroleum | Unleaded gasoline | Unleaded gasoline | Retail | Fiberglass reinforced plastic | Fiberglass reinforced plastic |  |  | Fiberglass reinforced plastic |  | 1901-01-01 | Catchment Basin | Flow Rest 90% Full | Flow Rest 90% Full |  |  | Statistical Inventory Reconciliation (SIR) | [8 empty] | UST Currently In Use: 0; UST Temp Close: 2; AST Currently In Use: 0; AST Temp Closed: 0 | 0 | 2 | 3 | 21234-067-007933 | VONCILE STRICKLAN CO DALE STRICKLAND
49745 | Temporary Closed | 2015-10-09 | 1998-10-05 |  | Petroleum | Premium gasoline | Premium gasoline | Retail | Fiberglass reinforced plastic | Fiberglass reinforced plastic |  |  | Fiberglass reinforced plastic |  | 1901-01-01 | Catchment Basin | Flow Rest 90% Full | Flow Rest 90% Full |  |  | Statistical Inventory Reconciliation (SIR) | [8 empty] | UST Currently In Use: 0; UST Temp Close: 2; AST Currently In Use: 0; AST Temp Closed: 0 | 0 | 2 | 3 | 21234-067-007933 | VONCILE STRICKLAN CO DALE STRICKLAND
49746 | Currently in Use |  | 2000-11-11 |  | Petroleum | Unleaded gasoline | Unleaded gasoline | Retail | Double Wall | Double Wall |  |  | Fiberglass reinforced plastic |  | 1901-01-01 | Catchment Basin | Flow Rest 90% Full | Audible high level alarm At 90% full |  |  | Continuous Automatic Tank Gauge | Single walled submersible pump containment sump | Automatic flow restrictor (MLLD) | Automatic flow restrictor (MLLD) | Interstitial Monitoring within Secondary Containment |  | Continuous alarm system | Continuous alarm system |  | UST Currently In Use: 3; UST Temp Close: 0; AST Currently In Use: 0; AST Temp Closed: 0 | 3 | 0 | 0 | 21237-069-018609 | SAM'S EAST, INC. C/O APTIM
49747 | Currently in Use |  | 2000-11-11 |  | Petroleum | Unleaded gasoline | Unleaded gasoline | Retail | Double Wall | Double Wall |  |  | Fiberglass reinforced plastic |  | 1901-01-01 | Catchment Basin | Flow Rest 90% Full | Audible high level alarm At 90% full |  |  | Continuous Automatic Tank Gauge | Single walled submersible pump containment sump | Automatic flow restrictor (MLLD) | Automatic flow restrictor (MLLD) | Interstitial Monitoring within Secondary Containment |  | Continuous alarm system | Continuous alarm system |  | UST Currently In Use: 3; UST Temp Close: 0; AST Currently In Use: 0; AST Temp Closed: 0 | 3 | 0 | 0 | 21237-069-018609 | SAM'S EAST, INC. C/O APTIM
49748 | Currently in Use |  | 2000-11-11 |  | Petroleum | Premium gasoline | Premium gasoline | Retail | Fiberglass reinforced plastic | Double Wall |  |  | Fiberglass reinforced plastic |  | 1901-01-01 | Catchment Basin | Audible high level alarm At 90% full | Audible high level alarm At 90% full |  |  | Continuous Automatic Tank Gauge | Single walled submersible pump containment sump | Containment Sump | Automatic flow restrictor (MLLD) | Interstitial Monitoring within Secondary Containment |  | Continuous alarm system | Continuous alarm system |  | UST Currently In Use: 3; UST Temp Close: 0; AST Currently In Use: 0; AST Temp Closed: 0 | 3 | 0 | 0 | 21237-069-018609 | SAM'S EAST, INC. C/O APTIM
49749 | Currently in Use |  | 1994-04-21 |  | Petroleum | Aviation fuel (JP-4; etc.) | Aviation fuel (JP-4; etc.) | Industrial | Double Wall | Double Wall |  |  | Steel |  | 1901-01-01 | Catchment Basin | Automatic shutoff device At 95% full | Automatic shutoff device At 95% full |  |  | Automatic Tank Gauge | [8 empty] | UST Currently In Use: N/A; UST Temp Close: N/A; AST Currently In Use: N/A; AST Temp Closed: N/A |  |  |  | 21215-125-001035 | Univ. of AL Health & Safety
49750 | Currently in Use |  | 2000-12-01 |  | Petroleum | Unleaded gasoline | Unleaded gasoline | Retail | Double Wall | Double Wall | DOUBLEWALL |  | Flexible |  | 1901-01-01 | Catchment Basin | Flow Rest 90% Full | Flow Rest 90% Full | Interstitial Monitoring within Secondary Containment | SENSOR TO ATG | Continuous Automatic Tank Gauge |  | Automatic flow restrictor (MLLD) | Automatic flow restrictor (MLLD) | Interstitial Monitoring within Secondary Containment | SENSOR TO ATG | Other | Continuous alarm system |  | UST Currently In Use: 2; UST Temp Close: 0; AST Currently In Use: 0; AST Temp Closed: 0 | 2 | 0 | 0 | 25265-089-003813 | LGWS/CROSS AMERICA PARTNERS
49751 | Currently in Use |  | 2000-12-01 |  | Petroleum | Premium gasoline | Premium gasoline | Retail | Double Wall | Double Wall | DOUBLEWALL |  | Double Wall |  | 1901-01-01 | Catchment Basin | Flow Rest 90% Full | Flow Rest 90% Full | Interstitial Monitoring within Secondary Containment | SENSOR TO ATG | Continuous Automatic Tank Gauge |  | Automatic flow restrictor (MLLD) | Automatic flow restrictor (MLLD) | Interstitial Monitoring within Secondary Containment | SENSOR TO ATG | Continuous alarm system | Continuous alarm system |  | UST Currently In Use: 2; UST Temp Close: 0; AST Currently In Use: 0; AST Temp Closed: 0 | 2 | 0 | 0 | 25265-089-003813 | LGWS/CROSS AMERICA PARTNERS
49752 | Currently in Use |  | 1998-12-12 |  | Petroleum | On road diesel | On road diesel | Emergency power generator | Fiberglass reinforced plastic | Fiberglass reinforced plastic |  |  | Double Wall |  | 1901-01-01 | Catchment Basin | Audible high level alarm At 90% full | Audible high level alarm At 90% full |  |  | Automatic Tank Gauge | [8 empty] | UST Currently In Use: 1; UST Temp Close: 0; AST Currently In Use: 0; AST Temp Closed: 0 | 1 | 0 | 0 | 21510-003-018610 | CENTURYTEL, INC. DBA CENTURYLINK
49753 | Currently in Use |  | 2000-10-20 |  | Petroleum | Unleaded gasoline | Unleaded gasoline | Retail | Fiberglass reinforced plastic | Double Wall |  |  | Flexible |  |  | Catchment Basin | Automatic shutoff device At 95% full | Automatic shutoff device At 95% full |  |  | Continuous Automatic Tank Gauge |  | Containment Sump | Automatic shutoff device (AELLD) |  |  | Continuous alarm system | Continuous alarm system |  | UST Currently In Use: 2; UST Temp Close: 0; AST Currently In Use: 0; AST Temp Closed: 0 | 2 | 0 | 0 | 20072-103-018611 | A & M OIL CO LLC
49754 | Currently in Use |  | 2000-10-20 |  | Petroleum | Premium gasoline | Premium gasoline | Retail | Fiberglass reinforced plastic | Double Wall |  |  | Double Wall |  |  | Catchment Basin | Automatic shutoff device At 95% full | Automatic shutoff device At 95% full |  |  | Continuous Automatic Tank Gauge |  | Automatic shutoff device (AELLD) | Automatic shutoff device (AELLD) |  |  | Continuous alarm system | Continuous alarm system |  | UST Currently In Use: 2; UST Temp Close: 0; AST Currently In Use: 0; AST Temp Closed: 0 | 2 | 0 | 0 | 20072-103-018611 | A & M OIL CO LLC
49755 | Currently in Use |  | 1999-04-10 |  | Petroleum | Unleaded gasoline | Unleaded gasoline | Retail | Steel | Steel | Coated & cathodic protection (sti-P3) |  | Fiberglass reinforced plastic |  |  | Catchment Basin | Flow Rest 90% Full | Flow Rest 90% Full |  |  | Continuous Automatic Tank Gauge |  | Automatic flow restrictor (MLLD) | Automatic flow restrictor (MLLD) |  |  | Annual line testing | Annual line testing |  | UST Currently In Use: 3; UST Temp Close: 0; AST Currently In Use: 0; AST Temp Closed: 0 | 3 | 0 | 0 | 25428-061-018612 | MAHABALI GROUP INC
49756 | Currently in Use |  | 1999-04-10 |  | Petroleum | Premium gasoline | Premium gasoline | Retail | Steel | Steel | Coated & cathodic protection (sti-P3) |  | Fiberglass reinforced plastic |  |  | Catchment Basin | Flow Rest 90% Full | Flow Rest 90% Full |  |  | Continuous Automatic Tank Gauge |  | Automatic flow restrictor (MLLD) | Automatic flow restrictor (MLLD) |  |  | Annual line testing | Annual line testing |  | UST Currently In Use: 3; UST Temp Close: 0; AST Currently In Use: 0; AST Temp Closed: 0 | 3 | 0 | 0 | 25428-061-018612 | MAHABALI GROUP INC
49757 | Currently in Use |  | 1999-04-10 |  | Petroleum | On road diesel | On road diesel | Retail | Steel | Steel | Coated & cathodic protection (sti-P3) |  | Fiberglass reinforced plastic |  |  | Catchment Basin | Flow Rest 90% Full | Flow Rest 90% Full |  |  | Automatic Tank Gauge |  | Automatic flow restrictor (MLLD) | Automatic flow restrictor (MLLD) |  |  | Annual line testing | Annual line testing |  | UST Currently In Use: 3; UST Temp Close: 0; AST Currently In Use: 0; AST Temp Closed: 0 | 3 | 0 | 0 | 25428-061-018612 | MAHABALI GROUP INC
49758 | Permanently Closed | 2015-07-01 | 1989-01-01 |  | Petroleum | Used oil | Used oil | Industrial | Steel | Steel | Coated & cathodic protection (sti-P3) |  | Other |  |  | Catchment Basin | EXEMPT | Automatic shutoff device At 95% full |  |  | Automatic Tank Gauge | [8 empty] | UST Currently In Use: 0; UST Temp Close: 0; AST Currently In Use: 0; AST Temp Closed: 0 | 0 | 0 | 7 | 15420-049-003291 | MAPCO EXPRESS, INC.
49759 | Permanently Closed | 2010-08-27 | 1991-09-01 | 2010-08-27 | Petroleum | Unleaded gasoline | Unleaded gasoline | Retail | Steel | Steel | Coated & cathodic protection (sti-P3) |  | Fiberglass reinforced plastic |  |  | Catchment Basin | Audible high level alarm At 90% full | Audible high level alarm At 90% full |  |  | Continuous Automatic Tank Gauge |  |  |  | Interstitial Monitoring within Secondary Containment |  | Continuous alarm system | Continuous alarm system |  | UST Currently In Use: 0; UST Temp Close: 0; AST Currently In Use: 0; AST Temp Closed: 0 | 0 | 0 | 4 | 13378-073-018613 | MCPHERSON COMPANIES, INC.
49760 | Permanently Closed | 2010-08-27 | 1991-09-01 | 2010-08-27 | Petroleum | Mid-grade gasoline | Mid-grade gasoline | Retail | Steel | Steel | Coated & cathodic protection (sti-P3) |  | Fiberglass reinforced plastic |  |  | Catchment Basin | Flow Rest 90% Full | Audible high level alarm At 90% full |  |  | Continuous Automatic Tank Gauge |  |  |  | Interstitial Monitoring within Secondary Containment |  | Continuous alarm system | Continuous alarm system |  | UST Currently In Use: 0; UST Temp Close: 0; AST Currently In Use: 0; AST Temp Closed: 0 | 0 | 0 | 4 | 13378-073-018613 | MCPHERSON COMPANIES, INC.
49761 | Permanently Closed | 2010-08-27 | 1991-09-01 | 2010-08-27 | Petroleum | Premium gasoline | Premium gasoline | Retail | Steel | Steel | Coated & cathodic protection (sti-P3) |  | Fiberglass reinforced plastic |  |  | Catchment Basin | Audible high level alarm At 90% full | Audible high level alarm At 90% full |  |  | Continuous Automatic Tank Gauge |  |  |  | Interstitial Monitoring within Secondary Containment |  | Continuous alarm system | Continuous alarm system |  | UST Currently In Use: 0; UST Temp Close: 0; AST Currently In Use: 0; AST Temp Closed: 0 | 0 | 0 | 4 | 13378-073-018613 | MCPHERSON COMPANIES, INC.
49762 | Permanently Closed | 2010-08-27 | 1991-09-01 | 2010-08-27 | Petroleum | On road diesel | On road diesel | Retail | Steel | Steel | Coated & cathodic protection (sti-P3) |  | Fiberglass reinforced plastic |  |  | Catchment Basin | Flow Rest 90% Full | Audible high level alarm At 90% full |  |  | Continuous Automatic Tank Gauge |  |  |  | Interstitial Monitoring within Secondary Containment |  | Continuous alarm system | Continuous alarm system |  | UST Currently In Use: 0; UST Temp Close: 0; AST Currently In Use: 0; AST Temp Closed: 0 | 0 | 0 | 4 | 13378-073-018613 | MCPHERSON COMPANIES, INC.
49763 | Currently in Use |  | 2001-03-31 |  | Petroleum | Premium gasoline | Premium gasoline | Retail | Fiberglass coated steel | Fiberglass coated steel |  |  | Flexible | APT | 1901-01-01 | Catchment Basin | Automatic shutoff device At 95% full | Automatic shutoff device At 95% full |  |  | Continuous Automatic Tank Gauge |  | Containment Sump | Automatic shutoff device (AELLD) |  |  | Continuous alarm system | Continuous alarm system |  | UST Currently In Use: 4; UST Temp Close: 0; AST Currently In Use: 0; AST Temp Closed: 0 | 4 | 0 | 0 | 10182-037-018614 | ALLEN OIL CO
49764 | Currently in Use |  | 2001-03-31 |  | Petroleum | Unleaded gasoline | Unleaded gasoline | Retail | Fiberglass coated steel | Fiberglass coated steel |  |  | Double Wall | APT | 1901-01-01 | Catchment Basin | Automatic shutoff device At 95% full | Automatic shutoff device At 95% full |  |  | Continuous Automatic Tank Gauge |  | Automatic shutoff device (AELLD) | Automatic shutoff device (AELLD) |  |  | Continuous alarm system | Continuous alarm system |  | UST Currently In Use: 4; UST Temp Close: 0; AST Currently In Use: 0; AST Temp Closed: 0 | 4 | 0 | 0 | 10182-037-018614 | ALLEN OIL CO
49765 | Currently in Use |  | 2001-03-31 |  | Petroleum | On road diesel | On road diesel | Retail | Fiberglass coated steel | Fiberglass coated steel |  |  | Double Wall | APT | 1901-01-01 | Catchment Basin | Automatic shutoff device At 95% full | Automatic shutoff device At 95% full |  |  | Continuous Automatic Tank Gauge |  | Automatic shutoff device (AELLD) | Automatic shutoff device (AELLD) |  |  | Continuous alarm system | Continuous alarm system |  | UST Currently In Use: 4; UST Temp Close: 0; AST Currently In Use: 0; AST Temp Closed: 0 | 4 | 0 | 0 | 10182-037-018614 | ALLEN OIL CO
49766 | Currently in Use |  | 2001-03-31 |  | Petroleum | Off road diesel | Off road diesel | Retail | Fiberglass coated steel | Fiberglass coated steel |  |  | Flexible | APT | 1901-01-01 | Catchment Basin | Automatic shutoff device At 95% full | Automatic shutoff device At 95% full |  |  | Continuous Automatic Tank Gauge |  | Containment Sump | Automatic shutoff device (AELLD) |  |  | Continuous alarm system | Continuous alarm system |  | UST Currently In Use: 4; UST Temp Close: 0; AST Currently In Use: 0; AST Temp Closed: 0 | 4 | 0 | 0 | 10182-037-018614 | ALLEN OIL CO
49767 | Currently in Use |  | 1999-11-01 |  | Petroleum | Unleaded gasoline | Unleaded gasoline | Retail | Steel | Steel | Coated & cathodic protection (sti-P3) |  | Fiberglass reinforced plastic |  |  | Catchment Basin | Flow Rest 90% Full | Flow Rest 90% Full |  |  | Continuous Automatic Tank Gauge |  | Containment Sump | Automatic flow restrictor (MLLD) |  |  | Annual line testing | Annual line testing |  | UST Currently In Use: 2; UST Temp Close: 0; AST Currently In Use: 0; AST Temp Closed: 0 | 2 | 0 | 0 | 25888-005-018615 | SWAMI BAPA
49768 | Currently in Use |  | 1999-11-01 |  | Petroleum | Premium gasoline | Premium gasoline | Retail | Steel | Steel | Coated & cathodic protection (sti-P3) |  | Double Wall |  |  | Catchment Basin | Automatic shutoff device At 95% full | Automatic shutoff device At 95% full |  |  | Continuous Automatic Tank Gauge |  | Automatic flow restrictor (MLLD) | Automatic flow restrictor (MLLD) |  |  | Annual line testing | Annual line testing |  | UST Currently In Use: 2; UST Temp Close: 0; AST Currently In Use: 0; AST Temp Closed: 0 | 2 | 0 | 0 | 25888-005-018615 | SWAMI BAPA
49769 | Currently in Use |  | 2001-05-01 |  | Petroleum | Unleaded gasoline | Unleaded gasoline | Retail | Double Wall | Double Wall |  |  | Double Wall |  | 1901-01-01 | Catchment Basin | Automatic shutoff device At 95% full | Automatic shutoff device At 95% full | Interstitial Monitoring within Secondary Containment | SENSOR TO ATG | Continuous Automatic Tank Gauge |  | Containment Sump | Automatic flow restrictor (MLLD) |  |  | Annual line testing | Annual line testing |  | UST Currently In Use: 2; UST Temp Close: 0; AST Currently In Use: 0; AST Temp Closed: 0 | 2 | 0 | 0 | 13929-097-018616 | PRINCE OIL COMPANY, INC.
49770 | Currently in Use |  | 2001-05-01 |  | Petroleum | Premium gasoline | Premium gasoline | Retail | Double Wall | Double Wall |  |  | Double Wall |  | 1901-01-01 | Catchment Basin | Automatic shutoff device At 95% full | Automatic shutoff device At 95% full | Interstitial Monitoring within Secondary Containment | SENSOR TO ATG | Continuous Automatic Tank Gauge |  | Automatic flow restrictor (MLLD) | Automatic flow restrictor (MLLD) |  |  | Annual line testing | Annual line testing |  | UST Currently In Use: 2; UST Temp Close: 0; AST Currently In Use: 0; AST Temp Closed: 0 | 2 | 0 | 0 | 13929-097-018616 | PRINCE OIL COMPANY, INC.
49771 | Currently in Use |  | 2001-05-01 |  | Petroleum | Premium gasoline | Premium gasoline | Retail | Fiberglass reinforced plastic | Fiberglass reinforced plastic |  |  | Flexible |  | 1901-01-01 | Catchment Basin | Automatic shutoff device At 95% full | Automatic shutoff device At 95% full |  |  | Continuous Automatic Tank Gauge |  | Automatic flow restrictor (MLLD) | Automatic flow restrictor (MLLD) | Interstitial Monitoring within Secondary Containment |  | Annual line testing | Annual line testing |  | UST Currently In Use: 2; UST Temp Close: 0; AST Currently In Use: 0; AST Temp Closed: 0 | 2 | 0 | 4 | 12409-067-005392 | Tim Shirley
49772 | Temporary Closed | 2013-07-01 | 2001-04-01 |  | Petroleum | Unleaded gasoline | Unleaded gasoline | Retail | Fiberglass coated steel | Fiberglass coated steel |  |  | Flexible |  | 1901-01-01 | Catchment Basin | Automatic shutoff device At 95% full | Automatic shutoff device At 95% full |  |  | Statistical Inventory Reconciliation (SIR) |  | Automatic flow restrictor (MLLD) | Automatic flow restrictor (MLLD) |  |  | Statistical inventory reconciliation (SIR) | Statistical inventory reconciliation (SIR) |  | UST Currently In Use: 0; UST Temp Close: 1; AST Currently In Use: 0; AST Temp Closed: 0 | 0 | 1 | 0 | 24393-099-018617 | P & P MINI MART
49773 | Currently in Use |  | 1998-10-10 |  | Petroleum | Premium gasoline | Premium gasoline | Bulk facility | Fiberglass coated steel | Fiberglass coated steel |  |  | Fiberglass reinforced plastic |  | 1901-01-01 | Catchment Basin | Flow Rest 90% Full | Flow Rest 90% Full |  |  | Continuous Automatic Tank Gauge |  | Automatic flow restrictor (MLLD) | Automatic flow restrictor (MLLD) | Interstitial Monitoring within Secondary Containment | SENSOR TO ATG | Other | Continuous alarm system |  | UST Currently In Use: 4; UST Temp Close: 0; AST Currently In Use: 0; AST Temp Closed: 0 | 4 | 0 | 0 | 11543-025-018618 | DOZIER OIL CO INC
49774 | Currently in Use |  | 1998-10-10 |  | Petroleum | Unleaded gasoline | Unleaded gasoline | Bulk facility | Fiberglass coated steel | Fiberglass coated steel |  |  | Fiberglass reinforced plastic |  | 1901-01-01 | Catchment Basin | Flow Rest 90% Full | Flow Rest 90% Full |  |  | Continuous Automatic Tank Gauge |  | Containment Sump | Automatic flow restrictor (MLLD) | Interstitial Monitoring within Secondary Containment | SENSOR TO ATG | Other | Continuous alarm system |  | UST Currently In Use: 4; UST Temp Close: 0; AST Currently In Use: 0; AST Temp Closed: 0 | 4 | 0 | 0 | 11543-025-018618 | DOZIER OIL CO INC
49775 | Currently in Use |  | 1998-10-10 |  | Petroleum | On road diesel | On road diesel | Bulk facility | Fiberglass coated steel | Fiberglass coated steel |  |  | Fiberglass reinforced plastic |  | 1901-01-01 | Catchment Basin | Flow Rest 90% Full | Flow Rest 90% Full |  |  | Continuous Automatic Tank Gauge |  | Sump sensor relayed to automatically shut off submersible pump | Automatic flow restrictor (MLLD) | Interstitial Monitoring within Secondary Containment | SENSOR TO ATG | MANUAL | Continuous alarm system |  | UST Currently In Use: 4; UST Temp Close: 0; AST Currently In Use: 0; AST Temp Closed: 0 | 4 | 0 | 0 | 11543-025-018618 | DOZIER OIL CO INC
49776 | Currently in Use |  | 1998-10-10 |  | Petroleum | Off road diesel | Off road diesel | Bulk facility | Fiberglass coated steel | Fiberglass coated steel |  |  | Fiberglass reinforced plastic |  | 1901-01-01 | Catchment Basin | Flow Rest 90% Full | Flow Rest 90% Full |  |  | Continuous Automatic Tank Gauge |  | Containment Sump | Automatic flow restrictor (MLLD) | Interstitial Monitoring within Secondary Containment | SENSOR TO ATG | Other | Continuous alarm system |  | UST Currently In Use: 4; UST Temp Close: 0; AST Currently In Use: 0; AST Temp Closed: 0 | 4 | 0 | 0 | 11543-025-018618 | DOZIER OIL CO INC
49777 | Currently in Use |  | 2000-10-04 |  | Petroleum | Unleaded gasoline | Unleaded gasoline | Retail | Single Wall | Fiberglass coated steel |  |  | Double Wall |  | 1901-01-01 | Catchment Basin | Automatic shutoff device At 95% full | Automatic shutoff device At 95% full |  |  | Continuous Automatic Tank Gauge |  | Automatic shutoff device (AELLD) | Automatic shutoff device (AELLD) |  | SENSOR TO ATG |  |  |  | UST Currently In Use: 4; UST Temp Close: 0; AST Currently In Use: 0; AST Temp Closed: 0 | 4 | 0 | 0 | 24827-073-018619 | LAST CHANCE BEVERAGE
49778 | Currently in Use |  | 2000-10-04 |  | Petroleum | Premium gasoline | Premium gasoline | Retail | Fiberglass coated steel | Fiberglass coated steel |  |  | 2 PIECES |  | 1901-01-01 | Catchment Basin | Automatic shutoff device At 95% full | Automatic shutoff device At 95% full |  |  | Continuous Automatic Tank Gauge |  | Automatic shutoff device (AELLD) | Automatic shutoff device (AELLD) |  | SENSOR TO ATG |  |  |  | UST Currently In Use: 4; UST Temp Close: 0; AST Currently In Use: 0; AST Temp Closed: 0 | 4 | 0 | 0 | 24827-073-018619 | LAST CHANCE BEVERAGE
49779 | Currently in Use |  | 2000-10-04 |  | Petroleum | On road diesel | On road diesel | Retail | Single Wall | Fiberglass coated steel |  |  | 2 PIECES |  | 1901-01-01 | Catchment Basin | Automatic shutoff device At 95% full | Automatic shutoff device At 95% full |  |  | Continuous Automatic Tank Gauge |  | Containment Sump | Automatic shutoff device (AELLD) |  | SENSOR TO ATG |  |  |  | UST Currently In Use: 4; UST Temp Close: 0; AST Currently In Use: 0; AST Temp Closed: 0 | 4 | 0 | 0 | 24827-073-018619 | LAST CHANCE BEVERAGE
49780 | Currently in Use |  | 1999-06-01 |  | Petroleum | Unleaded gasoline | Unleaded gasoline | Retail | Double Wall | Double Wall |  |  | Double Wall |  | 1901-01-01 | Catchment Basin | Automatic shutoff device At 95% full | Automatic shutoff device At 95% full |  |  | Continuous Automatic Tank Gauge |  | Automatic flow restrictor (MLLD) | Automatic flow restrictor (MLLD) |  |  | Annual line testing | Annual line testing |  | UST Currently In Use: 2; UST Temp Close: 0; AST Currently In Use: 0; AST Temp Closed: 0 | 2 | 0 | 0 | 13284-095-010362 | H.L. MARTIN DISTRIBUTING CO.
49781 | Currently in Use |  | 1999-06-01 |  | Petroleum | Unleaded gasoline | Unleaded gasoline | Retail | Double Wall | Double Wall |  |  | Double Wall |  | 1901-01-01 | Catchment Basin | Automatic shutoff device At 95% full | Automatic shutoff device At 95% full |  |  | Continuous Automatic Tank Gauge |  | Automatic flow restrictor (MLLD) | Automatic flow restrictor (MLLD) |  |  | Annual line testing | Annual line testing |  | UST Currently In Use: 2; UST Temp Close: 0; AST Currently In Use: 0; AST Temp Closed: 0 | 2 | 0 | 0 | 13284-095-010362 | H.L. MARTIN DISTRIBUTING CO.
49782 | Currently in Use |  | 1999-05-27 |  | Petroleum | Unleaded gasoline | Unleaded gasoline | Retail | Steel | Single Wall | Coated & cathodic protection (sti-P3) |  | Double Wall |  |  | Catchment Basin | Automatic shutoff device At 95% full | Automatic shutoff device At 95% full |  |  | Continuous Automatic Tank Gauge | Single walled submersible pump containment sump | Automatic flow restrictor (MLLD) | Automatic flow restrictor (MLLD) |  |  | Annual line testing | Annual line testing |  | UST Currently In Use: 2; UST Temp Close: 0; AST Currently In Use: 0; AST Temp Closed: 0 | 2 | 0 | 0 | 21245-103-012467 | HOPPER BUILDING SUPPLY
49783 | Currently in Use |  | 1999-05-27 |  | Petroleum | On road diesel | On road diesel | Retail | 4 DSL,2 K1 | Single Wall | Coated & cathodic protection (sti-P3) |  | Flexible |  |  | Catchment Basin | Automatic shutoff device At 95% full | Automatic shutoff device At 95% full |  |  | Continuous Automatic Tank Gauge | Single walled submersible pump containment sump | Automatic flow restrictor (MLLD) | Automatic flow restrictor (MLLD) |  |  | Annual line testing | Annual line testing |  | UST Currently In Use: 2; UST Temp Close: 0; AST Currently In Use: 0; AST Temp Closed: 0 | 2 | 0 | 0 | 21245-103-012467 | HOPPER BUILDING SUPPLY
49784 | Permanently Closed | 2008-12-20 | 1993-08-20 | 2010-07-21 | Petroleum | On road diesel | On road diesel | Emergency power generator | Fiberglass reinforced plastic | Fiberglass reinforced plastic |  |  | Flexible |  | 1901-01-01 | Catchment Basin | Audible high level alarm At 90% full | Audible high level alarm At 90% full | Interstitial Monitoring within Secondary Containment |  | Continuous Automatic Tank Gauge | [5 empty] | Continuous alarm system | Continuous alarm system |  | UST Currently In Use: 0; UST Temp Close: 0; AST Currently In Use: 0; AST Temp Closed: 0 | 0 | 0 | 2 | 13360-001-006872 | VERIZON
49785 | Currently in Use |  | 2001-05-10 |  | Petroleum | Unleaded gasoline | Unleaded gasoline | Retail | Fiberglass reinforced plastic | Fiberglass reinforced plastic |  |  | Flexible |  | 1901-01-01 | Catchment Basin | Flow Rest 90% Full | Flow Rest 90% Full | Interstitial Monitoring within Secondary Containment |  | Continuous Automatic Tank Gauge |  | Automatic flow restrictor (MLLD) | Automatic flow restrictor (MLLD) | Interstitial Monitoring within Secondary Containment |  | Continuous alarm system | Annual line testing |  | UST Currently In Use: 3; UST Temp Close: 0; AST Currently In Use: 0; AST Temp Closed: 0 | 3 | 0 | 0 | 11453-035-018620 | DIAMOND GASOLINE STATIONS, INC.
49786 | Currently in Use |  | 2001-05-10 |  | Petroleum | Premium gasoline | Premium gasoline | Retail | Fiberglass coated steel | Fiberglass coated steel |  |  | Flexible |  | 1901-01-01 | Catchment Basin | Flow Rest 90% Full | Flow Rest 90% Full | Interstitial Monitoring within Secondary Containment |  | Continuous Automatic Tank Gauge |  | Automatic flow restrictor (MLLD) | Automatic flow restrictor (MLLD) | Interstitial Monitoring within Secondary Containment |  | Continuous alarm system | Annual line testing |  | UST Currently In Use: 3; UST Temp Close: 0; AST Currently In Use: 0; AST Temp Closed: 0 | 3 | 0 | 0 | 11453-035-018620 | DIAMOND GASOLINE STATIONS, INC.
49787 | Currently in Use |  | 2001-05-10 |  | Petroleum | On road diesel | On road diesel | Retail | Fiberglass coated steel | Fiberglass coated steel |  |  | Fiberglass reinforced plastic |  | 1901-01-01 | Catchment Basin | Flow Rest 90% Full | Flow Rest 90% Full | Interstitial Monitoring within Secondary Containment |  | Continuous Automatic Tank Gauge |  | Automatic flow restrictor (MLLD) | Automatic flow restrictor (MLLD) | Interstitial Monitoring within Secondary Containment |  | Continuous alarm system | Annual line testing |  | UST Currently In Use: 3; UST Temp Close: 0; AST Currently In Use: 0; AST Temp Closed: 0 | 3 | 0 | 0 | 11453-035-018620 | DIAMOND GASOLINE STATIONS, INC.
49788 | Currently in Use |  | 2001-04-15 |  | Petroleum | Unleaded gasoline | Unleaded gasoline | Retail | Fiberglass coated steel | Fiberglass coated steel |  |  | Flexible |  |  | Catchment Basin | Automatic shutoff device At 95% full | Automatic shutoff device At 95% full |  |  | Continuous Automatic Tank Gauge | Single walled submersible pump containment sump | Containment Sump | Automatic flow restrictor (MLLD) | Interstitial Monitoring within Secondary Containment | SENSOR TO ATG | Continuous alarm system | Continuous alarm system |  | UST Currently In Use: 3; UST Temp Close: 0; AST Currently In Use: 0; AST Temp Closed: 0 | 3 | 0 | 0 | 22176-033-018621 | CIRCLE K
49789 | Currently in Use |  | 2001-04-15 |  | Petroleum | Premium gasoline | Premium gasoline | Retail | Fiberglass coated steel | Fiberglass coated steel |  |  | Double Wall |  |  | Catchment Basin | Flow Rest 90% Full | Flow Rest 90% Full |  |  | Continuous Automatic Tank Gauge | Single walled submersible pump containment sump | Automatic shutoff device (AELLD) | Automatic shutoff device (AELLD) | Interstitial Monitoring within Secondary Containment | SENSOR TO ATG | Continuous alarm system | Continuous alarm system |  | UST Currently In Use: 3; UST Temp Close: 0; AST Currently In Use: 0; AST Temp Closed: 0 | 3 | 0 | 0 | 22176-033-018621 | CIRCLE K
49790 | Currently in Use |  | 2001-04-15 |  | Petroleum | On road diesel | On road diesel | Retail | Fiberglass coated steel | Fiberglass coated steel |  |  | Double Wall |  |  | Catchment Basin | Flow Rest 90% Full | Flow Rest 90% Full |  |  | Continuous Automatic Tank Gauge | Single walled submersible pump containment sump | Automatic shutoff device (AELLD) | Automatic shutoff device (AELLD) | Interstitial Monitoring within Secondary Containment | SENSOR TO ATG | Continuous alarm system | Continuous alarm system |  | UST Currently In Use: 3; UST Temp Close: 0; AST Currently In Use: 0; AST Temp Closed: 0 | 3 | 0 | 0 | 22176-033-018621 | CIRCLE K
49791 | Currently in Use |  | 2001-07-05 |  | Petroleum | Unleaded gasoline | Unleaded gasoline | Retail | Fiberglass coated steel | Double Wall |  |  | Flexible | APT | 1901-01-01 | Catchment Basin | Flow Rest 90% Full | Flow Rest 90% Full |  | SENSOR TO ATG | Continuous Automatic Tank Gauge |  | Automatic shutoff device (AELLD) | Automatic shutoff device (AELLD) | [5 empty] | UST Currently In Use: 2; UST Temp Close: 0; AST Currently In Use: 0; AST Temp Closed: 0 | 2 | 0 | 0 | 13343-073-018622 | MCCULLOUGH OIL COMPANY, INC.
49792 | Currently in Use |  | 2001-07-05 |  | Petroleum | Premium gasoline | Premium gasoline | Retail | 8P/4D | Double Wall |  |  | Flexible | APT | 1901-01-01 | Catchment Basin | Flow Rest 90% Full | Flow Rest 90% Full |  | SENSOR TO ATG | Continuous Automatic Tank Gauge |  | Automatic shutoff device (AELLD) | Automatic shutoff device (AELLD) | [5 empty] | UST Currently In Use: 2; UST Temp Close: 0; AST Currently In Use: 0; AST Temp Closed: 0 | 2 | 0 | 0 | 13343-073-018622 | MCCULLOUGH OIL COMPANY, INC.
49793 | Currently in Use |  | 2001-08-01 |  | Petroleum | Unleaded gasoline | Unleaded gasoline | Retail | Fiberglass reinforced plastic | Fiberglass reinforced plastic |  |  | Flexible |  | 1901-01-01 | Catchment Basin | Flow Rest 90% Full | Flow Rest 90% Full |  |  | Continuous Automatic Tank Gauge |  | Automatic flow restrictor (MLLD) | Automatic flow restrictor (MLLD) |  |  | Annual line testing | Annual line testing |  | UST Currently In Use: 2; UST Temp Close: 2; AST Currently In Use: 0; AST Temp Closed: 0 | 2 | 2 | 0 | 25264-063-018624 | SALMAN MAHDI
49794 | Currently in Use |  | 2001-08-01 |  | Petroleum | Premium gasoline | Premium gasoline | Retail | Fiberglass reinforced plastic | Fiberglass reinforced plastic |  |  | Flexible |  | 1901-01-01 | Catchment Basin | Flow Rest 90% Full | Flow Rest 90% Full |  |  | Continuous Automatic Tank Gauge |  | Automatic flow restrictor (MLLD) | Automatic flow restrictor (MLLD) |  |  | Annual line testing | Annual line testing |  | UST Currently In Use: 2; UST Temp Close: 2; AST Currently In Use: 0; AST Temp Closed: 0 | 2 | 2 | 0 | 25264-063-018624 | SALMAN MAHDI
49795 | Temporary Closed | 2011-05-01 | 2001-08-01 |  | Petroleum | On road diesel | On road diesel | Retail | Fiberglass reinforced plastic | Fiberglass reinforced plastic |  |  | Flexible |  | 1901-01-01 | Catchment Basin | Flow Rest 90% Full | Flow Rest 90% Full |  |  | Continuous Automatic Tank Gauge | [8 empty] | UST Currently In Use: 2; UST Temp Close: 2; AST Currently In Use: 0; AST Temp Closed: 0 | 2 | 2 | 0 | 25264-063-018624 | SALMAN MAHDI
49796 | Temporary Closed | 2011-05-01 | 2001-08-01 |  | Petroleum | On road diesel | On road diesel | Retail | Fiberglass reinforced plastic | Fiberglass reinforced plastic |  |  | Flexible |  | 1901-01-01 | Catchment Basin | Flow Rest 90% Full | Flow Rest 90% Full |  |  | Continuous Automatic Tank Gauge | [8 empty] | UST Currently In Use: 2; UST Temp Close: 2; AST Currently In Use: 0; AST Temp Closed: 0 | 2 | 2 | 0 | 25264-063-018624 | SALMAN MAHDI
49797 | Currently in Use |  | 2001-05-09 |  | Petroleum | Unleaded gasoline | Unleaded gasoline | Retail | Single Wall | Fiberglass coated steel |  |  | Double Wall |  |  | Catchment Basin | Flow Rest 90% Full | Automatic shutoff device At 95% full |  |  | Continuous Automatic Tank Gauge | Single walled submersible pump containment sump | Automatic flow restrictor (MLLD) | Automatic flow restrictor (MLLD) |  |  | Annual line testing | Annual line testing |  | UST Currently In Use: 1; UST Temp Close: 0; AST Currently In Use: 0; AST Temp Closed: 0 | 1 | 0 | 0 | 25945-133-018625 | ROBERT CAYSE
49799 | Currently in Use |  | 1988-02-18 |  | Petroleum | Unleaded gasoline | Unleaded gasoline | Retail | Steel | Single Wall | Coated & cathodic protection (sti-P3) |  | Single Wall |  |  | Catchment Basin | Automatic shutoff device At 95% full | Automatic shutoff device At 95% full |  |  | Continuous Automatic Tank Gauge |  | Automatic shutoff device (AELLD) | Automatic shutoff device (AELLD) | [5 empty] | UST Currently In Use: 6; UST Temp Close: 0; AST Currently In Use: 0; AST Temp Closed: 0 | 6 | 0 | 2 | 19803-073-010253 | ROGER ROPER
49800 | Currently in Use |  | 1988-02-18 |  | Petroleum | Mid-grade gasoline | Mid-grade gasoline | Retail | Steel | Single Wall | Coated & cathodic protection (sti-P3) |  | Single Wall |  |  | Catchment Basin | Automatic shutoff device At 95% full | Automatic shutoff device At 95% full |  |  | Continuous Automatic Tank Gauge |  | Automatic shutoff device (AELLD) | Automatic shutoff device (AELLD) | [5 empty] | UST Currently In Use: 6; UST Temp Close: 0; AST Currently In Use: 0; AST Temp Closed: 0 | 6 | 0 | 2 | 19803-073-010253 | ROGER ROPER
49801 | Currently in Use |  | 1988-02-18 |  | Petroleum | Premium gasoline | Premium gasoline | Retail | Steel | Single Wall | Coated & cathodic protection (sti-P3) |  | Fiberglass reinforced plastic |  |  | Catchment Basin | Automatic shutoff device At 95% full | Automatic shutoff device At 95% full |  |  | Continuous Automatic Tank Gauge |  | Automatic shutoff device (AELLD) | Automatic shutoff device (AELLD) | [5 empty] | UST Currently In Use: 6; UST Temp Close: 0; AST Currently In Use: 0; AST Temp Closed: 0 | 6 | 0 | 2 | 19803-073-010253 | ROGER ROPER
49802 | Currently in Use |  | 2001-06-14 |  | Petroleum | Unleaded gasoline | Unleaded gasoline | Retail | Fiberglass reinforced plastic | Double Wall |  |  | Flexible |  | 1901-01-01 | Catchment Basin | Automatic shutoff device At 95% full | Automatic shutoff device At 95% full | Interstitial Monitoring within Secondary Containment | SENSOR TO ATG | Automatic Tank Gauge |  | Automatic shutoff device (AELLD) | Automatic shutoff device (AELLD) | Interstitial Monitoring within Secondary Containment | SENSOR TO ATG | Continuous alarm system | Continuous alarm system |  | UST Currently In Use: 1; UST Temp Close: 0; AST Currently In Use: 0; AST Temp Closed: 0 | 1 | 0 | 0 | 21257-089-018628 | KROGER BUSINESS LICENSES
49803 | Temporary Closed | 2018-09-20 | 1992-02-01 |  | Petroleum | Unleaded gasoline | Unleaded gasoline | Retail | Fiberglass coated steel | Fiberglass coated steel |  |  | Fiberglass reinforced plastic |  | 1901-01-01 | Catchment Basin | Automatic shutoff device At 95% full | Automatic shutoff device At 95% full |  |  | Automatic Tank Gauge |  | Automatic flow restrictor (MLLD) | Automatic flow restrictor (MLLD) |  |  | Annual line testing | Annual line testing |  | UST Currently In Use: 0; UST Temp Close: 3; AST Currently In Use: 0; AST Temp Closed: 0 | 0 | 3 | 3 | 25527-097-000132 | MONTASER M. SHAHROUJ
49805 | Temporary Closed | 2018-09-20 | 1992-02-01 |  | Petroleum | Mid-grade gasoline | Mid-grade gasoline | Retail | Fiberglass coated steel | Fiberglass coated steel |  |  | Fiberglass reinforced plastic |  | 1901-01-01 | Catchment Basin | Automatic shutoff device At 95% full | Automatic shutoff device At 95% full |  |  | Automatic Tank Gauge |  | Automatic flow restrictor (MLLD) | Automatic flow restrictor (MLLD) |  |  | Annual line testing | Annual line testing |  | UST Currently In Use: 0; UST Temp Close: 3; AST Currently In Use: 0; AST Temp Closed: 0 | 0 | 3 | 3 | 25527-097-000132 | MONTASER M. SHAHROUJ
49806 | Temporary Closed | 2018-09-20 | 1992-02-01 |  | Petroleum | Premium gasoline | Premium gasoline | Retail | Fiberglass coated steel | Fiberglass coated steel |  |  | Fiberglass reinforced plastic |  | 1901-01-01 | Catchment Basin | Automatic shutoff device At 95% full | Automatic shutoff device At 95% full |  |  | Automatic Tank Gauge |  | Automatic flow restrictor (MLLD) | Automatic flow restrictor (MLLD) |  |  | Annual line testing | Annual line testing |  | UST Currently In Use: 0; UST Temp Close: 3; AST Currently In Use: 0; AST Temp Closed: 0 | 0 | 3 | 3 | 25527-097-000132 | MONTASER M. SHAHROUJ
49807 | Currently in Use |  | 2001-06-15 |  | Petroleum | On road diesel | On road diesel | Retail | Fiberglass coated steel | Fiberglass coated steel |  |  | Flexible |  | 1901-01-01 | Catchment Basin | Flow Rest 90% Full | Flow Rest 90% Full |  |  | Continuous Automatic Tank Gauge |  | Automatic flow restrictor (MLLD) | Automatic flow restrictor (MLLD) |  |  | Continuous alarm system | Annual line testing |  | UST Currently In Use: 3; UST Temp Close: 0; AST Currently In Use: 0; AST Temp Closed: 0 | 3 | 0 | 0 | 25764-047-018632 | LIONS 2020 INC.
49808 | Currently in Use |  | 2001-06-15 |  | Petroleum | Premium gasoline | Premium gasoline | Retail | Fiberglass coated steel | Fiberglass coated steel |  |  | APT P150SC |  | 1901-01-01 | Catchment Basin | Flow Rest 90% Full | Flow Rest 90% Full |  |  | Continuous Automatic Tank Gauge |  | Containment Sump | Automatic flow restrictor (MLLD) |  |  | Annual line testing | Annual line testing |  | UST Currently In Use: 3; UST Temp Close: 0; AST Currently In Use: 0; AST Temp Closed: 0 | 3 | 0 | 0 | 25764-047-018632 | LIONS 2020 INC.
49809 | Currently in Use |  | 2001-06-15 |  | Petroleum | Unleaded gasoline | Unleaded gasoline | Retail | Fiberglass coated steel | Fiberglass coated steel |  |  | Flexible |  | 1901-01-01 | Catchment Basin | Flow Rest 90% Full | Flow Rest 90% Full |  |  | Continuous Automatic Tank Gauge |  | Automatic flow restrictor (MLLD) | Automatic flow restrictor (MLLD) |  |  | Annual line testing | Annual line testing |  | UST Currently In Use: 3; UST Temp Close: 0; AST Currently In Use: 0; AST Temp Closed: 0 | 3 | 0 | 0 | 25764-047-018632 | LIONS 2020 INC.
49810 | Temporary Closed | 2012-01-31 | 2001-06-22 |  | Petroleum | On road diesel | On road diesel | Retail | Fiberglass coated steel | Fiberglass coated steel |  |  | Flexible | ENVIRON | 1901-01-01 | Catchment Basin | Flow Rest 90% Full | Flow Rest 90% Full |  |  | Continuous Automatic Tank Gauge |  | Automatic shutoff device (AELLD) | Automatic shutoff device (AELLD) |  |  | Annual line testing | Annual line testing |  | UST Currently In Use: 0; UST Temp Close: 1; AST Currently In Use: 0; AST Temp Closed: 0 | 0 | 1 | 0 | 22836-071-018633 | M & R UNITED, INC.
49811 | Permanently Closed | 2003-12-01 | 2001-07-18 | 2013-10-04 | Petroleum | Unleaded gasoline | Unleaded gasoline | Industrial | Fiberglass coated steel | Fiberglass coated steel |  |  | Fiberglass reinforced plastic |  | 1901-01-01 | Catchment Basin | Flow Rest 90% Full | Flow Rest 90% Full |  |  | Statistical Inventory Reconciliation (SIR) | [8 empty] | UST Currently In Use: 0; UST Temp Close: 0; AST Currently In Use: 0; AST Temp Closed: 0 | 0 | 0 | 2 | 16559-073-014460 | CONDITIONED AIR SERVICE INC
49812 | Currently in Use |  | 2001-05-11 |  | Petroleum | Unleaded gasoline | Unleaded gasoline | Retail | Fiberglass coated steel | Fiberglass coated steel |  |  | Fiberglass reinforced plastic |  | 2011-07-28 | Catchment Basin | Automatic shutoff device At 95% full | Automatic shutoff device At 95% full |  |  | Statistical Inventory Reconciliation (SIR) |  | Automatic flow restrictor (MLLD) | Automatic flow restrictor (MLLD) | Interstitial Monitoring within Secondary Containment | SENSOR TO ATG |  |  |  | UST Currently In Use: 4; UST Temp Close: 0; AST Currently In Use: 0; AST Temp Closed: 0 | 4 | 0 | 0 | 22176-121-018634 | CIRCLE K
49813 | Currently in Use |  | 2001-05-11 |  | Petroleum | On road diesel | On road diesel | Retail | Fiberglass coated steel | Fiberglass coated steel |  |  | Flexible | APT | 2001-02-11 | Catchment Basin | Automatic shutoff device At 95% full | Automatic shutoff device At 95% full |  |  | Statistical Inventory Reconciliation (SIR) |  | Sump sensor relayed to automatically shut off submersible pump | Automatic flow restrictor (MLLD) | Interstitial Monitoring within Secondary Containment | SENSOR TO ATG |  |  |  | UST Currently In Use: 4; UST Temp Close: 0; AST Currently In Use: 0; AST Temp Closed: 0 | 4 | 0 | 0 | 22176-121-018634 | CIRCLE K
49814 | Currently in Use |  | 2001-05-11 |  | Petroleum | Other, AUTODIESEL | Other | Retail | Fiberglass coated steel | Fiberglass coated steel |  |  | Fiberglass reinforced plastic |  | 2011-07-28 | Catchment Basin | Flow Rest 90% Full | Flow Rest 90% Full |  |  | Statistical Inventory Reconciliation (SIR) |  | Automatic flow restrictor (MLLD) | Automatic flow restrictor (MLLD) | Interstitial Monitoring within Secondary Containment | SENSOR TO ATG |  |  |  | UST Currently In Use: 4; UST Temp Close: 0; AST Currently In Use: 0; AST Temp Closed: 0 | 4 | 0 | 0 | 22176-121-018634 | CIRCLE K
49815 | Currently in Use |  | 2001-05-11 |  | Petroleum | Premium gasoline | Premium gasoline | Retail | Fiberglass coated steel | Fiberglass coated steel |  |  | Double Wall |  | 2011-07-28 | Catchment Basin | Flow Rest 90% Full | Flow Rest 90% Full |  |  | Statistical Inventory Reconciliation (SIR) |  | Automatic flow restrictor (MLLD) | Automatic flow restrictor (MLLD) | Interstitial Monitoring within Secondary Containment | SENSOR TO ATG |  |  |  | UST Currently In Use: 4; UST Temp Close: 0; AST Currently In Use: 0; AST Temp Closed: 0 | 4 | 0 | 0 | 22176-121-018634 | CIRCLE K
49816 | Currently in Use |  | 2001-07-01 |  | Petroleum | Unleaded gasoline | Unleaded gasoline | Retail | Single Wall | Single Wall | Coated & cathodic protection (sti-P3) |  | Double Wall |  |  | Catchment Basin | Flow Rest 90% Full | Flow Rest 90% Full |  |  | Automatic Tank Gauge | Single walled submersible pump containment sump | Automatic flow restrictor (MLLD) | Automatic flow restrictor (MLLD) |  |  | Annual line testing | Annual line testing |  | UST Currently In Use: 1; UST Temp Close: 1; AST Currently In Use: 0; AST Temp Closed: 0 | 1 | 1 | 0 | 25236-043-009548 | PANKAJ V. PATEL
49817 | Temporary Closed | 2019-05-01 | 2001-07-01 |  | Petroleum | On road diesel | On road diesel | Retail | Single Wall | Single Wall | Coated & cathodic protection (sti-P3) |  | Flexible |  |  | Catchment Basin | Flow Rest 90% Full | Flow Rest 90% Full |  |  | Automatic Tank Gauge | Single walled submersible pump containment sump | Automatic flow restrictor (MLLD) | Automatic flow restrictor (MLLD) |  |  | Annual line testing | Annual line testing |  | UST Currently In Use: 1; UST Temp Close: 1; AST Currently In Use: 0; AST Temp Closed: 0 | 1 | 1 | 0 | 25236-043-009548 | PANKAJ V. PATEL
49818 | Temporary Closed | 2010-03-10 | 1994-11-01 |  | Petroleum | Unleaded gasoline | Unleaded gasoline | Retail | Steel | Single Wall | Coated & cathodic protection (sti-P3) |  | Single Wall |  |  | Catchment Basin | Flow Rest 90% Full | Flow Rest 90% Full |  |  | Statistical Inventory Reconciliation (SIR) | [8 empty] | UST Currently In Use: 0; UST Temp Close: 1; AST Currently In Use: 0; AST Temp Closed: 0 | 0 | 1 | 2 | 22918-033-013572 | WILLIAM RODNEY CALHOUN, JR
49819 | Currently in Use |  | 2001-08-22 |  | Petroleum | Unleaded gasoline | Unleaded gasoline | Retail | Double Wall | Double Wall |  |  | Flexible |  | 1901-01-01 | Catchment Basin | Automatic shutoff device At 95% full | Automatic shutoff device At 95% full | Interstitial Monitoring within Secondary Containment |  | Automatic Tank Gauge |  | Containment Sump | Automatic flow restrictor (MLLD) | Interstitial Monitoring within Secondary Containment |  | Annual line testing | Annual line testing |  | UST Currently In Use: 2; UST Temp Close: 0; AST Currently In Use: 0; AST Temp Closed: 0 | 2 | 0 | 0 | 13579-101-018635 | MURPHY OIL USA, INC.
49820 | Currently in Use |  | 2001-08-22 |  | Petroleum | Unleaded gasoline | Unleaded gasoline | Retail | Double Wall | Double Wall |  |  | Flexible |  | 1901-01-01 | Catchment Basin | Automatic shutoff device At 95% full | Automatic shutoff device At 95% full | Interstitial Monitoring within Secondary Containment |  | Automatic Tank Gauge |  | Containment Sump | Automatic flow restrictor (MLLD) | Interstitial Monitoring within Secondary Containment |  | Annual line testing | Annual line testing |  | UST Currently In Use: 2; UST Temp Close: 0; AST Currently In Use: 0; AST Temp Closed: 0 | 2 | 0 | 0 | 13579-101-018635 | MURPHY OIL USA, INC.
49821 | Currently in Use |  | 2001-08-24 |  | Petroleum | Unleaded gasoline | Unleaded gasoline | Retail | Fiberglass reinforced plastic | Fiberglass reinforced plastic |  |  | Flexible |  | 1901-01-01 | Catchment Basin | Flow Rest 90% Full | Flow Rest 90% Full |  |  | Continuous Automatic Tank Gauge |  | Automatic flow restrictor (MLLD) | Automatic flow restrictor (MLLD) |  |  | Annual line testing | Annual line testing |  | UST Currently In Use: 3; UST Temp Close: 0; AST Currently In Use: 0; AST Temp Closed: 0 | 3 | 0 | 0 | 21126-051-018077 | FREEDOM FUELS LLC
49822 | Currently in Use |  | 2001-06-30 |  | Petroleum | Unleaded gasoline | Unleaded gasoline | Retail | Fiberglass reinforced plastic | Fiberglass reinforced plastic |  |  | Flexible |  | 1901-01-01 | Catchment Basin | Automatic shutoff device At 95% full | Automatic shutoff device At 95% full | Interstitial Monitoring within Secondary Containment | SENSOR TO ATG |  |  | Automatic shutoff device (AELLD) | Automatic shutoff device (AELLD) | [5 empty] | UST Currently In Use: 2; UST Temp Close: 0; AST Currently In Use: 0; AST Temp Closed: 0 | 2 | 0 | 0 | 22148-125-018636 | AKEEL NATHAN
49823 | Currently in Use |  | 2001-06-30 |  | Petroleum | Premium gasoline | Premium gasoline | Retail | Fiberglass reinforced plastic | Fiberglass reinforced plastic |  |  | Flexible |  | 1901-01-01 | Catchment Basin | Automatic shutoff device At 95% full | Automatic shutoff device At 95% full | Interstitial Monitoring within Secondary Containment | SENSOR TO ATG |  |  | Containment Sump | Automatic shutoff device (AELLD) | [5 empty] | UST Currently In Use: 2; UST Temp Close: 0; AST Currently In Use: 0; AST Temp Closed: 0 | 2 | 0 | 0 | 22148-125-018636 | AKEEL NATHAN
49824 | Currently in Use |  | 2001-08-28 |  | Petroleum | Unleaded gasoline | Unleaded gasoline | Retail | Double Wall | Double Wall |  |  | Flexible |  | 1901-01-01 | Catchment Basin | Automatic shutoff device At 95% full | Automatic shutoff device At 95% full | Interstitial Monitoring within Secondary Containment | SENSOR TO ATG |  |  | Containment Sump | Automatic flow restrictor (MLLD) | Interstitial Monitoring within Secondary Containment | SENSOR TO ATG | Continuous alarm system | Annual line testing |  | UST Currently In Use: 2; UST Temp Close: 0; AST Currently In Use: 0; AST Temp Closed: 0 | 2 | 0 | 0 | 13579-097-018637 | MURPHY OIL USA, INC.
49825 | Currently in Use |  | 2001-08-28 |  | Petroleum | Unleaded gasoline | Unleaded gasoline | Retail | Fiberglass reinforced plastic | Double Wall |  |  | Double Wall |  | 1901-01-01 | Catchment Basin | Automatic shutoff device At 95% full | Automatic shutoff device At 95% full | Interstitial Monitoring within Secondary Containment | SENSOR TO ATG |  |  | Containment Sump | Automatic flow restrictor (MLLD) | Interstitial Monitoring within Secondary Containment | SENSOR TO ATG | Annual line testing | Annual line testing |  | UST Currently In Use: 2; UST Temp Close: 0; AST Currently In Use: 0; AST Temp Closed: 0 | 2 | 0 | 0 | 13579-097-018637 | MURPHY OIL USA, INC.
49826 | Currently in Use |  | 2001-06-15 |  | Petroleum | Unleaded gasoline | Unleaded gasoline | Retail | Double Wall | Double Wall |  |  | Double Wall |  | 2004-04-19 | Catchment Basin | Flow Rest 90% Full | Flow Rest 90% Full | Interstitial Monitoring within Secondary Containment | SENSOR TO ATG | Continuous Automatic Tank Gauge |  | Automatic shutoff device (AELLD) | Automatic shutoff device (AELLD) | [5 empty] | UST Currently In Use: 2; UST Temp Close: 0; AST Currently In Use: 0; AST Temp Closed: 0 | 2 | 0 | 0 | 13343-073-018639 | MCCULLOUGH OIL COMPANY, INC.
49827 | Currently in Use |  | 2001-06-15 |  | Petroleum | Premium gasoline | Premium gasoline | Retail | Double Wall | Double Wall |  |  | Flexible |  | 2004-04-19 | Catchment Basin | Flow Rest 90% Full | Flow Rest 90% Full | Interstitial Monitoring within Secondary Containment | SENSOR TO ATG | Continuous Automatic Tank Gauge |  | Automatic shutoff device (AELLD) | Automatic shutoff device (AELLD) | [5 empty] | UST Currently In Use: 2; UST Temp Close: 0; AST Currently In Use: 0; AST Temp Closed: 0 | 2 | 0 | 0 | 13343-073-018639 | MCCULLOUGH OIL COMPANY, INC.
49828 | Permanently Closed | 2009-02-03 | 1997-05-01 | 2009-02-03 | Petroleum | Kerosene | Kerosene | Retail | Steel | Single Wall | Coated & cathodic protection (sti-P3) |  | Single Wall |  | 1901-01-01 | Catchment Basin | Automatic shutoff device At 95% full | Automatic shutoff device At 95% full |  |  | Continuous Automatic Tank Gauge | [8 empty] | UST Currently In Use: 3; UST Temp Close: 0; AST Currently In Use: 0; AST Temp Closed: 0 | 3 | 0 | 5 | 25265-071-001158 | LGWS/CROSS AMERICA PARTNERS
49829 | Currently in Use |  | 1998-05-23 |  | Petroleum | Unleaded gasoline | Unleaded gasoline | Retail | Single Wall | Fiberglass coated steel | Coated & cathodic protection (sti-P3) |  | Fiberglass reinforced plastic |  |  | Catchment Basin | Automatic shutoff device At 95% full | Automatic shutoff device At 95% full |  |  | Continuous Automatic Tank Gauge |  | Automatic shutoff device (AELLD) | Automatic shutoff device (AELLD) | [5 empty] | UST Currently In Use: 3; UST Temp Close: 0; AST Currently In Use: 0; AST Temp Closed: 0 | 3 | 0 | 5 | 25265-071-001158 | LGWS/CROSS AMERICA PARTNERS
49830 | Currently in Use |  | 1998-05-23 |  | Petroleum | Premium gasoline | Premium gasoline | Retail | Single Wall | Fiberglass coated steel | Coated & cathodic protection (sti-P3) |  | Fiberglass reinforced plastic |  |  | Catchment Basin | Automatic shutoff device At 95% full | Automatic shutoff device At 95% full |  |  | Continuous Automatic Tank Gauge |  | Automatic shutoff device (AELLD) | Automatic shutoff device (AELLD) | [5 empty] | UST Currently In Use: 3; UST Temp Close: 0; AST Currently In Use: 0; AST Temp Closed: 0 | 3 | 0 | 5 | 25265-071-001158 | LGWS/CROSS AMERICA PARTNERS
49831 | Currently in Use |  | 2001-07-30 |  | Petroleum | Unleaded gasoline | Unleaded gasoline | Retail | Fiberglass coated steel | Fiberglass coated steel |  |  | Flexible |  | 1901-01-01 | Catchment Basin | Automatic shutoff device At 95% full | Automatic shutoff device At 95% full |  |  | Continuous Automatic Tank Gauge | [8 empty] | UST Currently In Use: 1; UST Temp Close: 0; AST Currently In Use: 0; AST Temp Closed: 0 | 1 | 0 | 2 | 20727-097-018244 | CITY OF PRICHARD, PUBLIC WORKS DEPT.
49832 | Temporary Closed | 2023-09-27 | 2001-02-10 |  | Petroleum | Unleaded gasoline | Unleaded gasoline | Retail | Fiberglass coated steel | Double Wall |  |  | Fiberglass reinforced plastic |  | 1901-01-01 | Catchment Basin | Flow Rest 90% Full | Flow Rest 90% Full |  |  | Continuous Automatic Tank Gauge |  | Sump sensor relayed to automatically shut off submersible pump | Containment Sump | Interstitial Monitoring within Secondary Containment | SENSOR TO ATG | Continuous alarm system | Continuous alarm system |  | UST Currently In Use: 0; UST Temp Close: 2; AST Currently In Use: 0; AST Temp Closed: 0 | 0 | 2 | 0 | 22353-073-018640 | MILK-N-STUFF OF ALABAMA, INC
49833 | Temporary Closed | 2023-09-27 | 2001-02-10 |  | Petroleum | Premium gasoline | Premium gasoline | Retail | Double Wall | Double Wall |  |  | 2 PIECES |  | 1901-01-01 | Catchment Basin | Flow Rest 90% Full | Flow Rest 90% Full |  |  | Continuous Automatic Tank Gauge |  | Containment Sump | Containment Sump | Interstitial Monitoring within Secondary Containment | SENSOR TO ATG | Continuous alarm system | Continuous alarm system |  | UST Currently In Use: 0; UST Temp Close: 2; AST Currently In Use: 0; AST Temp Closed: 0 | 0 | 2 | 0 | 22353-073-018640 | MILK-N-STUFF OF ALABAMA, INC
49834 | Currently in Use |  | 2001-04-30 |  | Petroleum | Unleaded gasoline | Unleaded gasoline | Retail | Fiberglass coated steel | Fiberglass coated steel | Coated & cathodic protection (sti-P3) |  | Flexible |  |  | Catchment Basin | Flow Rest 90% Full | Flow Rest 90% Full |  |  | Continuous Automatic Tank Gauge |  | Containment Sump | Containment Sump | Interstitial Monitoring within Secondary Containment |  | Continuous alarm system | Continuous alarm system |  | UST Currently In Use: 2; UST Temp Close: 0; AST Currently In Use: 0; AST Temp Closed: 0 | 2 | 0 | 0 | 11890-125-018641 | FOWLER OIL COMPANY, INC.
49835 | Currently in Use |  | 1997-12-31 |  | Petroleum | Unleaded gasoline | Unleaded gasoline | Retail | Fiberglass reinforced plastic | Double Wall |  |  | Fiberglass reinforced plastic |  | 2003-09-25 | Catchment Basin | Automatic shutoff device At 95% full | Automatic shutoff device At 95% full | Interstitial Monitoring within Secondary Containment | SENSOR TO ATG | Continuous Automatic Tank Gauge |  | Automatic shutoff device (AELLD) | Automatic shutoff device (AELLD) | [5 empty] | UST Currently In Use: 2; UST Temp Close: 0; AST Currently In Use: 0; AST Temp Closed: 0 | 2 | 0 | 0 | 25935-073-008748 | WILLATH OIL COMPANY LLC
49836 | Currently in Use |  | 1997-12-31 |  | Petroleum | Premium gasoline | Premium gasoline | Retail | Double Wall | Double Wall |  |  | Double Wall |  | 2003-09-25 | Catchment Basin | Automatic shutoff device At 95% full | Automatic shutoff device At 95% full | Interstitial Monitoring within Secondary Containment | SENSOR TO ATG | Continuous Automatic Tank Gauge |  | Automatic shutoff device (AELLD) | Automatic shutoff device (AELLD) | [5 empty] | UST Currently In Use: 2; UST Temp Close: 0; AST Currently In Use: 0; AST Temp Closed: 0 | 2 | 0 | 0 | 25935-073-008748 | WILLATH OIL COMPANY LLC
49837 | Currently in Use |  | 2001-03-01 |  | Petroleum | Unleaded gasoline | Unleaded gasoline | Retail | Fiberglass reinforced plastic | Fiberglass reinforced plastic |  |  | Flexible |  |  | Catchment Basin | Flow Rest 90% Full | Flow Rest 90% Full |  |  | Continuous Automatic Tank Gauge |  | Automatic shutoff device (AELLD) | Automatic shutoff device (AELLD) | [5 empty] | UST Currently In Use: 2; UST Temp Close: 0; AST Currently In Use: 0; AST Temp Closed: 0 | 2 | 0 | 0 | 25903-081-018642 | MARUTI MART LLC
49838 | Currently in Use |  | 2001-03-01 |  | Petroleum | On road diesel | On road diesel | Retail | Fiberglass reinforced plastic | Fiberglass reinforced plastic |  |  | Flexible |  |  | Catchment Basin | Flow Rest 90% Full | Flow Rest 90% Full |  |  | Continuous Automatic Tank Gauge |  | Containment Sump | Automatic shutoff device (AELLD) | [5 empty] | UST Currently In Use: 2; UST Temp Close: 0; AST Currently In Use: 0; AST Temp Closed: 0 | 2 | 0 | 0 | 25903-081-018642 | MARUTI MART LLC
49839 | Currently in Use |  | 2001-09-15 |  | Petroleum | Unleaded gasoline | Unleaded gasoline | Retail | Double Wall | Double Wall |  |  | Double Wall | APT | 1901-01-01 | Catchment Basin | Flow Rest 90% Full | Flow Rest 90% Full | Interstitial Monitoring within Secondary Containment | SENSOR TO ATG | Continuous Automatic Tank Gauge |  | Automatic flow restrictor (MLLD) | Automatic flow restrictor (MLLD) | Interstitial Monitoring within Secondary Containment | SENSOR TO ATG | Continuous alarm system | Continuous alarm system |  | UST Currently In Use: 2; UST Temp Close: 0; AST Currently In Use: 0; AST Temp Closed: 0 | 2 | 0 | 0 | 25265-055-005696 | LGWS/CROSS AMERICA PARTNERS
49840 | Currently in Use |  | 2001-09-15 |  | Petroleum | Premium gasoline | Premium gasoline | Retail | Double Wall | Double Wall |  |  | Flexible | APT | 1901-01-01 | Catchment Basin | Flow Rest 90% Full | Flow Rest 90% Full | Interstitial Monitoring within Secondary Containment | SENSOR TO ATG | Continuous Automatic Tank Gauge |  | Containment Sump | Automatic flow restrictor (MLLD) | Interstitial Monitoring within Secondary Containment | SENSOR TO ATG | Continuous alarm system | Continuous alarm system |  | UST Currently In Use: 2; UST Temp Close: 0; AST Currently In Use: 0; AST Temp Closed: 0 | 2 | 0 | 0 | 25265-055-005696 | LGWS/CROSS AMERICA PARTNERS
49841 | Currently in Use |  | 2001-07-10 |  | Petroleum | Unleaded gasoline | Unleaded gasoline | Retail | Fiberglass coated steel | Fiberglass coated steel |  |  | Flexible |  | 1901-01-01 | Catchment Basin | Automatic shutoff device At 95% full | Automatic shutoff device At 95% full |  |  | Continuous Automatic Tank Gauge |  | Automatic shutoff device (AELLD) | Automatic shutoff device (AELLD) | [5 empty] | UST Currently In Use: 2; UST Temp Close: 0; AST Currently In Use: 0; AST Temp Closed: 0 | 2 | 0 | 0 | 25406-081-018644 | MD HABIB LLC
49842 | Currently in Use |  | 2001-07-10 |  | Petroleum | Premium gasoline | Premium gasoline | Retail | Fiberglass coated steel | Fiberglass coated steel |  |  | Flexible |  | 1901-01-01 | Catchment Basin | Automatic shutoff device At 95% full | Automatic shutoff device At 95% full |  |  | Continuous Automatic Tank Gauge |  | Automatic shutoff device (AELLD) | Automatic shutoff device (AELLD) | [5 empty] | UST Currently In Use: 2; UST Temp Close: 0; AST Currently In Use: 0; AST Temp Closed: 0 | 2 | 0 | 0 | 25406-081-018644 | MD HABIB LLC
49843 | Currently in Use |  | 2001-07-15 |  | Petroleum | Unleaded gasoline | Unleaded gasoline | Retail | Fiberglass coated steel | Fiberglass coated steel |  |  | APT |  | 1901-01-01 | Catchment Basin | Flow Rest 90% Full | Flow Rest 90% Full |  |  | Continuous Automatic Tank Gauge |  | Automatic flow restrictor (MLLD) | Automatic flow restrictor (MLLD) |  | SENSOR TO ATG | Continuous alarm system | Annual line testing |  | UST Currently In Use: 2; UST Temp Close: 0; AST Currently In Use: 0; AST Temp Closed: 0 | 2 | 0 | 0 | 25782-101-018645 | FAIRVIEW SHOPPING CENTER LLC
49844 | Currently in Use |  | 2001-07-15 |  | Petroleum | Premium gasoline | Premium gasoline | Retail | Fiberglass coated steel | Fiberglass coated steel |  |  | Flexible |  | 1901-01-01 | Catchment Basin | Flow Rest 90% Full | Flow Rest 90% Full |  |  | Continuous Automatic Tank Gauge |  | Automatic flow restrictor (MLLD) | Automatic flow restrictor (MLLD) |  | SENSOR TO ATG | Annual line testing | Annual line testing |  | UST Currently In Use: 2; UST Temp Close: 0; AST Currently In Use: 0; AST Temp Closed: 0 | 2 | 0 | 0 | 25782-101-018645 | FAIRVIEW SHOPPING CENTER LLC
49845 | Currently in Use |  | 2000-05-01 |  | Petroleum | Unleaded gasoline | Unleaded gasoline | Retail | Fiberglass coated steel | Fiberglass coated steel |  |  | Fiberglass reinforced plastic |  | 1901-01-01 | Catchment Basin | Flow Rest 90% Full | Flow Rest 90% Full |  |  | Continuous Automatic Tank Gauge |  | Automatic flow restrictor (MLLD) | Automatic flow restrictor (MLLD) |  |  | Annual line testing | Annual line testing |  | UST Currently In Use: 3; UST Temp Close: 0; AST Currently In Use: 0; AST Temp Closed: 0 | 3 | 0 | 0 | 26025-089-018646 | ROSE FOOD MART
49846 | Currently in Use |  | 2000-05-01 |  | Petroleum | Premium gasoline | Premium gasoline | Retail | Fiberglass coated steel | Fiberglass coated steel |  |  | Fiberglass reinforced plastic |  | 1901-01-01 | Catchment Basin | Flow Rest 90% Full | Flow Rest 90% Full |  |  | Continuous Automatic Tank Gauge |  | Automatic flow restrictor (MLLD) | Automatic flow restrictor (MLLD) |  |  | Annual line testing | Annual line testing |  | UST Currently In Use: 3; UST Temp Close: 0; AST Currently In Use: 0; AST Temp Closed: 0 | 3 | 0 | 0 | 26025-089-018646 | ROSE FOOD MART
49847 | Currently in Use |  | 2000-05-01 |  | Petroleum | Unleaded gasoline | Unleaded gasoline | Retail | Fiberglass coated steel | Fiberglass coated steel |  |  | Fiberglass reinforced plastic |  | 1901-01-01 | Catchment Basin | Flow Rest 90% Full | Flow Rest 90% Full |  |  | Continuous Automatic Tank Gauge | [8 empty] | UST Currently In Use: 3; UST Temp Close: 0; AST Currently In Use: 0; AST Temp Closed: 0 | 3 | 0 | 0 | 26025-089-018646 | ROSE FOOD MART
49848 | Currently in Use |  | 1999-05-17 |  | Petroleum | Unleaded gasoline | Unleaded gasoline | Retail | Fiberglass coated steel | Fiberglass coated steel |  |  | Flexible |  | 1901-01-01 | Catchment Basin | Flow Rest 90% Full | Flow Rest 90% Full |  |  | Continuous Automatic Tank Gauge |  | Automatic flow restrictor (MLLD) | Automatic flow restrictor (MLLD) | Interstitial Monitoring within Secondary Containment | MANUAL/VISUAL CHECK | Annual line testing | Annual line testing |  | UST Currently In Use: 2; UST Temp Close: 0; AST Currently In Use: 0; AST Temp Closed: 0 | 2 | 0 | 0 | 25747-097-018647 | RSYA LLC
49849 | Currently in Use |  | 1999-05-17 |  | Petroleum | Premium gasoline | Premium gasoline | Retail | Fiberglass coated steel | Fiberglass coated steel |  |  | Flexible |  | 1901-01-01 | Catchment Basin | Flow Rest 90% Full | Flow Rest 90% Full |  |  | Continuous Automatic Tank Gauge |  | Automatic flow restrictor (MLLD) | Automatic flow restrictor (MLLD) | Interstitial Monitoring within Secondary Containment | MANUAL/VISUAL CHECK | Annual line testing | Annual line testing |  | UST Currently In Use: 2; UST Temp Close: 0; AST Currently In Use: 0; AST Temp Closed: 0 | 2 | 0 | 0 | 25747-097-018647 | RSYA LLC
49850 | Permanently Closed | 2017-10-14 | 1991-01-01 | 2019-10-14 | Petroleum | Unleaded gasoline | Unleaded gasoline | Industrial | Steel | Steel | Coated & cathodic protection (sti-P3) |  | Fiberglass reinforced plastic |  |  | Catchment Basin | Automatic shutoff device At 95% full | Automatic shutoff device At 95% full |  |  | Statistical Inventory Reconciliation (SIR) | [8 empty] | UST Currently In Use: 0; UST Temp Close: 0; AST Currently In Use: 0; AST Temp Closed: 0 | 0 | 0 | 2 | 21285-097-018648 | MOBILE ARC
49851 | Permanently Closed | 2017-10-14 | 1991-01-01 | 2019-10-14 | Petroleum | On road diesel | On road diesel | Industrial | Steel | Steel | Coated & cathodic protection (sti-P3) |  | Fiberglass reinforced plastic |  |  | Catchment Basin | Automatic shutoff device At 95% full | Automatic shutoff device At 95% full |  |  | Statistical Inventory Reconciliation (SIR) | [8 empty] | UST Currently In Use: 0; UST Temp Close: 0; AST Currently In Use: 0; AST Temp Closed: 0 | 0 | 0 | 2 | 21285-097-018648 | MOBILE ARC
49852 | Currently in Use |  | 2001-06-20 |  | Petroleum | Unleaded gasoline | Unleaded gasoline | Retail | Fiberglass coated steel | Fiberglass coated steel |  |  | Flexible |  | 1901-01-01 | Catchment Basin | Flow Rest 90% Full | Flow Rest 90% Full |  |  | Continuous Automatic Tank Gauge |  | Automatic shutoff device (AELLD) | Automatic shutoff device (AELLD) | [5 empty] | UST Currently In Use: 2; UST Temp Close: 0; AST Currently In Use: 0; AST Temp Closed: 0 | 2 | 0 | 0 | 24305-051-018649 | 203 INTERSTATE PARK LLC
49853 | Currently in Use |  | 2001-06-20 |  | Petroleum | Premium gasoline | Premium gasoline | Retail | Fiberglass coated steel | Fiberglass coated steel |  |  | Flexible |  | 1901-01-01 | Catchment Basin | Flow Rest 90% Full | Flow Rest 90% Full |  |  | Continuous Automatic Tank Gauge |  | Automatic shutoff device (AELLD) | Automatic shutoff device (AELLD) | [5 empty] | UST Currently In Use: 2; UST Temp Close: 0; AST Currently In Use: 0; AST Temp Closed: 0 | 2 | 0 | 0 | 24305-051-018649 | 203 INTERSTATE PARK LLC
49854 | Currently in Use |  | 1992-09-01 |  | Petroleum | Unleaded gasoline | Unleaded gasoline | Retail | Steel | Steel | Coated & cathodic protection (sti-P3) |  | Double Wall | APT |  | Catchment Basin | Automatic shutoff device At 95% full | Automatic shutoff device At 95% full |  |  | Statistical Inventory Reconciliation (SIR) |  | Containment Sump | Automatic flow restrictor (MLLD) |  |  | Statistical inventory reconciliation (SIR) | Statistical inventory reconciliation (SIR) |  | UST Currently In Use: 4; UST Temp Close: 0; AST Currently In Use: 0; AST Temp Closed: 0 | 4 | 0 | 0 | 20875-039-018650 | GITTY UP-N-GO, INC.
49855 | Currently in Use |  | 1992-09-01 |  | Petroleum | Unleaded gasoline | Unleaded gasoline | Retail | Steel | Steel | Coated & cathodic protection (sti-P3) |  | Flexible | APT |  | Catchment Basin | Automatic shutoff device At 95% full | Automatic shutoff device At 95% full |  |  | Statistical Inventory Reconciliation (SIR) |  | Containment Sump | Automatic flow restrictor (MLLD) |  |  | Statistical inventory reconciliation (SIR) | Statistical inventory reconciliation (SIR) |  | UST Currently In Use: 4; UST Temp Close: 0; AST Currently In Use: 0; AST Temp Closed: 0 | 4 | 0 | 0 | 20875-039-018650 | GITTY UP-N-GO, INC.
49856 | Currently in Use |  | 1992-09-01 |  | Petroleum | Premium gasoline | Premium gasoline | Retail | Steel | Steel | Coated & cathodic protection (sti-P3) |  | Double Wall | APT |  | Catchment Basin | Automatic shutoff device At 95% full | Automatic shutoff device At 95% full |  |  | Statistical Inventory Reconciliation (SIR) |  | Containment Sump | Automatic flow restrictor (MLLD) |  |  | Statistical inventory reconciliation (SIR) | Statistical inventory reconciliation (SIR) |  | UST Currently In Use: 4; UST Temp Close: 0; AST Currently In Use: 0; AST Temp Closed: 0 | 4 | 0 | 0 | 20875-039-018650 | GITTY UP-N-GO, INC.
49857 | Currently in Use |  | 1992-09-01 |  | Petroleum | On road diesel | On road diesel | Retail | Steel | Steel | Coated & cathodic protection (sti-P3) |  | Flexible | APT |  | Catchment Basin | Automatic shutoff device At 95% full | Automatic shutoff device At 95% full |  |  | Statistical Inventory Reconciliation (SIR) |  | Automatic flow restrictor (MLLD) | Automatic flow restrictor (MLLD) |  |  | Statistical inventory reconciliation (SIR) | Statistical inventory reconciliation (SIR) |  | UST Currently In Use: 4; UST Temp Close: 0; AST Currently In Use: 0; AST Temp Closed: 0 | 4 | 0 | 0 | 20875-039-018650 | GITTY UP-N-GO, INC.
49858 | Currently in Use |  | 2001-09-29 |  | Petroleum | Unleaded gasoline | Unleaded gasoline | Retail | Fiberglass reinforced plastic | Fiberglass reinforced plastic |  |  | Flexible |  | 1901-01-01 | Catchment Basin | Automatic shutoff device At 95% full | Automatic shutoff device At 95% full | Interstitial Monitoring within Secondary Containment | SENSOR TO ATG |  |  | Automatic shutoff device (AELLD) | Automatic shutoff device (AELLD) |  | SENSOR TO ATG | Annual line testing | Annual line testing |  | UST Currently In Use: 3; UST Temp Close: 0; AST Currently In Use: 0; AST Temp Closed: 0 | 3 | 0 | 0 | 23868-101-018651 | SLIDELL OIL COMPANY, LLC
49859 | Currently in Use |  | 2001-09-29 |  | Petroleum | Premium gasoline | Premium gasoline | Retail | Fiberglass reinforced plastic | Fiberglass reinforced plastic |  |  | Flexible |  | 1901-01-01 | Catchment Basin | Automatic shutoff device At 95% full | Automatic shutoff device At 95% full | Interstitial Monitoring within Secondary Containment | SENSOR TO ATG |  |  | Containment Sump | Automatic shutoff device (AELLD) |  | SENSOR TO ATG | Annual line testing | Annual line testing |  | UST Currently In Use: 3; UST Temp Close: 0; AST Currently In Use: 0; AST Temp Closed: 0 | 3 | 0 | 0 | 23868-101-018651 | SLIDELL OIL COMPANY, LLC
49860 | Currently in Use |  | 2001-09-29 |  | Petroleum | On road diesel | On road diesel | Retail | Fiberglass reinforced plastic | Fiberglass reinforced plastic |  |  | Flexible |  | 1901-01-01 | Catchment Basin | Automatic shutoff device At 95% full | Automatic shutoff device At 95% full | Interstitial Monitoring within Secondary Containment | SENSOR TO ATG |  |  | Automatic shutoff device (AELLD) | Automatic shutoff device (AELLD) |  | SENSOR TO ATG | Annual line testing | Annual line testing |  | UST Currently In Use: 3; UST Temp Close: 0; AST Currently In Use: 0; AST Temp Closed: 0 | 3 | 0 | 0 | 23868-101-018651 | SLIDELL OIL COMPANY, LLC
49861 | Currently in Use |  | 2001-10-01 |  | Petroleum | On road diesel | On road diesel | Emergency power generator | Fiberglass reinforced plastic | Fiberglass reinforced plastic |  |  | Flexible |  | 1901-01-01 | Catchment Basin | Automatic shutoff device At 95% full | Audible high level alarm At 90% full | Interstitial Monitoring within Secondary Containment |  | Automatic Tank Gauge | [8 empty] | UST Currently In Use: 1; UST Temp Close: 0; AST Currently In Use: 0; AST Temp Closed: 0 | 1 | 0 | 1 | 12169-053-013899 | SPRINT COMMUNICATIONS
49862 | Currently in Use |  | 2001-07-29 |  | Petroleum | Unleaded gasoline | Unleaded gasoline | Retail | Fiberglass reinforced plastic | Fiberglass reinforced plastic |  |  | Flexible |  | 1901-01-01 | Catchment Basin | Flow Rest 90% Full | Flow Rest 90% Full |  |  | Continuous Automatic Tank Gauge |  | Containment Sump | Automatic shutoff device (AELLD) | Interstitial Monitoring within Secondary Containment |  |  |  |  | UST Currently In Use: 2; UST Temp Close: 0; AST Currently In Use: 0; AST Temp Closed: 0 | 2 | 0 | 0 | 23616-117-018652 | PLUS INVESTMENTS INC
49863 | Currently in Use |  | 2001-07-29 |  | Petroleum | Premium gasoline | Premium gasoline | Retail | Fiberglass reinforced plastic | Fiberglass reinforced plastic |  |  | Flexible |  | 1901-01-01 | Catchment Basin | Flow Rest 90% Full | Flow Rest 90% Full |  |  | Continuous Automatic Tank Gauge |  | Automatic shutoff device (AELLD) | Automatic shutoff device (AELLD) | Interstitial Monitoring within Secondary Containment |  |  |  |  | UST Currently In Use: 2; UST Temp Close: 0; AST Currently In Use: 0; AST Temp Closed: 0 | 2 | 0 | 0 | 23616-117-018652 | PLUS INVESTMENTS INC
49864 | Currently in Use |  | 2001-08-09 |  | Petroleum | Unleaded gasoline | Unleaded gasoline | Retail | Fiberglass coated steel | Fiberglass coated steel |  |  | Flexible |  | 1901-01-01 | Catchment Basin | Flow Rest 90% Full | Flow Rest 90% Full |  |  | Continuous Automatic Tank Gauge |  | Automatic flow restrictor (MLLD) | Automatic flow restrictor (MLLD) |  |  | Annual line testing | Annual line testing |  | UST Currently In Use: 2; UST Temp Close: 0; AST Currently In Use: 0; AST Temp Closed: 0 | 2 | 0 | 0 | 21296-083-018653 | BETHEL GROCERY
49865 | Currently in Use |  | 2001-08-09 |  | Petroleum | On road diesel | On road diesel | Retail | Fiberglass coated steel | Fiberglass coated steel |  |  | Flexible |  | 1901-01-01 | Catchment Basin | Flow Rest 90% Full | Flow Rest 90% Full |  |  | Continuous Automatic Tank Gauge |  | Automatic flow restrictor (MLLD) | Automatic flow restrictor (MLLD) |  |  | Annual line testing | Annual line testing |  | UST Currently In Use: 2; UST Temp Close: 0; AST Currently In Use: 0; AST Temp Closed: 0 | 2 | 0 | 0 | 21296-083-018653 | BETHEL GROCERY
49866 | Currently in Use |  | 2001-09-21 |  | Petroleum | Unleaded gasoline | Unleaded gasoline | Retail | Fiberglass reinforced plastic | Fiberglass reinforced plastic |  |  | Flexible |  | 1901-01-01 | Catchment Basin | Automatic shutoff device At 95% full | Automatic shutoff device At 95% full | Interstitial Monitoring within Secondary Containment | SENSOR TO ATG |  |  | Containment Sump | Automatic flow restrictor (MLLD) |  |  | Annual line testing | Annual line testing |  | UST Currently In Use: 2; UST Temp Close: 0; AST Currently In Use: 0; AST Temp Closed: 0 | 2 | 0 | 0 | 13579-003-018654 | MURPHY OIL USA, INC.
49867 | Currently in Use |  | 2001-09-21 |  | Petroleum | Unleaded gasoline | Unleaded gasoline | Retail | Fiberglass reinforced plastic | Fiberglass reinforced plastic |  |  | Flexible |  | 1901-01-01 | Catchment Basin | Automatic shutoff device At 95% full | Automatic shutoff device At 95% full | Interstitial Monitoring within Secondary Containment | SENSOR TO ATG |  |  | Containment Sump | Automatic flow restrictor (MLLD) |  |  | Annual line testing | Annual line testing |  | UST Currently In Use: 2; UST Temp Close: 0; AST Currently In Use: 0; AST Temp Closed: 0 | 2 | 0 | 0 | 13579-003-018654 | MURPHY OIL USA, INC.
49868 | Currently in Use |  | 1999-11-01 |  | Petroleum | On road diesel | On road diesel | State/federal government | Fiberglass reinforced plastic | Fiberglass reinforced plastic |  |  | Flexible |  | 1901-01-01 | Catchment Basin | Automatic shutoff device At 95% full | Automatic shutoff device At 95% full |  |  | Continuous Automatic Tank Gauge |  | Automatic flow restrictor (MLLD) | Automatic flow restrictor (MLLD) |  |  | Annual line testing | Annual line testing |  | UST Currently In Use: 3; UST Temp Close: 0; AST Currently In Use: 0; AST Temp Closed: 0 | 3 | 0 | 3 | 21888-123-001409 | WIND CREEK STATE PARK
49869 | Currently in Use |  | 1999-11-01 |  | Petroleum | Mid-grade gasoline | Mid-grade gasoline | State/federal government | Fiberglass reinforced plastic | Fiberglass reinforced plastic |  |  | Flexible |  | 1901-01-01 | Catchment Basin | Automatic shutoff device At 95% full | Automatic shutoff device At 95% full |  |  | Continuous Automatic Tank Gauge |  | Automatic flow restrictor (MLLD) | Automatic flow restrictor (MLLD) |  |  | Annual line testing | Annual line testing |  | UST Currently In Use: 3; UST Temp Close: 0; AST Currently In Use: 0; AST Temp Closed: 0 | 3 | 0 | 3 | 21888-123-001409 | WIND CREEK STATE PARK
49870 | Currently in Use |  | 2001-06-01 |  | Petroleum | Unleaded gasoline | Unleaded gasoline | Retail | Fiberglass coated steel | Fiberglass coated steel |  |  | Double Wall |  | 1901-01-01 | Catchment Basin | Automatic shutoff device At 95% full | Automatic shutoff device At 95% full | Interstitial Monitoring within Secondary Containment |  | Automatic Tank Gauge |  | Automatic flow restrictor (MLLD) | Automatic flow restrictor (MLLD) | Interstitial Monitoring within Secondary Containment |  | Continuous alarm system | Continuous alarm system |  | UST Currently In Use: 3; UST Temp Close: 0; AST Currently In Use: 0; AST Temp Closed: 0 | 3 | 0 | 0 | 23413-097-018655 | CIRCLE K STORES, INC.
49871 | Currently in Use |  | 2001-06-01 |  | Petroleum | On road diesel | On road diesel | Retail | Fiberglass coated steel | Fiberglass coated steel |  |  | Double Wall |  | 1901-01-01 | Catchment Basin | Automatic shutoff device At 95% full | Automatic shutoff device At 95% full | Interstitial Monitoring within Secondary Containment |  | Automatic Tank Gauge |  | Containment Sump | Automatic flow restrictor (MLLD) | Interstitial Monitoring within Secondary Containment |  | Statistical inventory reconciliation (SIR) | Continuous alarm system |  | UST Currently In Use: 3; UST Temp Close: 0; AST Currently In Use: 0; AST Temp Closed: 0 | 3 | 0 | 0 | 23413-097-018655 | CIRCLE K STORES, INC.
49872 | Currently in Use |  | 2001-06-01 |  | Petroleum | Kerosene | Kerosene | Retail | Fiberglass coated steel | Fiberglass coated steel |  |  | Flexible |  | 1901-01-01 | Catchment Basin | Automatic shutoff device At 95% full | Automatic shutoff device At 95% full | Interstitial Monitoring within Secondary Containment |  | Automatic Tank Gauge | [8 empty] | UST Currently In Use: 3; UST Temp Close: 0; AST Currently In Use: 0; AST Temp Closed: 0 | 3 | 0 | 0 | 23413-097-018655 | CIRCLE K STORES, INC.
49873 | Currently in Use |  | 2001-07-28 |  | Petroleum | Unleaded gasoline | Unleaded gasoline | Retail | Fiberglass coated steel | Fiberglass coated steel |  |  | Flexible |  | 1901-01-01 | Catchment Basin | Automatic shutoff device At 95% full | Automatic shutoff device At 95% full |  |  | Continuous Automatic Tank Gauge |  | Automatic flow restrictor (MLLD) | Automatic flow restrictor (MLLD) |  | MANUAL/VISUAL CHECK | Annual line testing | Annual line testing |  | UST Currently In Use: 4; UST Temp Close: 0; AST Currently In Use: 0; AST Temp Closed: 0 | 4 | 0 | 0 | 14326-003-018656 | SAVINGS ALABAMA DIVISION
49874 | Currently in Use |  | 2001-07-28 |  | Petroleum | Unleaded gasoline | Unleaded gasoline | Retail | Fiberglass coated steel | Fiberglass coated steel |  |  | Flexible |  | 1901-01-01 | Catchment Basin | Automatic shutoff device At 95% full | Automatic shutoff device At 95% full |  |  | Continuous Automatic Tank Gauge |  | Automatic flow restrictor (MLLD) | Automatic flow restrictor (MLLD) |  | MANUAL/VISUAL CHECK | Annual line testing | Annual line testing |  | UST Currently In Use: 4; UST Temp Close: 0; AST Currently In Use: 0; AST Temp Closed: 0 | 4 | 0 | 0 | 14326-003-018656 | SAVINGS ALABAMA DIVISION
49875 | Currently in Use |  | 2001-07-28 |  | Petroleum | Premium gasoline | Premium gasoline | Retail | Fiberglass coated steel | Fiberglass coated steel |  |  | Flexible |  | 1901-01-01 | Catchment Basin | Automatic shutoff device At 95% full | Automatic shutoff device At 95% full |  |  | Continuous Automatic Tank Gauge |  | Containment Sump | Automatic flow restrictor (MLLD) |  | MANUAL/VISUAL CHECK | Annual line testing | Annual line testing |  | UST Currently In Use: 4; UST Temp Close: 0; AST Currently In Use: 0; AST Temp Closed: 0 | 4 | 0 | 0 | 14326-003-018656 | SAVINGS ALABAMA DIVISION
49876 | Currently in Use |  | 2001-07-28 |  | Petroleum | On road diesel | On road diesel | Retail | Fiberglass coated steel | Fiberglass coated steel |  |  | Flexible |  | 1901-01-01 | Catchment Basin | Flow Rest 90% Full | Flow Rest 90% Full |  |  | Continuous Automatic Tank Gauge |  | Automatic flow restrictor (MLLD) | Automatic flow restrictor (MLLD) |  | MANUAL/VISUAL CHECK | Annual line testing | Annual line testing |  | UST Currently In Use: 4; UST Temp Close: 0; AST Currently In Use: 0; AST Temp Closed: 0 | 4 | 0 | 0 | 14326-003-018656 | SAVINGS ALABAMA DIVISION
49877 | Currently in Use |  | 2000-10-23 |  | Petroleum | Unleaded gasoline | Unleaded gasoline | Retail | Fiberglass coated steel | Fiberglass coated steel |  |  | Fiberglass reinforced plastic |  | 1901-01-01 | Catchment Basin | Automatic shutoff device At 95% full | Automatic shutoff device At 95% full |  |  | Continuous Automatic Tank Gauge |  | Automatic flow restrictor (MLLD) | Automatic flow restrictor (MLLD) |  |  | Annual line testing | Annual line testing |  | UST Currently In Use: 3; UST Temp Close: 0; AST Currently In Use: 0; AST Temp Closed: 0 | 3 | 0 | 0 | 11101-097-018657 | CLARK OIL COMPANY, INC.
49878 | Currently in Use |  | 2000-10-23 |  | Petroleum | Premium gasoline | Premium gasoline | Retail | Fiberglass coated steel | Fiberglass coated steel |  |  | Fiberglass reinforced plastic |  | 1901-01-01 | Catchment Basin | Automatic shutoff device At 95% full | Automatic shutoff device At 95% full |  |  | Continuous Automatic Tank Gauge |  | Automatic flow restrictor (MLLD) | Automatic flow restrictor (MLLD) |  |  | Annual line testing | Annual line testing |  | UST Currently In Use: 3; UST Temp Close: 0; AST Currently In Use: 0; AST Temp Closed: 0 | 3 | 0 | 0 | 11101-097-018657 | CLARK OIL COMPANY, INC.
49879 | Currently in Use |  | 2000-10-23 |  | Petroleum | On road diesel | On road diesel | Retail | Fiberglass coated steel | Fiberglass coated steel |  |  | Fiberglass reinforced plastic |  | 1901-01-01 | Catchment Basin | Automatic shutoff device At 95% full | Automatic shutoff device At 95% full |  |  | Continuous Automatic Tank Gauge |  | Automatic flow restrictor (MLLD) | Automatic flow restrictor (MLLD) |  |  | Annual line testing | Annual line testing |  | UST Currently In Use: 3; UST Temp Close: 0; AST Currently In Use: 0; AST Temp Closed: 0 | 3 | 0 | 0 | 11101-097-018657 | CLARK OIL COMPANY, INC.
49880 | Currently in Use |  | 2001-01-01 |  | Petroleum | Unleaded gasoline | Unleaded gasoline | Retail | Fiberglass coated steel | Fiberglass coated steel |  |  | Flexible |  | 1901-01-01 | Catchment Basin | Flow Rest 90% Full | Flow Rest 90% Full |  |  | Continuous Automatic Tank Gauge |  | Automatic shutoff device (AELLD) | Automatic shutoff device (AELLD) | [5 empty] | UST Currently In Use: 3; UST Temp Close: 0; AST Currently In Use: 0; AST Temp Closed: 0 | 3 | 0 | 0 | 24689-097-018658 | MAMUN SIDDIQ
49881 | Currently in Use |  | 2001-01-01 |  | Petroleum | Premium gasoline | Premium gasoline | Retail | Fiberglass coated steel | Fiberglass coated steel |  |  | Flexible |  | 1901-01-01 | Catchment Basin | Flow Rest 90% Full | Flow Rest 90% Full |  |  | Continuous Automatic Tank Gauge |  | Containment Sump | Automatic shutoff device (AELLD) | [5 empty] | UST Currently In Use: 3; UST Temp Close: 0; AST Currently In Use: 0; AST Temp Closed: 0 | 3 | 0 | 0 | 24689-097-018658 | MAMUN SIDDIQ
49882 | Currently in Use |  | 2001-01-01 |  | Petroleum | On road diesel | On road diesel | Retail | Fiberglass coated steel | Fiberglass coated steel |  |  | Flexible |  | 1901-01-01 | Catchment Basin | Flow Rest 90% Full | Flow Rest 90% Full |  |  | Continuous Automatic Tank Gauge |  | Automatic shutoff device (AELLD) | Automatic shutoff device (AELLD) | [5 empty] | UST Currently In Use: 3; UST Temp Close: 0; AST Currently In Use: 0; AST Temp Closed: 0 | 3 | 0 | 0 | 24689-097-018658 | MAMUN SIDDIQ
49883 | Currently in Use |  | 2001-01-01 |  | Petroleum | Unleaded gasoline | Unleaded gasoline | Retail | Fiberglass coated steel | Fiberglass coated steel |  |  | Flexible |  | 1901-01-01 | Catchment Basin | Flow Rest 90% Full | Flow Rest 90% Full |  |  | Continuous Automatic Tank Gauge |  | Automatic shutoff device (AELLD) | Automatic shutoff device (AELLD) | [5 empty] | UST Currently In Use: 2; UST Temp Close: 0; AST Currently In Use: 0; AST Temp Closed: 0 | 2 | 0 | 0 | 23887-097-018659 | MONTLIMAR, LLC
49884 | Currently in Use |  | 2001-01-01 |  | Petroleum | Premium gasoline | Premium gasoline | Retail | Fiberglass coated steel | Fiberglass coated steel |  |  | Flexible |  | 1901-01-01 | Catchment Basin | Flow Rest 90% Full | Flow Rest 90% Full |  |  | Continuous Automatic Tank Gauge |  | Containment Sump | Automatic shutoff device (AELLD) | [5 empty] | UST Currently In Use: 2; UST Temp Close: 0; AST Currently In Use: 0; AST Temp Closed: 0 | 2 | 0 | 0 | 23887-097-018659 | MONTLIMAR, LLC
49885 | Currently in Use |  | 2001-01-01 |  | Petroleum | Unleaded gasoline | Unleaded gasoline | Retail | Fiberglass coated steel | Fiberglass coated steel |  |  | Flexible |  | 1901-01-01 | Catchment Basin | Flow Rest 90% Full | Flow Rest 90% Full |  |  | Continuous Automatic Tank Gauge |  | Automatic shutoff device (AELLD) | Automatic shutoff device (AELLD) | [5 empty] | UST Currently In Use: 2; UST Temp Close: 0; AST Currently In Use: 0; AST Temp Closed: 0 | 2 | 0 | 0 | 23885-097-018660 | MCVAY, LLC - H&H SHELL
49886 | Currently in Use |  | 2001-01-01 |  | Petroleum | Premium gasoline | Premium gasoline | Retail | Fiberglass coated steel | Fiberglass coated steel |  |  | Flexible |  | 1901-01-01 | Catchment Basin | Flow Rest 90% Full | Automatic shutoff device At 95% full |  |  | Continuous Automatic Tank Gauge |  | Automatic shutoff device (AELLD) | Automatic shutoff device (AELLD) | [5 empty] | UST Currently In Use: 2; UST Temp Close: 0; AST Currently In Use: 0; AST Temp Closed: 0 | 2 | 0 | 0 | 23885-097-018660 | MCVAY, LLC - H&H SHELL
49887 | Currently in Use | 2019-01-24 | 2001-01-01 |  | Petroleum | Unleaded gasoline | Unleaded gasoline | Retail | Fiberglass coated steel | Fiberglass coated steel |  |  | Flexible |  | 1901-01-01 | Catchment Basin | Flow Rest 90% Full | Flow Rest 90% Full |  |  | Continuous Automatic Tank Gauge |  | Containment Sump | Automatic flow restrictor (MLLD) |  |  | Annual line testing | Annual line testing |  | UST Currently In Use: 2; UST Temp Close: 0; AST Currently In Use: 0; AST Temp Closed: 0 | 2 | 0 | 0 | 25934-097-018661 | ISLAND INVESCO LLC
49888 | Currently in Use | 2019-01-24 | 2001-01-01 |  | Petroleum | Premium gasoline | Premium gasoline | Retail | Fiberglass coated steel | Fiberglass coated steel |  |  | Flexible |  | 1901-01-01 | Catchment Basin | Flow Rest 90% Full | Flow Rest 90% Full |  |  | Continuous Automatic Tank Gauge |  | Containment Sump | Automatic flow restrictor (MLLD) |  |  | Annual line testing | Annual line testing |  | UST Currently In Use: 2; UST Temp Close: 0; AST Currently In Use: 0; AST Temp Closed: 0 | 2 | 0 | 0 | 25934-097-018661 | ISLAND INVESCO LLC
49889 | Currently in Use |  | 2001-04-30 |  | Petroleum | Premium gasoline | Premium gasoline | Retail | Fiberglass coated steel | Fiberglass coated steel | Coated & cathodic protection (sti-P3) |  | Flexible |  |  | Catchment Basin | Flow Rest 90% Full | Flow Rest 90% Full |  |  | Continuous Automatic Tank Gauge |  | Automatic flow restrictor (MLLD) | Automatic flow restrictor (MLLD) | Interstitial Monitoring within Secondary Containment |  | Continuous alarm system | Annual line testing |  | UST Currently In Use: 2; UST Temp Close: 0; AST Currently In Use: 0; AST Temp Closed: 0 | 2 | 0 | 0 | 11890-125-018641 | FOWLER OIL COMPANY, INC.
49890 | Currently in Use |  | 2001-10-03 |  | Petroleum | Unleaded gasoline | Unleaded gasoline | Retail | Fiberglass reinforced plastic | Fiberglass reinforced plastic |  |  | Fiberglass reinforced plastic |  | 1901-01-01 | Catchment Basin | Audible high level alarm At 90% full | Audible high level alarm At 90% full | Interstitial Monitoring within Secondary Containment | SENSOR TO ATG |  |  | Automatic flow restrictor (MLLD) | Automatic flow restrictor (MLLD) |  | SENSOR TO ATG | Annual line testing | Annual line testing |  | UST Currently In Use: 4; UST Temp Close: 0; AST Currently In Use: 0; AST Temp Closed: 0 | 4 | 0 | 0 | 13579-069-018663 | MURPHY OIL USA, INC.
49891 | Currently in Use |  | 2001-10-03 |  | Petroleum | Unleaded gasoline | Unleaded gasoline | Retail | Fiberglass reinforced plastic | Fiberglass reinforced plastic |  |  | Fiberglass reinforced plastic |  | 1901-01-01 | Catchment Basin | Automatic shutoff device At 95% full | Audible high level alarm At 90% full | Interstitial Monitoring within Secondary Containment | SENSOR TO ATG |  |  | Automatic flow restrictor (MLLD) | Automatic flow restrictor (MLLD) |  | SENSOR TO ATG | Annual line testing | Annual line testing |  | UST Currently In Use: 4; UST Temp Close: 0; AST Currently In Use: 0; AST Temp Closed: 0 | 4 | 0 | 0 | 13579-069-018663 | MURPHY OIL USA, INC.
49892 | Currently in Use |  | 2001-09-08 |  | Petroleum | Premium gasoline | Premium gasoline | Retail | Fiberglass reinforced plastic | Fiberglass reinforced plastic |  |  | Double Wall | APT | 1901-01-01 | Catchment Basin | Automatic shutoff device At 95% full | Automatic shutoff device At 95% full |  |  | Continuous Automatic Tank Gauge |  | Automatic flow restrictor (MLLD) | Automatic flow restrictor (MLLD) |  |  | Annual line testing | Annual line testing |  | UST Currently In Use: 2; UST Temp Close: 0; AST Currently In Use: 0; AST Temp Closed: 0 | 2 | 0 | 2 | 25705-073-005594 | JOHNNY VONG SENG
49893 | Currently in Use |  | 2001-09-08 |  | Petroleum | Unleaded gasoline | Unleaded gasoline | Retail | Fiberglass reinforced plastic | Fiberglass reinforced plastic |  |  | Fiberglass reinforced plastic | APT | 1901-01-01 | Catchment Basin | Automatic shutoff device At 95% full | Automatic shutoff device At 95% full |  |  | Continuous Automatic Tank Gauge |  | Automatic flow restrictor (MLLD) | Automatic flow restrictor (MLLD) |  |  | Annual line testing | Annual line testing |  | UST Currently In Use: 2; UST Temp Close: 0; AST Currently In Use: 0; AST Temp Closed: 0 | 2 | 0 | 2 | 25705-073-005594 | JOHNNY VONG SENG
49894 | Currently in Use |  | 2001-08-01 |  | Petroleum | Unleaded gasoline | Unleaded gasoline | Retail | Fiberglass coated steel | Fiberglass coated steel |  |  | Flexible |  | 1901-01-01 | Catchment Basin | Automatic shutoff device At 95% full | Automatic shutoff device At 95% full |  |  | Continuous Automatic Tank Gauge |  | Automatic flow restrictor (MLLD) | Automatic flow restrictor (MLLD) | Interstitial Monitoring within Secondary Containment | SENSOR TO ATG | Continuous alarm system | Annual line testing |  | UST Currently In Use: 1; UST Temp Close: 0; AST Currently In Use: 0; AST Temp Closed: 0 | 1 | 0 | 0 | 22176-097-018664 | CIRCLE K
49895 | Currently in Use |  | 1998-04-04 |  | Petroleum | Unleaded gasoline | Unleaded gasoline | Retail | Fiberglass coated steel | Fiberglass coated steel |  |  | Flexible |  | 1901-01-01 | Catchment Basin | Flow Rest 90% Full | Flow Rest 90% Full |  |  | Continuous Automatic Tank Gauge |  | Automatic flow restrictor (MLLD) | Automatic flow restrictor (MLLD) | Interstitial Monitoring within Secondary Containment | SENSOR TO ATG | Continuous alarm system | Continuous alarm system |  | UST Currently In Use: 2; UST Temp Close: 0; AST Currently In Use: 0; AST Temp Closed: 0 | 2 | 0 | 0 | 12920-031-018665 | JUNIOR FOOD STORES OF WEST FLORIDA
49896 | Currently in Use |  | 1998-04-04 |  | Petroleum | Premium gasoline | Premium gasoline | Retail | Fiberglass coated steel | Fiberglass coated steel |  |  | Flexible |  | 1901-01-01 | Catchment Basin | Flow Rest 90% Full | Flow Rest 90% Full |  |  | Continuous Automatic Tank Gauge |  | Automatic flow restrictor (MLLD) | Automatic flow restrictor (MLLD) | Interstitial Monitoring within Secondary Containment | SENSOR TO ATG | Continuous alarm system | Continuous alarm system |  | UST Currently In Use: 2; UST Temp Close: 0; AST Currently In Use: 0; AST Temp Closed: 0 | 2 | 0 | 0 | 12920-031-018665 | JUNIOR FOOD STORES OF WEST FLORIDA
49897 | Currently in Use |  | 2001-10-29 |  | Petroleum | Unleaded gasoline | Unleaded gasoline | Retail | Fiberglass coated steel | Fiberglass coated steel |  |  | Flexible |  | 1901-01-01 | Catchment Basin | Flow Rest 90% Full | Flow Rest 90% Full |  |  | Automatic Tank Gauge |  | Automatic flow restrictor (MLLD) | Automatic flow restrictor (MLLD) |  |  | Annual line testing | Annual line testing |  | UST Currently In Use: 2; UST Temp Close: 0; AST Currently In Use: 0; AST Temp Closed: 0 | 2 | 0 | 0 | 24235-097-018666 | SHARMILA PATEL
49898 | Currently in Use |  | 2001-10-29 |  | Petroleum | Premium gasoline | Premium gasoline | Retail | Fiberglass coated steel | Fiberglass coated steel |  |  | Flexible |  | 1901-01-01 | Catchment Basin | Flow Rest 90% Full | Flow Rest 90% Full |  |  | Automatic Tank Gauge |  | Automatic flow restrictor (MLLD) | Automatic flow restrictor (MLLD) |  |  | Annual line testing | Annual line testing |  | UST Currently In Use: 2; UST Temp Close: 0; AST Currently In Use: 0; AST Temp Closed: 0 | 2 | 0 | 0 | 24235-097-018666 | SHARMILA PATEL
49899 | Currently in Use |  | 2001-01-24 |  | Petroleum | Mid-grade gasoline | Mid-grade gasoline | Retail | DBW | Fiberglass reinforced plastic |  |  | Flexible |  | 1901-01-01 | Catchment Basin | Audible high level alarm At 90% full | Audible high level alarm At 90% full |  |  | Continuous Automatic Tank Gauge |  | Sump sensor relayed to automatically shut off submersible pump | Containment Sump | Interstitial Monitoring within Secondary Containment | SENSOR TO ATG | Continuous alarm system | Continuous alarm system |  | UST Currently In Use: 1; UST Temp Close: 0; AST Currently In Use: 0; AST Temp Closed: 0 | 1 | 0 | 0 | 21306-123-018667 | RUSSELL LANDS INC
49900 | Currently in Use |  | 2001-08-30 |  | Petroleum | Unleaded gasoline | Unleaded gasoline | Retail | Fiberglass reinforced plastic | Fiberglass reinforced plastic |  |  | Double Wall | OPW | 1901-01-01 | Catchment Basin | Flow Rest 90% Full | Flow Rest 90% Full |  |  | Continuous Automatic Tank Gauge |  | Automatic flow restrictor (MLLD) | Automatic flow restrictor (MLLD) |  |  | Annual line testing | Annual line testing |  | UST Currently In Use: 2; UST Temp Close: 0; AST Currently In Use: 0; AST Temp Closed: 0 | 2 | 0 | 0 | 23796-073-018668 | A&K REAL ESTATE CO INC
49901 | Currently in Use |  | 2001-08-30 |  | Petroleum | Premium gasoline | Premium gasoline | Retail | Fiberglass reinforced plastic | Fiberglass reinforced plastic |  |  | Double Wall | OPW | 1901-01-01 | Catchment Basin | Flow Rest 90% Full | Flow Rest 90% Full |  |  | Continuous Automatic Tank Gauge |  | Containment Sump | Automatic flow restrictor (MLLD) |  |  | Annual line testing | Annual line testing |  | UST Currently In Use: 2; UST Temp Close: 0; AST Currently In Use: 0; AST Temp Closed: 0 | 2 | 0 | 0 | 23796-073-018668 | A&K REAL ESTATE CO INC
49902 | Currently in Use |  | 2001-10-15 |  | Petroleum | Unleaded gasoline | Unleaded gasoline | Retail | Fiberglass reinforced plastic | Fiberglass reinforced plastic |  |  | NEWTYPE | SA&TCI | 1901-01-01 | Catchment Basin | Flow Rest 90% Full | Flow Rest 90% Full |  |  | Continuous Automatic Tank Gauge |  | Automatic flow restrictor (MLLD) | Automatic flow restrictor (MLLD) |  | SENSOR TO ATG | Annual line testing | Annual line testing |  | UST Currently In Use: 2; UST Temp Close: 0; AST Currently In Use: 0; AST Temp Closed: 0 | 2 | 0 | 0 | 24093-073-018669 | ABDUL ALSABAHI
49903 | Currently in Use |  | 2001-10-15 |  | Petroleum | Premium gasoline | Premium gasoline | Retail | Fiberglass reinforced plastic | Fiberglass reinforced plastic |  |  | Flexible | SA&TCI | 1901-01-01 | Catchment Basin | Flow Rest 90% Full | Flow Rest 90% Full |  |  | Continuous Automatic Tank Gauge |  | Containment Sump | Automatic flow restrictor (MLLD) |  | SENSOR TO ATG | Annual line testing | Annual line testing |  | UST Currently In Use: 2; UST Temp Close: 0; AST Currently In Use: 0; AST Temp Closed: 0 | 2 | 0 | 0 | 24093-073-018669 | ABDUL ALSABAHI
49904 | Currently in Use |  | 2001-08-10 |  | Petroleum | Unleaded gasoline | Unleaded gasoline | Retail | Fiberglass reinforced plastic | Fiberglass reinforced plastic |  |  | Double Wall |  | 1901-01-01 | Catchment Basin | Audible high level alarm At 90% full | Audible high level alarm At 90% full |  |  | Statistical Inventory Reconciliation (SIR) |  | Automatic shutoff device (AELLD) | Automatic shutoff device (AELLD) |  | SENSOR TO ATG | Continuous alarm system | Continuous alarm system |  | UST Currently In Use: 4; UST Temp Close: 0; AST Currently In Use: 0; AST Temp Closed: 0 | 4 | 0 | 0 | 22176-069-018670 | CIRCLE K
49905 | Currently in Use |  | 2001-08-10 |  | Petroleum | Premium gasoline | Premium gasoline | Retail | Fiberglass coated steel | Fiberglass coated steel |  |  | Double Wall |  | 1901-01-01 | Catchment Basin | Automatic shutoff device At 95% full | Audible high level alarm At 90% full |  | SENSOR TO ATG | Continuous Automatic Tank Gauge |  | Containment Sump | Automatic shutoff device (AELLD) | Interstitial Monitoring within Secondary Containment | SENSOR TO ATG | Continuous alarm system | Annual line testing |  | UST Currently In Use: 4; UST Temp Close: 0; AST Currently In Use: 0; AST Temp Closed: 0 | 4 | 0 | 0 | 22176-069-018670 | CIRCLE K
49906 | Currently in Use |  | 2001-08-10 |  | Petroleum | On road diesel | On road diesel | Retail | Double Wall | Double Wall |  |  | Double Wall |  | 1901-01-01 | Catchment Basin | Audible high level alarm At 90% full | Audible high level alarm At 90% full | Interstitial Monitoring within Secondary Containment | SENSOR TO ATG |  |  | Automatic shutoff device (AELLD) | Automatic shutoff device (AELLD) | Interstitial Monitoring within Secondary Containment | SENSOR TO ATG | Annual line testing | Annual line testing |  | UST Currently In Use: 4; UST Temp Close: 0; AST Currently In Use: 0; AST Temp Closed: 0 | 4 | 0 | 0 | 22176-069-018670 | CIRCLE K
49907 | Cannot Locate or abandoned | 2010-04-08 | 1988-10-05 |  | Petroleum | On road diesel | On road diesel | Industrial |  |  | Coated & cathodic protection (sti-P3) |  | Flexible |  | 1901-01-01 | Catchment Basin | Flow Rest 90% Full | Flow Rest 90% Full |  |  | Statistical Inventory Reconciliation (SIR) | [8 empty] | UST Currently In Use: 0; UST Temp Close: 0; AST Currently In Use: 0; AST Temp Closed: 0 | 0 | 0 | 0 | 15531-083-018671 | HICKS OIL COMPANY INC
49908 | Cannot Locate or abandoned | 2010-04-08 | 1988-10-05 |  | Petroleum | On road diesel | On road diesel | Industrial |  |  | Coated & cathodic protection (sti-P3) |  | Flexible |  | 1901-01-01 | Catchment Basin | Flow Rest 90% Full | Flow Rest 90% Full |  |  | Statistical Inventory Reconciliation (SIR) | [8 empty] | UST Currently In Use: 0; UST Temp Close: 0; AST Currently In Use: 0; AST Temp Closed: 0 | 0 | 0 | 0 | 15531-083-018671 | HICKS OIL COMPANY INC
49909 | Currently in Use |  | 2001-08-01 |  | Petroleum | Unleaded gasoline | Unleaded gasoline | Retail | Fiberglass coated steel | Fiberglass coated steel |  |  | Fiberglass reinforced plastic |  | 1901-01-01 | Catchment Basin | Automatic shutoff device At 95% full | Automatic shutoff device At 95% full |  |  | Automatic Tank Gauge |  | Containment Sump | Automatic flow restrictor (MLLD) | Interstitial Monitoring within Secondary Containment |  | Continuous alarm system | Continuous alarm system |  | UST Currently In Use: 4; UST Temp Close: 0; AST Currently In Use: 0; AST Temp Closed: 0 | 4 | 0 | 0 | 25492-069-017305 | TRI STAR ENERGY
49916 | Currently in Use |  | 2001-10-24 |  | Petroleum | Unleaded gasoline | Unleaded gasoline | Retail | Fiberglass coated steel | Fiberglass coated steel |  |  | Flexible |  | 1901-01-01 | Catchment Basin | Automatic shutoff device At 95% full | Automatic shutoff device At 95% full |  |  | Continuous Automatic Tank Gauge |  | Automatic shutoff device (AELLD) | Automatic shutoff device (AELLD) |  |  | Annual line testing | Annual line testing |  | UST Currently In Use: 3; UST Temp Close: 0; AST Currently In Use: 0; AST Temp Closed: 0 | 3 | 0 | 0 | 24347-119-017022 | ALI SHOHATEE
49917 | Currently in Use |  | 2001-10-24 |  | Petroleum | Premium gasoline | Premium gasoline | Retail | Fiberglass coated steel | Fiberglass coated steel |  |  | Flexible |  | 1901-01-01 | Catchment Basin | Automatic shutoff device At 95% full | Automatic shutoff device At 95% full |  |  | Continuous Automatic Tank Gauge |  | Containment Sump | Automatic shutoff device (AELLD) |  |  | Annual line testing | Annual line testing |  | UST Currently In Use: 3; UST Temp Close: 0; AST Currently In Use: 0; AST Temp Closed: 0 | 3 | 0 | 0 | 24347-119-017022 | ALI SHOHATEE
49918 | Currently in Use |  | 2001-10-24 |  | Petroleum | Kerosene | Kerosene | Retail | Fiberglass coated steel | Fiberglass coated steel |  |  | Flexible |  | 1901-01-01 | Catchment Basin | Automatic shutoff device At 95% full | Automatic shutoff device At 95% full |  |  | Continuous Automatic Tank Gauge |  | Automatic shutoff device (AELLD) | Automatic shutoff device (AELLD) |  |  | Annual line testing | Annual line testing |  | UST Currently In Use: 3; UST Temp Close: 0; AST Currently In Use: 0; AST Temp Closed: 0 | 3 | 0 | 0 | 24347-119-017022 | ALI SHOHATEE
49919 | Currently in Use |  | 2001-05-01 |  | Petroleum | Unleaded gasoline | Unleaded gasoline | Retail | Fiberglass coated steel | Fiberglass coated steel |  |  | PISCES | OPW |  | Catchment Basin | Flow Rest 90% Full | Flow Rest 90% Full |  |  | Automatic Tank Gauge |  | Automatic shutoff device (AELLD) | Automatic shutoff device (AELLD) | Interstitial Monitoring within Secondary Containment |  |  |  |  | UST Currently In Use: 2; UST Temp Close: 0; AST Currently In Use: 0; AST Temp Closed: 0 | 2 | 0 | 0 | 20411-007-018675 | DC OIL COMPANY
49920 | Currently in Use |  | 2001-05-01 |  | Petroleum | Premium gasoline | Premium gasoline | Retail | Fiberglass coated steel | Fiberglass coated steel |  |  | PISCES | OPW |  | Catchment Basin | Flow Rest 90% Full | Flow Rest 90% Full |  |  | Automatic Tank Gauge |  | Containment Sump | Automatic shutoff device (AELLD) | Interstitial Monitoring within Secondary Containment |  |  |  |  | UST Currently In Use: 2; UST Temp Close: 0; AST Currently In Use: 0; AST Temp Closed: 0 | 2 | 0 | 0 | 20411-007-018675 | DC OIL COMPANY
49921 | Permanently Closed | 2005-05-25 | 2001-01-30 | 2005-11-05 | Petroleum | On road diesel | On road diesel | Retail | Steel | Steel | Coated & cathodic protection (sti-P3) |  | Fiberglass reinforced plastic |  | 1901-01-01 | Catchment Basin | Automatic shutoff device At 95% full | Automatic shutoff device At 95% full |  |  | Statistical Inventory Reconciliation (SIR) | [5 empty] | Statistical inventory reconciliation (SIR) | Statistical inventory reconciliation (SIR) |  | UST Currently In Use: 0; UST Temp Close: 0; AST Currently In Use: 0; AST Temp Closed: 0 | 0 | 0 | 4 | 21986-003-013280 | THE LANDING LLC
49922 | Currently in Use |  | 1999-01-01 |  | Petroleum | On road diesel | On road diesel | Emergency power generator | Fiberglass reinforced plastic | Fiberglass reinforced plastic |  |  | Flexible |  | 1901-01-01 | Catchment Basin |  |  |  |  | Automatic Tank Gauge | [8 empty] | UST Currently In Use: 2; UST Temp Close: 0; AST Currently In Use: 0; AST Temp Closed: 0 | 2 | 0 | 1 | 13875-107-000462 | PICKENS COUNTY MEDICAL CENTER
49925 | Permanently Closed | 2012-07-09 | 1972-01-01 | 2012-07-09 | Petroleum | Mid-grade gasoline | Mid-grade gasoline | Retail | Steel | Steel | Field installed cathodic protection |  | Steel |  |  | Catchment Basin | Automatic shutoff device At 95% full | Automatic shutoff device At 95% full |  |  | Statistical Inventory Reconciliation (SIR) |  | Other | Other |  |  | Statistical inventory reconciliation (SIR) | Statistical inventory reconciliation (SIR) |  | UST Currently In Use: 0; UST Temp Close: 0; AST Currently In Use: 0; AST Temp Closed: 0 | 0 | 0 | 6 | 22176-097-006457 | CIRCLE K
49926 | Permanently Closed | 2012-07-09 | 1972-01-01 | 2012-07-09 | Petroleum | Premium gasoline | Premium gasoline | Retail | Steel | Steel | Field installed cathodic protection |  | Steel |  |  | Catchment Basin | Automatic shutoff device At 95% full | Automatic shutoff device At 95% full |  |  | Statistical Inventory Reconciliation (SIR) | [5 empty] | Statistical inventory reconciliation (SIR) | Statistical inventory reconciliation (SIR) |  | UST Currently In Use: 0; UST Temp Close: 0; AST Currently In Use: 0; AST Temp Closed: 0 | 0 | 0 | 6 | 22176-097-006457 | CIRCLE K
49927 | Currently in Use |  | 2001-08-20 |  | Petroleum | Premium gasoline | Premium gasoline |  | Steel | Steel | Coated & cathodic protection (sti-P3) |  | Flexible |  |  | Catchment Basin | Flow Rest 90% Full | Flow Rest 90% Full |  |  | Automatic Tank Gauge |  | Automatic flow restrictor (MLLD) | Automatic flow restrictor (MLLD) |  |  | Annual line testing | Annual line testing |  | UST Currently In Use: 2; UST Temp Close: 0; AST Currently In Use: 0; AST Temp Closed: 0 | 2 | 0 | 0 | 21321-045-018676 | H&W COUNTRY CROSSROADS LLC
49928 | Currently in Use |  | 2001-08-20 |  | Petroleum | Unleaded gasoline | Unleaded gasoline |  | Steel | Steel | Coated & cathodic protection (sti-P3) |  | Flexible |  |  | Catchment Basin | Flow Rest 90% Full | Flow Rest 90% Full |  |  | Automatic Tank Gauge |  | Automatic flow restrictor (MLLD) | Automatic flow restrictor (MLLD) |  |  | Annual line testing | Annual line testing |  | UST Currently In Use: 2; UST Temp Close: 0; AST Currently In Use: 0; AST Temp Closed: 0 | 2 | 0 | 0 | 21321-045-018676 | H&W COUNTRY CROSSROADS LLC
49929 | Currently in Use |  | 2001-11-14 |  | Petroleum | On road diesel | On road diesel | Retail | Fiberglass coated steel | Fiberglass coated steel |  |  | Flexible |  | 1901-01-01 | Catchment Basin | Flow Rest 90% Full | Flow Rest 90% Full |  |  | Continuous Automatic Tank Gauge |  | Containment Sump | Automatic flow restrictor (MLLD) | Interstitial Monitoring within Secondary Containment |  | Continuous alarm system | Continuous alarm system |  | UST Currently In Use: 2; UST Temp Close: 0; AST Currently In Use: 0; AST Temp Closed: 0 | 2 | 0 | 0 | 23372-125-018677 | MIDSTATES PETROLEUM COMPANY
49930 | Currently in Use |  | 2001-11-14 |  | Petroleum | Unleaded gasoline | Unleaded gasoline | Retail | Fiberglass coated steel | Fiberglass coated steel |  |  | Flexible |  | 1901-01-01 | Catchment Basin | Flow Rest 90% Full | Flow Rest 90% Full |  |  | Continuous Automatic Tank Gauge |  | Automatic flow restrictor (MLLD) | Automatic flow restrictor (MLLD) | Interstitial Monitoring within Secondary Containment |  | Continuous alarm system | Continuous alarm system |  | UST Currently In Use: 2; UST Temp Close: 0; AST Currently In Use: 0; AST Temp Closed: 0 | 2 | 0 | 0 | 23372-125-018677 | MIDSTATES PETROLEUM COMPANY
49931 | Temporary Closed | 2009-07-15 | 2001-12-15 |  | Petroleum | Premium gasoline | Premium gasoline | Retail | Fiberglass reinforced plastic | Fiberglass reinforced plastic |  |  | Flexible |  | 1901-01-01 | Catchment Basin | Flow Rest 90% Full | Flow Rest 90% Full | [11 empty] | UST Currently In Use: 0; UST Temp Close: 2; AST Currently In Use: 0; AST Temp Closed: 0 | 0 | 2 | 0 | 21830-063-018679 | CYNTHIA FERGUSON
49932 | Temporary Closed | 2009-07-15 | 2001-12-15 |  | Petroleum | Unleaded gasoline | Unleaded gasoline | Retail | Fiberglass reinforced plastic | Fiberglass reinforced plastic |  |  | Flexible |  | 1901-01-01 | Catchment Basin | Flow Rest 90% Full | Flow Rest 90% Full | [11 empty] | UST Currently In Use: 0; UST Temp Close: 2; AST Currently In Use: 0; AST Temp Closed: 0 | 0 | 2 | 0 | 21830-063-018679 | CYNTHIA FERGUSON
49933 | Temporary Closed | 2012-12-20 | 2000-10-01 |  | Petroleum | Unleaded gasoline | Unleaded gasoline | Local government | Fiberglass reinforced plastic | Fiberglass reinforced plastic |  |  | Flexible |  | 1901-01-01 | Catchment Basin | Flow Rest 90% Full | Automatic shutoff device At 95% full |  |  | Continuous Automatic Tank Gauge |  | Containment Sump | Automatic flow restrictor (MLLD) | Interstitial Monitoring within Secondary Containment | SENSOR TO ATG | Annual line testing | Annual line testing |  | UST Currently In Use: 0; UST Temp Close: 2; AST Currently In Use: 0; AST Temp Closed: 0 | 0 | 2 | 0 | 10989-083-018627 | CITY OF ATHENS UTILITIES
49934 | Temporary Closed | 2012-12-20 | 2000-10-01 |  | Petroleum | On road diesel | On road diesel | Local government | Fiberglass reinforced plastic | Fiberglass reinforced plastic |  |  | Flexible |  | 1901-01-01 | Catchment Basin | Automatic shutoff device At 95% full | Automatic shutoff device At 95% full |  |  | Continuous Automatic Tank Gauge |  | Automatic flow restrictor (MLLD) | Automatic flow restrictor (MLLD) | Interstitial Monitoring within Secondary Containment | SENSOR TO ATG | Continuous alarm system | Annual line testing |  | UST Currently In Use: 0; UST Temp Close: 2; AST Currently In Use: 0; AST Temp Closed: 0 | 0 | 2 | 0 | 10989-083-018627 | CITY OF ATHENS UTILITIES
49935 | Temporary Closed | 2005-03-16 | 2000-01-01 |  | Petroleum | Kerosene | Kerosene | Retail | Steel | Double Wall | Coated & cathodic protection (sti-P3) |  | Steel |  |  | Catchment Basin | Automatic shutoff device At 95% full | Automatic shutoff device At 95% full |  |  | Continuous Automatic Tank Gauge |  | Containment Sump | Containment Sump | Interstitial Monitoring within Secondary Containment |  | Continuous alarm system | Continuous alarm system |  | UST Currently In Use: 0; UST Temp Close: 4; AST Currently In Use: 0; AST Temp Closed: 0 | 0 | 4 | 0 | 15785-019-014146 | CHRIS ST. CLAIR
49936 | Currently in Use |  | 2000-12-05 |  | Petroleum | Unleaded gasoline | Unleaded gasoline | Retail | Fiberglass coated steel | Fiberglass coated steel |  |  | Fiberglass reinforced plastic |  | 1901-01-01 | Catchment Basin | Flow Rest 90% Full | Flow Rest 90% Full |  |  | Continuous Automatic Tank Gauge | Single walled submersible pump containment sump | Automatic flow restrictor (MLLD) | Automatic flow restrictor (MLLD) | Interstitial Monitoring within Secondary Containment | SENSOR TO ATG | Continuous alarm system | Continuous alarm system |  | UST Currently In Use: 3; UST Temp Close: 0; AST Currently In Use: 0; AST Temp Closed: 0 | 3 | 0 | 0 | 25265-095-018681 | LGWS/CROSS AMERICA PARTNERS
49937 | Currently in Use |  | 2000-12-05 |  | Petroleum | Premium gasoline | Premium gasoline | Retail | Fiberglass coated steel | Fiberglass coated steel |  |  | Double Wall |  | 1901-01-01 | Catchment Basin | Flow Rest 90% Full | Flow Rest 90% Full |  |  | Continuous Automatic Tank Gauge | Single walled submersible pump containment sump | Automatic flow restrictor (MLLD) | Automatic flow restrictor (MLLD) | Interstitial Monitoring within Secondary Containment | SENSOR TO ATG | Continuous alarm system | Continuous alarm system |  | UST Currently In Use: 3; UST Temp Close: 0; AST Currently In Use: 0; AST Temp Closed: 0 | 3 | 0 | 0 | 25265-095-018681 | LGWS/CROSS AMERICA PARTNERS
49938 | Currently in Use |  | 2001-10-15 |  | Petroleum | On road diesel | On road diesel | Retail | Fiberglass coated steel | Fiberglass coated steel |  |  | Fiberglass reinforced plastic |  | 1901-01-01 | Catchment Basin | Flow Rest 90% Full | Flow Rest 90% Full | Interstitial Monitoring within Secondary Containment |  | Continuous Automatic Tank Gauge |  | Automatic flow restrictor (MLLD) | Automatic flow restrictor (MLLD) | Interstitial Monitoring within Secondary Containment |  |  |  |  | UST Currently In Use: 3; UST Temp Close: 0; AST Currently In Use: 0; AST Temp Closed: 0 | 3 | 0 | 0 | 20411-125-018682 | DC OIL COMPANY
49939 | Currently in Use |  | 2001-10-15 |  | Petroleum | Unleaded gasoline | Unleaded gasoline | Retail | Fiberglass coated steel | Fiberglass coated steel |  |  | Fiberglass reinforced plastic |  | 1901-01-01 | Catchment Basin | Flow Rest 90% Full | Flow Rest 90% Full | Interstitial Monitoring within Secondary Containment |  | Continuous Automatic Tank Gauge |  | Containment Sump | Automatic flow restrictor (MLLD) | Interstitial Monitoring within Secondary Containment |  |  |  |  | UST Currently In Use: 3; UST Temp Close: 0; AST Currently In Use: 0; AST Temp Closed: 0 | 3 | 0 | 0 | 20411-125-018682 | DC OIL COMPANY
49940 | Currently in Use |  | 2001-10-15 |  | Petroleum | Premium gasoline | Premium gasoline | Retail | Fiberglass coated steel | Fiberglass coated steel |  |  | Fiberglass reinforced plastic |  | 1901-01-01 | Catchment Basin | Flow Rest 90% Full | Flow Rest 90% Full | Interstitial Monitoring within Secondary Containment |  | Continuous Automatic Tank Gauge |  | Automatic flow restrictor (MLLD) | Automatic flow restrictor (MLLD) | Interstitial Monitoring within Secondary Containment |  |  |  |  | UST Currently In Use: 3; UST Temp Close: 0; AST Currently In Use: 0; AST Temp Closed: 0 | 3 | 0 | 0 | 20411-125-018682 | DC OIL COMPANY
49941 | Permanently Closed | 2010-06-07 | 2000-11-13 | 2010-06-07 | Petroleum | Unleaded gasoline | Unleaded gasoline | Bulk facility | 2U,2U,4DSL | Fiberglass coated steel |  |  | Double Wall |  | 1901-01-01 | Catchment Basin | Flow Rest 90% Full | Flow Rest 90% Full |  |  | Automatic Tank Gauge | [8 empty] | UST Currently In Use: 0; UST Temp Close: 0; AST Currently In Use: 0; AST Temp Closed: 0 | 0 | 0 | 1 | 16987-095-018683 | CITY OF ARAB
49942 | Currently in Use |  | 2002-01-04 |  | Petroleum | Unleaded gasoline | Unleaded gasoline | Retail | 8R/4R | Fiberglass reinforced plastic |  |  | Double Wall |  | 1901-01-01 | Catchment Basin | Flow Rest 90% Full | Flow Rest 90% Full |  |  | Automatic Tank Gauge |  | Automatic flow restrictor (MLLD) | Automatic flow restrictor (MLLD) | Interstitial Monitoring within Secondary Containment | SENSOR TO ATG | Continuous alarm system | Continuous alarm system |  | UST Currently In Use: 1; UST Temp Close: 0; AST Currently In Use: 0; AST Temp Closed: 0 | 1 | 0 | 0 | 23618-115-018684 | BAKER JOOMA
49943 | Currently in Use |  | 1998-12-01 |  | Petroleum | Unleaded gasoline | Unleaded gasoline | Retail | Single Wall | Single Wall | Coated & cathodic protection (sti-P3) |  | Single Wall |  |  | Catchment Basin | Automatic shutoff device At 95% full | Automatic shutoff device At 95% full |  |  | Automatic Tank Gauge |  | Automatic flow restrictor (MLLD) | Automatic flow restrictor (MLLD) |  |  | Annual line testing | Annual line testing |  | UST Currently In Use: 3; UST Temp Close: 1; AST Currently In Use: 0; AST Temp Closed: 0 | 3 | 1 | 0 | 25251-111-018685 | SAFDHAR ALI KHAN
49944 | Temporary Closed | 2022-12-02 | 1998-12-01 |  | Petroleum | On road diesel | On road diesel | Retail | Single Wall | Single Wall | Coated & cathodic protection (sti-P3) |  | Fiberglass reinforced plastic |  |  | Catchment Basin | Automatic shutoff device At 95% full | Automatic shutoff device At 95% full |  |  | Automatic Tank Gauge |  | Containment Sump | Automatic flow restrictor (MLLD) |  |  | Annual line testing | Annual line testing |  | UST Currently In Use: 3; UST Temp Close: 1; AST Currently In Use: 0; AST Temp Closed: 0 | 3 | 1 | 0 | 25251-111-018685 | SAFDHAR ALI KHAN
49945 | Currently in Use |  | 1998-12-01 |  | Petroleum | Premium gasoline | Premium gasoline | Retail | Single Wall | Single Wall | Coated & cathodic protection (sti-P3) |  | Single Wall |  |  | Catchment Basin | Flow Rest 90% Full | Flow Rest 90% Full |  |  | Automatic Tank Gauge |  | Automatic flow restrictor (MLLD) | Automatic flow restrictor (MLLD) |  |  | Annual line testing | Annual line testing |  | UST Currently In Use: 3; UST Temp Close: 1; AST Currently In Use: 0; AST Temp Closed: 0 | 3 | 1 | 0 | 25251-111-018685 | SAFDHAR ALI KHAN
49946 | Currently in Use |  | 1998-12-01 |  | Petroleum | Other, OFFROAD | Other | Retail | Single Wall | Single Wall | Coated & cathodic protection (sti-P3) |  | Single Wall |  |  | Catchment Basin | Flow Rest 90% Full | Flow Rest 90% Full |  |  | Automatic Tank Gauge |  | Automatic flow restrictor (MLLD) | Automatic flow restrictor (MLLD) |  |  | Annual line testing | Annual line testing |  | UST Currently In Use: 3; UST Temp Close: 1; AST Currently In Use: 0; AST Temp Closed: 0 | 3 | 1 | 0 | 25251-111-018685 | SAFDHAR ALI KHAN
49947 | Currently in Use |  | 2001-12-19 |  | Petroleum | Other, OFFROAD | Other | Retail | Fiberglass reinforced plastic | Fiberglass reinforced plastic |  |  | Fiberglass reinforced plastic |  |  | Catchment Basin | Automatic shutoff device At 95% full | Automatic shutoff device At 95% full |  |  | Continuous Automatic Tank Gauge | [8 empty] | UST Currently In Use: 6; UST Temp Close: 0; AST Currently In Use: 0; AST Temp Closed: 0 | 6 | 0 | 2 | 19803-073-010253 | ROGER ROPER
49948 | Currently in Use |  | 2001-12-19 |  | Petroleum | Kerosene | Kerosene | Retail | Fiberglass reinforced plastic | Fiberglass reinforced plastic |  |  | Single Wall |  |  | Catchment Basin | Automatic shutoff device At 95% full | Automatic shutoff device At 95% full |  |  | Continuous Automatic Tank Gauge | [8 empty] | UST Currently In Use: 6; UST Temp Close: 0; AST Currently In Use: 0; AST Temp Closed: 0 | 6 | 0 | 2 | 19803-073-010253 | ROGER ROPER
49950 | Currently in Use |  | 2001-12-19 |  | Petroleum | On road diesel | On road diesel | Retail | Fiberglass reinforced plastic | Fiberglass reinforced plastic |  |  | Single Wall |  |  | Catchment Basin | Automatic shutoff device At 95% full | Automatic shutoff device At 95% full |  |  | Continuous Automatic Tank Gauge | [8 empty] | UST Currently In Use: 6; UST Temp Close: 0; AST Currently In Use: 0; AST Temp Closed: 0 | 6 | 0 | 2 | 19803-073-010253 | ROGER ROPER
49951 | Currently in Use |  | 2001-06-01 |  | Petroleum | Unleaded gasoline | Unleaded gasoline | Retail | Fiberglass coated steel | Fiberglass coated steel |  |  | Flexible |  |  | Catchment Basin | Flow Rest 90% Full | Flow Rest 90% Full |  |  | Automatic Tank Gauge | Single walled submersible pump containment sump | Automatic flow restrictor (MLLD) | Automatic flow restrictor (MLLD) |  |  | Annual line testing | Annual line testing |  | UST Currently In Use: 1; UST Temp Close: 1; AST Currently In Use: 0; AST Temp Closed: 0 | 1 | 1 | 0 | 24047-103-007578 | JAMAL K. ALAHWAS
49952 | Permanently Closed | 2000-07-01 | 1996-06-01 | 2003-08-12 | Petroleum | On road diesel | On road diesel | Emergency power generator | Fiberglass reinforced plastic | Fiberglass reinforced plastic |  |  | Fiberglass reinforced plastic |  | 1901-01-01 | Catchment Basin | Flow Rest 90% Full | Flow Rest 90% Full | Interstitial Monitoring within Secondary Containment | [5 empty] | Interstitial Monitoring within Secondary Containment |  | Continuous alarm system | Continuous alarm system |  | UST Currently In Use: 0; UST Temp Close: 0; AST Currently In Use: 0; AST Temp Closed: 0 | 0 | 0 | 3 | 21271-015-015816 | CALHOUN CO MCCLELLAN DEVLP AUTHORITY
49953 | Permanently Closed | 2001-08-01 | 1996-07-01 | 2003-08-13 | Petroleum | On road diesel | On road diesel | Emergency power generator | Fiberglass reinforced plastic | Fiberglass reinforced plastic |  |  | Fiberglass reinforced plastic |  | 1901-01-01 | Catchment Basin | Flow Rest 90% Full | Flow Rest 90% Full | Interstitial Monitoring within Secondary Containment | [5 empty] | Interstitial Monitoring within Secondary Containment |  | Continuous alarm system | Continuous alarm system |  | UST Currently In Use: 0; UST Temp Close: 0; AST Currently In Use: 0; AST Temp Closed: 0 | 0 | 0 | 3 | 21271-015-015814 | CALHOUN CO MCCLELLAN DEVLP AUTHORITY
49954 | Currently in Use |  | 1999-11-17 |  | Petroleum | On road diesel | On road diesel | Retail | Fiberglass coated steel | Fiberglass coated steel |  |  | Single Wall |  | 1901-01-01 | Catchment Basin | Automatic shutoff device At 95% full | Automatic shutoff device At 95% full |  |  | Continuous Automatic Tank Gauge | [8 empty] | UST Currently In Use: 4; UST Temp Close: 0; AST Currently In Use: 0; AST Temp Closed: 0 | 4 | 0 | 0 | 25890-095-008844 | SHREE GANESHA II., LLC
49955 | Permanently Closed | 2008-11-12 | 2001-06-01 | 2015-11-11 | Petroleum | Unleaded gasoline | Unleaded gasoline | Retail | Fiberglass coated steel | Fiberglass coated steel |  |  | Flexible |  | 1901-01-01 | Catchment Basin | Flow Rest 90% Full | Flow Rest 90% Full |  |  | Continuous Automatic Tank Gauge | [5 empty] | Annual line testing | Annual line testing |  | UST Currently In Use: 0; UST Temp Close: 0; AST Currently In Use: 0; AST Temp Closed: 0 | 0 | 0 | 2 | 24794-119-018688 | LMIW VII., LLC
49956 | Permanently Closed | 2008-11-12 | 2001-06-01 | 2015-11-11 | Petroleum | Premium gasoline | Premium gasoline | Retail | Fiberglass coated steel | Fiberglass coated steel |  |  | Flexible |  | 1901-01-01 | Catchment Basin | Flow Rest 90% Full | Flow Rest 90% Full |  |  | Continuous Automatic Tank Gauge | [5 empty] | Annual line testing | Annual line testing |  | UST Currently In Use: 0; UST Temp Close: 0; AST Currently In Use: 0; AST Temp Closed: 0 | 0 | 0 | 2 | 24794-119-018688 | LMIW VII., LLC
49957 | Currently in Use |  | 2001-10-15 |  | Petroleum | On road diesel | On road diesel | Emergency Power Generator | Single Wall | Fiberglass reinforced plastic |  |  | Double Wall | OPW | 1901-01-01 | Catchment Basin | Automatic shutoff device At 95% full | Automatic shutoff device At 95% full |  |  | Continuous Automatic Tank Gauge |  | Containment Sump | Containment Sump | Interstitial Monitoring within Secondary Containment | SENSOR TO ATG | Continuous alarm system | Continuous alarm system |  | UST Currently In Use: 1; UST Temp Close: 0; AST Currently In Use: 0; AST Temp Closed: 0 | 1 | 0 | 0 | 16273-073-018689 | UAB DEPT. HEALTH & SAFETY
49958 | Temporary Closed |  | 2002-01-07 |  | Petroleum | On road diesel | On road diesel | Retail | Fiberglass coated steel | Fiberglass coated steel |  |  | Flexible |  | 1901-01-01 | Catchment Basin | Automatic shutoff device At 95% full | Automatic shutoff device At 95% full |  |  | Continuous Automatic Tank Gauge | [8 empty] | UST Currently In Use: 0; UST Temp Close: 1; AST Currently In Use: 0; AST Temp Closed: 0 | 0 | 1 | 0 | 21350-107-018691 | THOMAS R. WILLIAMS
49959 | Currently in Use |  | 2001-11-15 |  | Petroleum | Unleaded gasoline | Unleaded gasoline | Retail | Fiberglass coated steel | Fiberglass coated steel |  |  | TOTALCONT |  | 1901-01-01 | Catchment Basin | Flow Rest 90% Full | Flow Rest 90% Full |  |  | Continuous Automatic Tank Gauge |  | Automatic shutoff device (AELLD) | Automatic shutoff device (AELLD) | [5 empty] | UST Currently In Use: 3; UST Temp Close: 0; AST Currently In Use: 0; AST Temp Closed: 0 | 3 | 0 | 3 | 24950-081-007942 | MOUNTAIN EXPRESS OIL CO. S.E.
49961 | Currently in Use |  | 2001-11-15 |  | Petroleum | Premium gasoline | Premium gasoline | Retail | Fiberglass coated steel | Fiberglass coated steel |  |  | Flexible |  | 1901-01-01 | Catchment Basin | Flow Rest 90% Full | Flow Rest 90% Full |  |  | Continuous Automatic Tank Gauge |  | Automatic shutoff device (AELLD) | Automatic shutoff device (AELLD) | [5 empty] | UST Currently In Use: 3; UST Temp Close: 0; AST Currently In Use: 0; AST Temp Closed: 0 | 3 | 0 | 3 | 24950-081-007942 | MOUNTAIN EXPRESS OIL CO. S.E.
49962 | Currently in Use |  | 2001-11-15 |  | Petroleum | On road diesel | On road diesel | Retail | Fiberglass coated steel | Fiberglass coated steel |  |  | Flexible |  | 1901-01-01 | Catchment Basin | Flow Rest 90% Full | Flow Rest 90% Full |  |  | Continuous Automatic Tank Gauge |  | Automatic shutoff device (AELLD) | Automatic shutoff device (AELLD) | [5 empty] | UST Currently In Use: 3; UST Temp Close: 0; AST Currently In Use: 0; AST Temp Closed: 0 | 3 | 0 | 3 | 24950-081-007942 | MOUNTAIN EXPRESS OIL CO. S.E.
49964 | Permanently Closed | 2006-10-25 | 1999-04-14 | 2006-10-25 | Petroleum | Unleaded gasoline | Unleaded gasoline | Local government | Fiberglass reinforced plastic | Fiberglass reinforced plastic |  |  | Fiberglass reinforced plastic |  | 1901-01-01 | Catchment Basin | Automatic shutoff device At 95% full | Automatic shutoff device At 95% full |  |  | Continuous Automatic Tank Gauge | [8 empty] | UST Currently In Use: 0; UST Temp Close: 0; AST Currently In Use: 0; AST Temp Closed: 0 | 0 | 0 | 3 | 19943-027-017557 | CITY OF LINEVILLE
49965 | Currently in Use |  | 2001-12-20 |  | Petroleum | Unleaded gasoline | Unleaded gasoline | Retail | Fiberglass coated steel | Fiberglass coated steel |  |  | Flexible |  | 1901-01-01 | Catchment Basin | Automatic shutoff device At 95% full | Automatic shutoff device At 95% full |  |  | Continuous Automatic Tank Gauge |  | Containment Sump | Automatic shutoff device (AELLD) |  |  | Automatic electronic line leak detector (AELLD) | Automatic electronic line leak detector (AELLD) |  | UST Currently In Use: 2; UST Temp Close: 0; AST Currently In Use: 0; AST Temp Closed: 0 | 2 | 0 | 0 | 13434-099-018692 | MIDDLETON OIL COMPANY, INC.
49966 | Currently in Use |  | 2001-12-20 |  | Petroleum | Premium gasoline | Premium gasoline | Retail | Fiberglass coated steel | Fiberglass coated steel |  |  | Flexible |  | 1901-01-01 | Catchment Basin | Automatic shutoff device At 95% full | Automatic shutoff device At 95% full |  |  | Continuous Automatic Tank Gauge |  | Automatic shutoff device (AELLD) | Automatic shutoff device (AELLD) |  |  | Automatic electronic line leak detector (AELLD) | Automatic electronic line leak detector (AELLD) |  | UST Currently In Use: 2; UST Temp Close: 0; AST Currently In Use: 0; AST Temp Closed: 0 | 2 | 0 | 0 | 13434-099-018692 | MIDDLETON OIL COMPANY, INC.
49968 | Permanently Closed | 2013-01-01 | 1991-02-14 | 2013-11-20 | Petroleum | Used oil | Used oil | Industrial | Fiberglass reinforced plastic | Fiberglass reinforced plastic |  |  | Fiberglass reinforced plastic |  | 1901-01-01 | Other | Other | Other |  |  | Manual Tank Gauging (only tanks 1000 gal. or less and 48” or 64” in diameter) | [8 empty] | UST Currently In Use: 0; UST Temp Close: 0; AST Currently In Use: 0; AST Temp Closed: 0 | 0 | 0 | 2 | 10834-101-000031 | CAPITOL MOTOR CO INC
49969 | Currently in Use |  | 2001-10-01 |  | Petroleum | Unleaded gasoline | Unleaded gasoline | Retail | Fiberglass reinforced plastic | Fiberglass reinforced plastic |  |  | Double Wall |  | 1901-01-01 | Catchment Basin | Flow Rest 90% Full | Flow Rest 90% Full |  |  | Continuous Automatic Tank Gauge | Single walled submersible pump containment sump | Containment Sump | Automatic flow restrictor (MLLD) |  | SENSOR TO ATG | Annual line testing | Annual line testing |  | UST Currently In Use: 3; UST Temp Close: 0; AST Currently In Use: 0; AST Temp Closed: 0 | 3 | 0 | 6 | 15201-127-015162 | VULCAN OIL COMPANY INC.
49970 | Currently in Use |  | 2001-10-01 |  | Petroleum | Premium gasoline | Premium gasoline | Retail | Fiberglass reinforced plastic | Fiberglass reinforced plastic |  |  | Double Wall |  | 1901-01-01 | Catchment Basin | Flow Rest 90% Full | Flow Rest 90% Full |  |  | Continuous Automatic Tank Gauge | Single walled submersible pump containment sump | Containment Sump | Automatic flow restrictor (MLLD) |  | SENSOR TO ATG | Annual line testing | Annual line testing |  | UST Currently In Use: 3; UST Temp Close: 0; AST Currently In Use: 0; AST Temp Closed: 0 | 3 | 0 | 6 | 15201-127-015162 | VULCAN OIL COMPANY INC.
49971 | Currently in Use |  | 2001-10-01 |  | Petroleum | On road diesel | On road diesel | Retail | Fiberglass reinforced plastic | Fiberglass reinforced plastic |  |  | Flexible |  | 1901-01-01 | Catchment Basin | Flow Rest 90% Full | Flow Rest 90% Full |  |  | Continuous Automatic Tank Gauge | Single walled submersible pump containment sump | Containment Sump | Automatic flow restrictor (MLLD) |  | SENSOR TO ATG | Annual line testing | Annual line testing |  | UST Currently In Use: 3; UST Temp Close: 0; AST Currently In Use: 0; AST Temp Closed: 0 | 3 | 0 | 6 | 15201-127-015162 | VULCAN OIL COMPANY INC.
49972 | Temporary Closed | 2010-03-08 | 2002-02-10 |  | Petroleum | Unleaded gasoline | Unleaded gasoline | Retail | Fiberglass coated steel | Fiberglass coated steel |  |  | Fiberglass reinforced plastic |  | 1901-01-01 | Catchment Basin | Automatic shutoff device At 95% full | Automatic shutoff device At 95% full |  |  | Statistical Inventory Reconciliation (SIR) | [8 empty] | UST Currently In Use: 0; UST Temp Close: 1; AST Currently In Use: 0; AST Temp Closed: 0 | 0 | 1 | 0 | 22059-021-003506 | PEGGY SMITH AND CATHY LATHAM
49973 | Currently in Use |  | 2002-01-18 |  | Petroleum | Unleaded gasoline | Unleaded gasoline | Retail | Fiberglass coated steel | Fiberglass coated steel |  |  | Fiberglass reinforced plastic |  |  | Catchment Basin | Automatic shutoff device At 95% full | Automatic shutoff device At 95% full |  |  | Automatic Tank Gauge | [8 empty] | UST Currently In Use: 2; UST Temp Close: 0; AST Currently In Use: 0; AST Temp Closed: 0 | 2 | 0 | 2 | 22923-081-018190 | VIJAY PATEL
49974 | Currently in Use |  | 1994-01-01 |  | Petroleum | Unleaded gasoline | Unleaded gasoline | Retail | Single Wall | Single Wall | Coated & cathodic protection (sti-P3) |  | Single Wall |  |  | Catchment Basin | Automatic shutoff device At 95% full | Automatic shutoff device At 95% full |  |  | Statistical Inventory Reconciliation (SIR) | Direct Bury submersible pump | [7 empty] | UST Currently In Use: 2; UST Temp Close: 0; AST Currently In Use: 0; AST Temp Closed: 0 | 2 | 0 | 0 | 21231-079-004971 | TONY LENTZ
49975 | Currently in Use |  | 1994-01-01 |  | Petroleum | Unleaded gasoline | Unleaded gasoline | Retail | Steel | Single Wall | Coated & cathodic protection (sti-P3) |  | Fiberglass reinforced plastic |  |  | Catchment Basin | Automatic shutoff device At 95% full | Automatic shutoff device At 95% full |  |  | Statistical Inventory Reconciliation (SIR) | Direct Bury submersible pump | [7 empty] | UST Currently In Use: 2; UST Temp Close: 0; AST Currently In Use: 0; AST Temp Closed: 0 | 2 | 0 | 0 | 21231-079-004971 | TONY LENTZ
49976 | Currently in Use |  | 1993-06-17 |  | Petroleum | Unleaded gasoline | Unleaded gasoline | Retail | 6UN/4PREM | Single Wall | Coated & cathodic protection (sti-P3) |  | Fiberglass reinforced plastic |  |  | Catchment Basin | Automatic shutoff device At 95% full | Automatic shutoff device At 95% full |  |  | Statistical Inventory Reconciliation (SIR) | Single walled submersible pump containment sump | Automatic flow restrictor (MLLD) | Automatic flow restrictor (MLLD) |  |  | Statistical inventory reconciliation (SIR) | Statistical inventory reconciliation (SIR) |  | UST Currently In Use: 1; UST Temp Close: 0; AST Currently In Use: 0; AST Temp Closed: 0 | 1 | 0 | 2 | 21753-103-007360 | FARZANEH, INC.
49977 | Currently in Use |  | 2002-01-01 |  | Petroleum | Unleaded gasoline | Unleaded gasoline | Retail | Fiberglass reinforced plastic | Fiberglass reinforced plastic |  |  | Double Wall |  | 1901-01-01 | Catchment Basin | Flow Rest 90% Full | Flow Rest 90% Full |  |  | Statistical Inventory Reconciliation (SIR) |  | Automatic flow restrictor (MLLD) | Automatic flow restrictor (MLLD) |  |  | Statistical inventory reconciliation (SIR) | Statistical inventory reconciliation (SIR) |  | UST Currently In Use: 4; UST Temp Close: 0; AST Currently In Use: 0; AST Temp Closed: 0 | 4 | 0 | 0 | 17904-019-018698 | JEFFREY A. BROWN
49978 | Currently in Use |  | 2002-01-01 |  | Petroleum | Premium gasoline | Premium gasoline | Retail | Fiberglass reinforced plastic | Fiberglass reinforced plastic |  |  | Double Wall |  | 1901-01-01 | Catchment Basin | Flow Rest 90% Full | Flow Rest 90% Full |  |  | Statistical Inventory Reconciliation (SIR) |  | Containment Sump | Automatic flow restrictor (MLLD) |  |  | Statistical inventory reconciliation (SIR) | Statistical inventory reconciliation (SIR) |  | UST Currently In Use: 4; UST Temp Close: 0; AST Currently In Use: 0; AST Temp Closed: 0 | 4 | 0 | 0 | 17904-019-018698 | JEFFREY A. BROWN
49979 | Currently in Use |  | 2002-01-01 |  | Petroleum | On road diesel | On road diesel | Retail | Fiberglass reinforced plastic | Fiberglass reinforced plastic |  |  | Flexible |  | 1901-01-01 | Catchment Basin | Flow Rest 90% Full | Flow Rest 90% Full |  |  | Statistical Inventory Reconciliation (SIR) |  | Automatic flow restrictor (MLLD) | Automatic flow restrictor (MLLD) |  |  | Statistical inventory reconciliation (SIR) | Statistical inventory reconciliation (SIR) |  | UST Currently In Use: 4; UST Temp Close: 0; AST Currently In Use: 0; AST Temp Closed: 0 | 4 | 0 | 0 | 17904-019-018698 | JEFFREY A. BROWN
49980 | Currently in Use |  | 2002-01-01 |  | Petroleum | Other, OFFROAD | Other | Retail | Single Wall | Fiberglass coated steel |  |  | Flexible |  | 1901-01-01 | Catchment Basin | Flow Rest 90% Full | Flow Rest 90% Full |  |  | Statistical Inventory Reconciliation (SIR) | [8 empty] | UST Currently In Use: 4; UST Temp Close: 0; AST Currently In Use: 0; AST Temp Closed: 0 | 4 | 0 | 0 | 17904-019-018698 | JEFFREY A. BROWN
49981 | Currently in Use |  | 2002-11-28 |  | Petroleum | Unleaded gasoline | Unleaded gasoline | Local government | Double Wall | Double Wall |  |  | Fiberglass reinforced plastic |  | 1901-01-01 | Catchment Basin | Automatic shutoff device At 95% full | Automatic shutoff device At 95% full | Interstitial Monitoring within Secondary Containment | SENSOR TO ATG | Continuous Automatic Tank Gauge | [8 empty] | UST Currently In Use: 1; UST Temp Close: 0; AST Currently In Use: 0; AST Temp Closed: 0 | 1 | 0 | 0 | 10994-073-018699 | CITY OF BIRMINGHAM
49982 | Currently in Use |  | 2001-11-10 |  | Petroleum | Unleaded gasoline | Unleaded gasoline | Retail | Fiberglass coated steel | Fiberglass coated steel |  |  | Flexible |  | 1901-01-01 | Catchment Basin | Flow Rest 90% Full | Flow Rest 90% Full |  |  | Automatic Tank Gauge |  | Containment Sump | Automatic flow restrictor (MLLD) | Interstitial Monitoring within Secondary Containment | MANUAL/VISUAL CHECK |  |  |  | UST Currently In Use: 3; UST Temp Close: 0; AST Currently In Use: 0; AST Temp Closed: 0 | 3 | 0 | 0 | 12409-069-018700 | Tim Shirley
49983 | Currently in Use |  | 2001-11-01 |  | Petroleum | Premium gasoline | Premium gasoline | Retail | Fiberglass coated steel | Fiberglass coated steel |  |  | Flexible |  | 1901-01-01 | Catchment Basin | Flow Rest 90% Full | Flow Rest 90% Full |  |  | Automatic Tank Gauge |  | Containment Sump | Automatic flow restrictor (MLLD) | Interstitial Monitoring within Secondary Containment | MANUAL/VISUAL CHECK |  |  |  | UST Currently In Use: 3; UST Temp Close: 0; AST Currently In Use: 0; AST Temp Closed: 0 | 3 | 0 | 0 | 12409-069-018700 | Tim Shirley
49984 | Currently in Use |  | 2001-11-10 |  | Petroleum | On road diesel | On road diesel | Retail | Fiberglass coated steel | Fiberglass coated steel |  |  | Flexible |  | 1901-01-01 | Catchment Basin | Flow Rest 90% Full | Flow Rest 90% Full |  |  | Automatic Tank Gauge |  | Automatic flow restrictor (MLLD) | Automatic flow restrictor (MLLD) | Interstitial Monitoring within Secondary Containment | MANUAL/VISUAL CHECK |  |  |  | UST Currently In Use: 3; UST Temp Close: 0; AST Currently In Use: 0; AST Temp Closed: 0 | 3 | 0 | 0 | 12409-069-018700 | Tim Shirley
49985 | Temporary Closed | 2004-04-14 | 1997-12-01 |  | Petroleum | On road diesel | On road diesel | Industrial | Steel | Steel | Coated & cathodic protection (sti-P3) |  | Fiberglass reinforced plastic |  |  | Catchment Basin | Flow Rest 90% Full | Flow Rest 90% Full |  |  | Statistical Inventory Reconciliation (SIR) | [8 empty] | UST Currently In Use: 0; UST Temp Close: 1; AST Currently In Use: 0; AST Temp Closed: 0 | 0 | 1 | 3 | 14422-055-002724 | SILVEY BARRON TRUCKING CO
49986 | Currently in Use |  | 2001-08-20 |  | Petroleum | Premium gasoline | Premium gasoline | Retail | TITAN POLY | Fiberglass coated steel |  |  | Flexible |  | 1901-01-01 | Catchment Basin | Flow Rest 90% Full | Flow Rest 90% Full |  |  | Continuous Automatic Tank Gauge |  | Containment Sump | Automatic shutoff device (AELLD) |  |  | Continuous alarm system | Continuous alarm system |  | UST Currently In Use: 4; UST Temp Close: 0; AST Currently In Use: 0; AST Temp Closed: 0 | 4 | 0 | 0 | 24837-025-018701 | RSYA, LLC
49987 | Currently in Use |  | 2001-08-20 |  | Petroleum | Unleaded gasoline | Unleaded gasoline | Retail | POLYMER | Fiberglass coated steel |  |  | Flexible |  | 1901-01-01 | Catchment Basin | Flow Rest 90% Full | Flow Rest 90% Full |  |  | Continuous Automatic Tank Gauge |  | Containment Sump | Automatic shutoff device (AELLD) |  |  | Continuous alarm system | Continuous alarm system |  | UST Currently In Use: 4; UST Temp Close: 0; AST Currently In Use: 0; AST Temp Closed: 0 | 4 | 0 | 0 | 24837-025-018701 | RSYA, LLC
49988 | Currently in Use |  | 2001-08-20 |  | Petroleum | On road diesel | On road diesel | Retail | Fiberglass coated steel | Fiberglass coated steel |  |  | Flexible |  | 1901-01-01 | Catchment Basin | Flow Rest 90% Full | Flow Rest 90% Full |  |  | Continuous Automatic Tank Gauge |  | Automatic shutoff device (AELLD) | Automatic shutoff device (AELLD) |  |  | Continuous alarm system | Continuous alarm system |  | UST Currently In Use: 4; UST Temp Close: 0; AST Currently In Use: 0; AST Temp Closed: 0 | 4 | 0 | 0 | 24837-025-018701 | RSYA, LLC
49989 | Currently in Use |  | 2001-08-20 |  | Petroleum | On road diesel | On road diesel | Retail | Fiberglass coated steel | Fiberglass coated steel |  |  | Flexible |  | 1901-01-01 | Catchment Basin | Flow Rest 90% Full | Flow Rest 90% Full |  |  | Continuous Automatic Tank Gauge |  | Containment Sump | Automatic shutoff device (AELLD) |  |  | Continuous alarm system | Continuous alarm system |  | UST Currently In Use: 4; UST Temp Close: 0; AST Currently In Use: 0; AST Temp Closed: 0 | 4 | 0 | 0 | 24837-025-018701 | RSYA, LLC
49990 | Temporary Closed | 2009-01-12 | 1999-06-01 |  | Petroleum | Unleaded gasoline | Unleaded gasoline | Retail | Steel | Single Wall | Coated & cathodic protection (sti-P3) |  | Fiberglass reinforced plastic |  | 1901-01-01 | Catchment Basin | Flow Rest 90% Full | Automatic shutoff device At 95% full |  |  | Statistical Inventory Reconciliation (SIR) | [8 empty] | UST Currently In Use: 0; UST Temp Close: 1; AST Currently In Use: 1; AST Temp Closed: 0 | 0 | 1 | 3 | 11241-095-001338 | COOPER SMITH
49991 | Currently in Use |  | 1999-03-29 |  | Petroleum | Unleaded gasoline | Unleaded gasoline | Retail | Single Wall | Single Wall | Coated & cathodic protection (sti-P3) |  | Double Wall |  | 1901-01-01 | Catchment Basin | Automatic shutoff device At 95% full | Automatic shutoff device At 95% full |  |  | Statistical Inventory Reconciliation (SIR) | Single walled submersible pump containment sump | Containment Sump | Automatic flow restrictor (MLLD) |  |  | Statistical inventory reconciliation (SIR) | Statistical inventory reconciliation (SIR) |  | UST Currently In Use: 2; UST Temp Close: 0; AST Currently In Use: 0; AST Temp Closed: 0 | 2 | 0 | 0 | 24796-043-004197 | SOAR INVESTMENTS LLC
49992 | Currently in Use |  | 1999-03-29 |  | Petroleum | Unleaded gasoline | Unleaded gasoline | Retail | Single Wall | Single Wall | Coated & cathodic protection (sti-P3) |  | Double Wall |  | 1901-01-01 | Catchment Basin | Automatic shutoff device At 95% full | Automatic shutoff device At 95% full |  |  | Statistical Inventory Reconciliation (SIR) | Single walled submersible pump containment sump | Automatic flow restrictor (MLLD) | Automatic flow restrictor (MLLD) |  |  | Statistical inventory reconciliation (SIR) | Statistical inventory reconciliation (SIR) |  | UST Currently In Use: 2; UST Temp Close: 0; AST Currently In Use: 0; AST Temp Closed: 0 | 2 | 0 | 0 | 24796-043-004197 | SOAR INVESTMENTS LLC
49993 | Currently in Use |  | 2002-02-22 |  | Petroleum | Unleaded gasoline | Unleaded gasoline | Retail | Double Wall | Double Wall |  |  | Double Wall |  | 1901-01-01 | Catchment Basin | Audible high level alarm At 90% full | Audible high level alarm At 90% full | Interstitial Monitoring within Secondary Containment | SENSOR TO ATG | Continuous Automatic Tank Gauge | Single walled submersible pump containment sump | Automatic shutoff device (AELLD) | Automatic shutoff device (AELLD) | Interstitial Monitoring within Secondary Containment | SENSOR TO ATG | Continuous alarm system | Annual line testing |  | UST Currently In Use: 2; UST Temp Close: 0; AST Currently In Use: 0; AST Temp Closed: 0 | 2 | 0 | 0 | 14001-071-018703 | RACETRAC PETROLEUM, INC.
49994 | Currently in Use |  | 2002-02-22 |  | Petroleum | Premium gasoline | Premium gasoline | Retail | Double Wall | Double Wall |  |  | Double Wall |  | 1901-01-01 | Catchment Basin | Audible high level alarm At 90% full | Audible high level alarm At 90% full | Interstitial Monitoring within Secondary Containment | SENSOR TO ATG | Continuous Automatic Tank Gauge | Single walled submersible pump containment sump | Containment Sump | Automatic shutoff device (AELLD) | Interstitial Monitoring within Secondary Containment | SENSOR TO ATG | Annual line testing | Annual line testing |  | UST Currently In Use: 2; UST Temp Close: 0; AST Currently In Use: 0; AST Temp Closed: 0 | 2 | 0 | 0 | 14001-071-018703 | RACETRAC PETROLEUM, INC.
49995 | Temporary Closed | 2010-02-01 | 1992-05-30 |  | Petroleum | Other, OFF RD DSL | Other | Retail | Steel | Single Wall | Coated & cathodic protection (sti-P3) |  | Single Wall |  |  | Catchment Basin | Automatic shutoff device At 95% full | Automatic shutoff device At 95% full |  |  | Continuous Automatic Tank Gauge | [8 empty] | UST Currently In Use: 0; UST Temp Close: 4; AST Currently In Use: 0; AST Temp Closed: 0 | 0 | 4 | 2 | 23546-009-006684 | BAYVIEW FINANCIAL LOAN, LLC
49996 | Temporary Closed | 2010-02-01 | 1992-05-30 |  | Petroleum | On road diesel | On road diesel | Retail | Single Wall | Single Wall | Coated & cathodic protection (sti-P3) |  | Fiberglass reinforced plastic |  |  | Catchment Basin | Automatic shutoff device At 95% full | Automatic shutoff device At 95% full |  |  | Continuous Automatic Tank Gauge |  | Automatic flow restrictor (MLLD) | Automatic flow restrictor (MLLD) |  |  | Annual line testing | Annual line testing |  | UST Currently In Use: 0; UST Temp Close: 4; AST Currently In Use: 0; AST Temp Closed: 0 | 0 | 4 | 2 | 23546-009-006684 | BAYVIEW FINANCIAL LOAN, LLC
49997 | Currently in Use |  | 2001-08-05 |  | Petroleum | Unleaded gasoline | Unleaded gasoline | Retail | Single Wall | Fiberglass coated steel |  |  | Fiberglass reinforced plastic |  |  | Catchment Basin | Flow Rest 90% Full | Flow Rest 90% Full |  |  | Statistical Inventory Reconciliation (SIR) | [8 empty] | UST Currently In Use: 4; UST Temp Close: 0; AST Currently In Use: 0; AST Temp Closed: 0 | 4 | 0 | 2 | 14776-019-005713 | BROWN OIL CO INC
49998 | Temporary Closed | 2004-02-23 | 1993-08-27 |  | Petroleum | Unleaded gasoline | Unleaded gasoline | Retail | Steel | Steel | Coated & cathodic protection (sti-P3) |  | Fiberglass reinforced plastic |  | 1901-01-01 | Catchment Basin | Flow Rest 90% Full | Flow Rest 90% Full |  |  | Automatic Tank Gauge |  | Automatic flow restrictor (MLLD) | Automatic flow restrictor (MLLD) | Interstitial Monitoring within Secondary Containment |  |  |  |  | UST Currently In Use: 0; UST Temp Close: 1; AST Currently In Use: 0; AST Temp Closed: 0 | 0 | 1 | 0 | 21380-129-018705 | CHOCTAW INVESTMENTS LTD
49999 | Currently in Use |  | 2001-09-28 |  | Petroleum | Unleaded gasoline | Unleaded gasoline | Retail | Fiberglass coated steel | Fiberglass coated steel |  |  | Flexible |  |  | Catchment Basin | Audible high level alarm At 90% full | Audible high level alarm At 90% full |  |  | Continuous Automatic Tank Gauge | Single walled submersible pump containment sump | Containment Sump | Automatic shutoff device (AELLD) | [5 empty] | UST Currently In Use: 6; UST Temp Close: 0; AST Currently In Use: 0; AST Temp Closed: 0 | 6 | 0 | 3 | 14852-079-006602 | TERRY AND YOUNG OIL COMPANY, INC.
50000 | Currently in Use |  | 2001-09-28 |  | Petroleum | Unleaded gasoline | Unleaded gasoline | Retail | Fiberglass coated steel | Fiberglass coated steel |  |  | Flexible |  |  | Catchment Basin | Audible high level alarm At 90% full | Audible high level alarm At 90% full |  |  | Continuous Automatic Tank Gauge | Single walled submersible pump containment sump | Automatic shutoff device (AELLD) | Automatic shutoff device (AELLD) | [5 empty] | UST Currently In Use: 6; UST Temp Close: 0; AST Currently In Use: 0; AST Temp Closed: 0 | 6 | 0 | 3 | 14852-079-006602 | TERRY AND YOUNG OIL COMPANY, INC.
50001 | Currently in Use |  | 2001-09-28 |  | Petroleum | Premium gasoline | Premium gasoline | Retail | Fiberglass coated steel | Fiberglass coated steel |  |  | Flexible |  |  | Catchment Basin | Audible high level alarm At 90% full | Audible high level alarm At 90% full |  |  | Continuous Automatic Tank Gauge | Single walled submersible pump containment sump | Containment Sump | Automatic shutoff device (AELLD) | [5 empty] | UST Currently In Use: 6; UST Temp Close: 0; AST Currently In Use: 0; AST Temp Closed: 0 | 6 | 0 | 3 | 14852-079-006602 | TERRY AND YOUNG OIL COMPANY, INC.
50002 | Currently in Use |  | 2001-09-25 |  | Petroleum | Kerosene | Kerosene | Retail | Single Wall | Single Wall | Coated & cathodic protection (sti-P3) |  | Fiberglass reinforced plastic |  |  | Catchment Basin | Audible high level alarm At 90% full | Audible high level alarm At 90% full |  |  | Continuous Automatic Tank Gauge |  | Sump sensor relayed to automatically shut off submersible pump | Containment Sump | Interstitial Monitoring within Secondary Containment | SENSOR TO ATG | Continuous alarm system | Continuous alarm system |  | UST Currently In Use: 5; UST Temp Close: 0; AST Currently In Use: 0; AST Temp Closed: 0 | 5 | 0 | 4 | 19864-111-008207 | ANGELA PINKARD KEY
50003 | Temporary Closed | 2007-09-01 | 1999-04-12 |  | Petroleum | Unleaded gasoline | Unleaded gasoline | Retail | Fiberglass coated steel | Fiberglass coated steel |  |  | Fiberglass reinforced plastic |  | 1901-01-01 | Catchment Basin | Automatic shutoff device At 95% full | Automatic shutoff device At 95% full |  |  | Statistical Inventory Reconciliation (SIR) | [8 empty] | UST Currently In Use: 0; UST Temp Close: 2; AST Currently In Use: 0; AST Temp Closed: 0 | 0 | 2 | 0 | 21384-111-011043 | LILLIAN M FINCHER TRUST
50004 | Temporary Closed | 2007-09-01 | 1999-04-12 |  | Petroleum | Mid-grade gasoline | Mid-grade gasoline | Retail | Fiberglass coated steel | Fiberglass coated steel |  |  | Fiberglass reinforced plastic |  | 1901-01-01 | Catchment Basin | Automatic shutoff device At 95% full | Automatic shutoff device At 95% full |  |  | Statistical Inventory Reconciliation (SIR) | [8 empty] | UST Currently In Use: 0; UST Temp Close: 2; AST Currently In Use: 0; AST Temp Closed: 0 | 0 | 2 | 0 | 21384-111-011043 | LILLIAN M FINCHER TRUST
50005 | Currently in Use |  | 2002-01-21 |  | Petroleum | Unleaded gasoline | Unleaded gasoline | Retail | Fiberglass coated steel | Fiberglass coated steel |  |  | Flexible |  | 1901-01-01 | Catchment Basin | Automatic shutoff device At 95% full | Automatic shutoff device At 95% full | Interstitial Monitoring within Secondary Containment |  | Continuous Automatic Tank Gauge |  | Containment Sump | Automatic shutoff device (AELLD) |  |  | Automatic electronic line leak detector (AELLD) | Automatic electronic line leak detector (AELLD) |  | UST Currently In Use: 2; UST Temp Close: 0; AST Currently In Use: 0; AST Temp Closed: 0 | 2 | 0 | 4 | 12084-025-010744 | GOC LTD
50006 | Currently in Use |  | 2002-01-12 |  | Petroleum | On road diesel | On road diesel | Retail | Fiberglass coated steel | Fiberglass coated steel |  |  | Flexible |  | 1901-01-01 | Catchment Basin | Automatic shutoff device At 95% full | Automatic shutoff device At 95% full | Interstitial Monitoring within Secondary Containment |  | Continuous Automatic Tank Gauge |  | Automatic flow restrictor (MLLD) | Automatic flow restrictor (MLLD) | Interstitial Monitoring within Secondary Containment |  | Continuous alarm system | Annual line testing |  | UST Currently In Use: 2; UST Temp Close: 0; AST Currently In Use: 0; AST Temp Closed: 0 | 2 | 0 | 4 | 12084-025-010744 | GOC LTD
50007 | Currently in Use |  | 2002-01-07 |  | Petroleum | Unleaded gasoline | Unleaded gasoline | Retail | Fiberglass coated steel | Fiberglass coated steel |  |  | Flexible |  | 1901-01-01 | Catchment Basin | Automatic shutoff device At 95% full | Automatic shutoff device At 95% full |  |  | Automatic Tank Gauge |  | Automatic flow restrictor (MLLD) | Automatic flow restrictor (MLLD) | Interstitial Monitoring within Secondary Containment |  | Continuous alarm system | Continuous alarm system |  | UST Currently In Use: 3; UST Temp Close: 0; AST Currently In Use: 0; AST Temp Closed: 0 | 3 | 0 | 0 | 25643-117-018707 | CENTRAL ALABAMA COMMERCIAL PROP. LLC
50008 | Currently in Use |  | 2002-01-07 |  | Petroleum | Premium gasoline | Premium gasoline | Retail | Fiberglass coated steel | Fiberglass coated steel |  |  | Flexible |  | 1901-01-01 | Catchment Basin | Automatic shutoff device At 95% full | Automatic shutoff device At 95% full |  |  | Automatic Tank Gauge |  | Containment Sump | Automatic flow restrictor (MLLD) | Interstitial Monitoring within Secondary Containment |  | Continuous alarm system | Continuous alarm system |  | UST Currently In Use: 3; UST Temp Close: 0; AST Currently In Use: 0; AST Temp Closed: 0 | 3 | 0 | 0 | 25643-117-018707 | CENTRAL ALABAMA COMMERCIAL PROP. LLC
50009 | Currently in Use |  | 2002-01-07 |  | Petroleum | On road diesel | On road diesel | Retail | Fiberglass coated steel | Fiberglass coated steel |  |  | Flexible |  | 1901-01-01 | Catchment Basin | Automatic shutoff device At 95% full | Automatic shutoff device At 95% full |  |  | Automatic Tank Gauge |  | Automatic flow restrictor (MLLD) | Automatic flow restrictor (MLLD) | Interstitial Monitoring within Secondary Containment |  | Continuous alarm system | Continuous alarm system |  | UST Currently In Use: 3; UST Temp Close: 0; AST Currently In Use: 0; AST Temp Closed: 0 | 3 | 0 | 0 | 25643-117-018707 | CENTRAL ALABAMA COMMERCIAL PROP. LLC
50010 | Temporary Closed | 2018-01-01 | 1999-01-01 |  | Petroleum | Unleaded gasoline | Unleaded gasoline | Retail | Steel | Steel | Coated & cathodic protection (sti-P3) |  | Fiberglass reinforced plastic |  | 1901-01-01 | Catchment Basin | Automatic shutoff device At 95% full | Automatic shutoff device At 95% full |  |  | Statistical Inventory Reconciliation (SIR) | [8 empty] | UST Currently In Use: 0; UST Temp Close: 2; AST Currently In Use: 0; AST Temp Closed: 0 | 0 | 2 | 4 | 20489-089-003469 | KEITH MITCHELL
50011 | Temporary Closed | 2018-01-01 | 1999-01-01 |  | Petroleum | On road diesel | On road diesel | Retail | Steel | Steel | Coated & cathodic protection (sti-P3) |  | Fiberglass reinforced plastic |  | 1901-01-01 | Catchment Basin | Automatic shutoff device At 95% full | Automatic shutoff device At 95% full |  |  | Statistical Inventory Reconciliation (SIR) | [8 empty] | UST Currently In Use: 0; UST Temp Close: 2; AST Currently In Use: 0; AST Temp Closed: 0 | 0 | 2 | 4 | 20489-089-003469 | KEITH MITCHELL
50012 | Currently in Use |  | 2000-08-21 |  | Petroleum | Mid-grade gasoline | Mid-grade gasoline | Retail | Fiberglass reinforced plastic | Fiberglass reinforced plastic |  |  | Flexible |  | 1901-01-01 | Catchment Basin | Audible high level alarm At 90% full | Audible high level alarm At 90% full | Interstitial Monitoring within Secondary Containment |  | Continuous Automatic Tank Gauge |  | Sump sensor relayed to automatically shut off submersible pump | Automatic flow restrictor (MLLD) | Interstitial Monitoring within Secondary Containment | SENSOR TO ATG | Annual line testing | Annual line testing |  | UST Currently In Use: 1; UST Temp Close: 0; AST Currently In Use: 0; AST Temp Closed: 0 | 1 | 0 | 0 | 21306-051-018708 | RUSSELL LANDS INC
50013 | Currently in Use |  | 1996-01-18 |  | Petroleum | Unleaded gasoline | Unleaded gasoline | State/federal government | Fiberglass reinforced plastic | Double Wall |  |  | Fiberglass reinforced plastic |  | 2002-01-30 | Catchment Basin | Flow Rest 90% Full | Flow Rest 90% Full | Interstitial Monitoring within Secondary Containment | SENSOR TO ATG | Continuous Automatic Tank Gauge |  | Containment Sump | Automatic shutoff device (AELLD) | Interstitial Monitoring within Secondary Containment | SENSOR TO ATG | Continuous alarm system | Continuous alarm system |  | UST Currently In Use: 2; UST Temp Close: 0; AST Currently In Use: 0; AST Temp Closed: 0 | 2 | 0 | 0 | 21392-055-018709 | ALABAMA DEPARTMENT OF TRANSPORTATION
50014 | Currently in Use |  | 1996-01-18 |  | Petroleum | On road diesel | On road diesel | State/federal government | Double Wall | Double Wall |  |  | Double Wall |  | 2002-01-30 | Catchment Basin | Flow Rest 90% Full | Flow Rest 90% Full | Interstitial Monitoring within Secondary Containment | SENSOR TO ATG | Continuous Automatic Tank Gauge |  | Automatic shutoff device (AELLD) | Automatic shutoff device (AELLD) | Interstitial Monitoring within Secondary Containment | SENSOR TO ATG | Continuous alarm system | Continuous alarm system |  | UST Currently In Use: 2; UST Temp Close: 0; AST Currently In Use: 0; AST Temp Closed: 0 | 2 | 0 | 0 | 21392-055-018709 | ALABAMA DEPARTMENT OF TRANSPORTATION
50015 | Currently in Use |  | 1996-05-20 |  | Petroleum | On road diesel | On road diesel | Retail | Single Wall | Fiberglass coated steel |  |  | Fiberglass reinforced plastic |  |  | Catchment Basin | Automatic shutoff device At 95% full | Audible high level alarm At 90% full |  |  | Continuous Automatic Tank Gauge | [8 empty] | UST Currently In Use: 4; UST Temp Close: 0; AST Currently In Use: 0; AST Temp Closed: 0 | 4 | 0 | 0 | 14852-103-017747 | TERRY AND YOUNG OIL COMPANY, INC.
50016 | Currently in Use |  | 2001-12-12 |  | Petroleum | Unleaded gasoline | Unleaded gasoline | Retail | Fiberglass coated steel | Fiberglass coated steel |  |  | Flexible | APT | 1901-01-01 | Catchment Basin | Flow Rest 90% Full | Flow Rest 90% Full |  |  | Continuous Automatic Tank Gauge |  | Automatic shutoff device (AELLD) | Automatic shutoff device (AELLD) | [5 empty] | UST Currently In Use: 3; UST Temp Close: 0; AST Currently In Use: 0; AST Temp Closed: 0 | 3 | 0 | 0 | 22176-117-018711 | CIRCLE K
50017 | Currently in Use |  | 2001-12-12 |  | Petroleum | Premium gasoline | Premium gasoline | Retail | Fiberglass coated steel | Fiberglass coated steel |  |  | Flexible | APT | 1901-01-01 | Catchment Basin | Flow Rest 90% Full | Flow Rest 90% Full |  |  | Continuous Automatic Tank Gauge |  | Containment Sump | Automatic shutoff device (AELLD) | [5 empty] | UST Currently In Use: 3; UST Temp Close: 0; AST Currently In Use: 0; AST Temp Closed: 0 | 3 | 0 | 0 | 22176-117-018711 | CIRCLE K
50018 | Currently in Use |  | 2001-12-12 |  | Petroleum | On road diesel | On road diesel | Retail | Fiberglass coated steel | Fiberglass coated steel |  |  | Flexible | APT | 1901-01-01 | Catchment Basin | Flow Rest 90% Full | Flow Rest 90% Full |  |  | Continuous Automatic Tank Gauge |  | Automatic shutoff device (AELLD) | Automatic shutoff device (AELLD) | [5 empty] | UST Currently In Use: 3; UST Temp Close: 0; AST Currently In Use: 0; AST Temp Closed: 0 | 3 | 0 | 0 | 22176-117-018711 | CIRCLE K
50019 | Permanently Closed | 2017-02-17 | 2002-03-07 | 2017-02-17 | Petroleum | Unleaded gasoline | Unleaded gasoline | Retail | Fiberglass reinforced plastic | Double Wall |  |  | Fiberglass reinforced plastic |  | 1901-01-01 | Catchment Basin | Flow Rest 90% Full | Flow Rest 90% Full | Interstitial Monitoring within Secondary Containment |  |  |  | Containment Sump | Containment Sump |  |  | Annual line testing | Annual line testing |  | UST Currently In Use: 0; UST Temp Close: 0; AST Currently In Use: 0; AST Temp Closed: 0 | 0 | 0 | 2 | 25104-003-018712 | OBABC, LLC
50020 | Permanently Closed | 2017-02-17 | 2002-03-07 | 2017-02-17 | Petroleum | Premium gasoline | Premium gasoline | Retail | Double Wall | Double Wall |  |  | Fiberglass reinforced plastic |  | 1901-01-01 | Catchment Basin | Flow Rest 90% Full | Flow Rest 90% Full | Interstitial Monitoring within Secondary Containment |  | Continuous Automatic Tank Gauge |  | Containment Sump | Containment Sump |  |  | Annual line testing | Annual line testing |  | UST Currently In Use: 0; UST Temp Close: 0; AST Currently In Use: 0; AST Temp Closed: 0 | 0 | 0 | 2 | 25104-003-018712 | OBABC, LLC
50021 | Currently in Use |  | 2001-07-15 |  | Petroleum | Unleaded gasoline | Unleaded gasoline | Retail | DBL WALL | Fiberglass coated steel |  |  | Flexible |  | 1901-01-01 | Catchment Basin | Automatic shutoff device At 95% full | Automatic shutoff device At 95% full |  |  | Continuous Automatic Tank Gauge |  | Automatic shutoff device (AELLD) | Automatic shutoff device (AELLD) | [5 empty] | UST Currently In Use: 2; UST Temp Close: 0; AST Currently In Use: 0; AST Temp Closed: 0 | 2 | 0 | 0 | 11101-003-018713 | CLARK OIL COMPANY, INC.
50022 | Currently in Use |  | 2001-07-15 |  | Petroleum | Premium gasoline | Premium gasoline | Retail | DBL WALL | Fiberglass coated steel |  |  | Flexible |  | 1901-01-01 | Catchment Basin | Automatic shutoff device At 95% full | Automatic shutoff device At 95% full |  |  | Continuous Automatic Tank Gauge |  | Automatic shutoff device (AELLD) | Automatic shutoff device (AELLD) | [5 empty] | UST Currently In Use: 2; UST Temp Close: 0; AST Currently In Use: 0; AST Temp Closed: 0 | 2 | 0 | 0 | 11101-003-018713 | CLARK OIL COMPANY, INC.
50023 | Currently in Use |  | 2002-03-13 |  | Petroleum | Unleaded gasoline | Unleaded gasoline | Retail | Fiberglass reinforced plastic | Fiberglass reinforced plastic |  |  | Flexible |  | 1901-01-01 | Catchment Basin | Automatic shutoff device At 95% full | Automatic shutoff device At 95% full | Interstitial Monitoring within Secondary Containment | SENSOR TO ATG | Automatic Tank Gauge |  | Automatic flow restrictor (MLLD) | Automatic flow restrictor (MLLD) |  |  | Annual line testing | Annual line testing |  | UST Currently In Use: 4; UST Temp Close: 0; AST Currently In Use: 0; AST Temp Closed: 0 | 4 | 0 | 0 | 13579-081-018714 | MURPHY OIL USA, INC.
50024 | Currently in Use |  | 2002-03-13 |  | Petroleum | Premium gasoline | Premium gasoline | Retail | Fiberglass reinforced plastic | Fiberglass reinforced plastic |  |  | Flexible |  | 1901-01-01 | Catchment Basin | Automatic shutoff device At 95% full | Automatic shutoff device At 95% full | Interstitial Monitoring within Secondary Containment |  | Automatic Tank Gauge |  | Automatic flow restrictor (MLLD) | Automatic flow restrictor (MLLD) | Interstitial Monitoring within Secondary Containment |  | Annual line testing | Annual line testing |  | UST Currently In Use: 4; UST Temp Close: 0; AST Currently In Use: 0; AST Temp Closed: 0 | 4 | 0 | 0 | 13579-081-018714 | MURPHY OIL USA, INC.
50025 | Currently in Use |  | 2002-01-10 |  | Petroleum | Unleaded gasoline | Unleaded gasoline | Local government | Double Wall | Double Wall |  |  | Fiberglass reinforced plastic |  | 1901-01-01 | Catchment Basin | Automatic shutoff device At 95% full | Automatic shutoff device At 95% full | Interstitial Monitoring within Secondary Containment | MANUAL/VISUAL CHECK | [9 empty] | UST Currently In Use: 1; UST Temp Close: 0; AST Currently In Use: 0; AST Temp Closed: 0 | 1 | 0 | 0 | 16339-085-018715 | LOWNDES COUNTY COMMISSION
50026 | Currently in Use |  | 2000-03-01 |  | Petroleum | Unleaded gasoline | Unleaded gasoline | Retail | Steel | Steel | Coated & cathodic protection (sti-P3) |  | SS FLX CON |  |  | Catchment Basin | Flow Rest 90% Full | Flow Rest 90% Full |  |  | Statistical Inventory Reconciliation (SIR) | [8 empty] | UST Currently In Use: 1; UST Temp Close: 1; AST Currently In Use: 0; AST Temp Closed: 0 | 1 | 1 | 0 | 21396-129-018716 | JOHNNY WEAVER SR
50027 | Temporary Closed | 2018-09-20 | 2000-03-01 |  | Petroleum | On road diesel | On road diesel | Retail | Steel | Steel | Coated & cathodic protection (sti-P3) |  | Flexible |  |  | Catchment Basin | Flow Rest 90% Full | Flow Rest 90% Full |  |  | Statistical Inventory Reconciliation (SIR) | [8 empty] | UST Currently In Use: 1; UST Temp Close: 1; AST Currently In Use: 0; AST Temp Closed: 0 | 1 | 1 | 0 | 21396-129-018716 | JOHNNY WEAVER SR
50028 | Currently in Use |  | 2002-03-07 |  | Petroleum | Unleaded gasoline | Unleaded gasoline | Retail | Double Wall | Double Wall |  |  | Double Wall |  | 1901-01-01 | Catchment Basin | Automatic shutoff device At 95% full | Automatic shutoff device At 95% full | Interstitial Monitoring within Secondary Containment | SENSOR TO ATG | Continuous Automatic Tank Gauge | Single walled submersible pump containment sump | Containment Sump | Automatic flow restrictor (MLLD) | Interstitial Monitoring within Secondary Containment | SENSOR TO ATG |  |  |  | UST Currently In Use: 2; UST Temp Close: 0; AST Currently In Use: 0; AST Temp Closed: 0 | 2 | 0 | 0 | 13579-043-018717 | MURPHY OIL USA, INC.
50029 | Currently in Use |  | 2002-03-07 |  | Petroleum | Premium gasoline | Premium gasoline | Retail | Fiberglass reinforced plastic | Double Wall |  |  | Flexible |  | 1901-01-01 | Catchment Basin | Automatic shutoff device At 95% full | Automatic shutoff device At 95% full | Interstitial Monitoring within Secondary Containment | SENSOR TO ATG | Continuous Automatic Tank Gauge | Single walled submersible pump containment sump | Containment Sump | Automatic flow restrictor (MLLD) | Interstitial Monitoring within Secondary Containment | SENSOR TO ATG |  |  |  | UST Currently In Use: 2; UST Temp Close: 0; AST Currently In Use: 0; AST Temp Closed: 0 | 2 | 0 | 0 | 13579-043-018717 | MURPHY OIL USA, INC.
50030 | Temporary Closed | 2012-08-31 | 1997-04-10 |  | Petroleum | On road diesel | On road diesel | Retail | Steel | Single Wall | Coated & cathodic protection (sti-P3) |  | 5K/7K |  |  | Catchment Basin | Automatic shutoff device At 95% full | Automatic shutoff device At 95% full |  |  | Continuous Automatic Tank Gauge |  | Automatic flow restrictor (MLLD) | Automatic flow restrictor (MLLD) | [5 empty] | UST Currently In Use: 0; UST Temp Close: 2; AST Currently In Use: 0; AST Temp Closed: 0 | 0 | 2 | 0 | 26044-029-006076 | SHAWN PRESNALL AND TAYLOR SOUTHWORTH
50031 | Temporary Closed | 2012-08-31 | 1998-08-01 |  | Petroleum | Unleaded gasoline | Unleaded gasoline | Retail | 8K/4K | Single Wall | Coated & cathodic protection (sti-P3) |  | Double Wall |  |  | Catchment Basin | Automatic shutoff device At 95% full | Automatic shutoff device At 95% full |  |  | Continuous Automatic Tank Gauge |  | Containment Sump | Automatic flow restrictor (MLLD) | Interstitial Monitoring within Secondary Containment | MANUAL/VISUAL CHECK |  |  |  | UST Currently In Use: 0; UST Temp Close: 2; AST Currently In Use: 0; AST Temp Closed: 0 | 0 | 2 | 0 | 26044-029-006076 | SHAWN PRESNALL AND TAYLOR SOUTHWORTH
50032 | Currently in Use |  | 1999-06-01 |  | Petroleum | Unleaded gasoline | Unleaded gasoline | Retail | Fiberglass coated steel | Fiberglass coated steel |  |  | Fiberglass reinforced plastic |  | 1901-01-01 | Catchment Basin | Flow Rest 90% Full | Flow Rest 90% Full |  |  | Statistical Inventory Reconciliation (SIR) | [8 empty] | UST Currently In Use: 3; UST Temp Close: 0; AST Currently In Use: 0; AST Temp Closed: 0 | 3 | 0 | 0 | 25605-049-000197 | MKN MARKET LLC
50033 | Currently in Use |  | 1999-06-01 |  | Petroleum | Unleaded gasoline | Unleaded gasoline | Retail | Fiberglass coated steel | Fiberglass coated steel |  |  | Fiberglass reinforced plastic |  | 1901-01-01 | Catchment Basin | Flow Rest 90% Full | Flow Rest 90% Full |  |  | Statistical Inventory Reconciliation (SIR) | [8 empty] | UST Currently In Use: 3; UST Temp Close: 0; AST Currently In Use: 0; AST Temp Closed: 0 | 3 | 0 | 0 | 25605-049-000197 | MKN MARKET LLC
50034 | Currently in Use |  | 1999-06-01 |  | Petroleum | On road diesel | On road diesel | Retail | Fiberglass coated steel | Fiberglass coated steel |  |  | Fiberglass reinforced plastic |  | 1901-01-01 | Catchment Basin | Flow Rest 90% Full | Flow Rest 90% Full |  |  | Statistical Inventory Reconciliation (SIR) | [8 empty] | UST Currently In Use: 3; UST Temp Close: 0; AST Currently In Use: 0; AST Temp Closed: 0 | 3 | 0 | 0 | 25605-049-000197 | MKN MARKET LLC
50035 | Currently in Use |  | 2002-03-21 |  | Petroleum | Unleaded gasoline | Unleaded gasoline | Retail | Double Wall | Double Wall |  |  | Double Wall |  | 1901-01-01 | Catchment Basin | Automatic shutoff device At 95% full | Automatic shutoff device At 95% full | Interstitial Monitoring within Secondary Containment | SENSOR TO ATG | Continuous Automatic Tank Gauge |  | Automatic flow restrictor (MLLD) | Automatic flow restrictor (MLLD) |  |  | Annual line testing | Annual line testing |  | UST Currently In Use: 3; UST Temp Close: 0; AST Currently In Use: 0; AST Temp Closed: 0 | 3 | 0 | 3 | 23413-097-006155 | CIRCLE K STORES, INC.
50037 | Currently in Use |  | 2002-03-21 |  | Petroleum | Premium gasoline | Premium gasoline | Retail | Fiberglass coated steel | Double Wall |  |  | Double Wall |  | 1901-01-01 | Catchment Basin | Automatic shutoff device At 95% full | Automatic shutoff device At 95% full | Interstitial Monitoring within Secondary Containment | SENSOR TO ATG | Continuous Automatic Tank Gauge |  | Automatic flow restrictor (MLLD) | Automatic flow restrictor (MLLD) |  |  | Annual line testing | Annual line testing |  | UST Currently In Use: 3; UST Temp Close: 0; AST Currently In Use: 0; AST Temp Closed: 0 | 3 | 0 | 3 | 23413-097-006155 | CIRCLE K STORES, INC.
50038 | Currently in Use |  | 2002-03-21 |  | Petroleum | On road diesel | On road diesel | Retail | Double Wall | Double Wall |  |  | Double Wall |  | 1901-01-01 | Catchment Basin | Automatic shutoff device At 95% full | Automatic shutoff device At 95% full |  |  | Continuous Automatic Tank Gauge |  | Automatic flow restrictor (MLLD) | Automatic flow restrictor (MLLD) |  |  | Annual line testing | Annual line testing |  | UST Currently In Use: 3; UST Temp Close: 0; AST Currently In Use: 0; AST Temp Closed: 0 | 3 | 0 | 3 | 23413-097-006155 | CIRCLE K STORES, INC.
50039 | Permanently Closed | 2018-02-14 | 2001-10-31 | 2018-02-14 | Petroleum | Unleaded gasoline | Unleaded gasoline | Retail | Double Wall | Double Wall |  |  | Flexible | UPP | 1901-01-01 | Catchment Basin | Flow Rest 90% Full | Flow Rest 90% Full | Interstitial Monitoring within Secondary Containment | SENSOR TO ATG | Automatic Tank Gauge |  | Containment Sump | Containment Sump | Interstitial Monitoring within Secondary Containment | SENSOR TO ATG | Continuous alarm system | Continuous alarm system |  | UST Currently In Use: 2; UST Temp Close: 0; AST Currently In Use: 0; AST Temp Closed: 0 | 2 | 0 | 2 | 13579-015-018720 | MURPHY OIL USA, INC.
50040 | Permanently Closed | 2018-02-14 | 2001-10-31 | 2018-02-14 | Petroleum | Unleaded gasoline | Unleaded gasoline | Retail | Fiberglass reinforced plastic | Double Wall |  |  | Double Wall | UPP | 1901-01-01 | Catchment Basin | Flow Rest 90% Full | Flow Rest 90% Full | Interstitial Monitoring within Secondary Containment | SENSOR TO ATG | Automatic Tank Gauge |  | Containment Sump | Containment Sump | Interstitial Monitoring within Secondary Containment | SENSOR TO ATG | Continuous alarm system | Continuous alarm system |  | UST Currently In Use: 2; UST Temp Close: 0; AST Currently In Use: 0; AST Temp Closed: 0 | 2 | 0 | 2 | 13579-015-018720 | MURPHY OIL USA, INC.
50041 | Temporary Closed | 2011-06-01 | 2001-06-01 |  | Petroleum | Unleaded gasoline | Unleaded gasoline | Retail | Single Wall | Single Wall | Coated & cathodic protection (sti-P3) |  | Flexible | APT |  | Catchment Basin | Flow Rest 90% Full | Flow Rest 90% Full |  |  | Automatic Tank Gauge |  | Automatic flow restrictor (MLLD) | Automatic flow restrictor (MLLD) |  |  | Annual line testing | Annual line testing |  | UST Currently In Use: 0; UST Temp Close: 1; AST Currently In Use: 0; AST Temp Closed: 0 | 0 | 1 | 0 | 21402-055-018721 | JAMIL HANNA AL HIJAZEEN
50042 | Currently in Use |  | 2001-12-27 |  | Petroleum | Unleaded gasoline | Unleaded gasoline | Retail | Fiberglass coated steel | Fiberglass coated steel |  |  | Fiberglass reinforced plastic |  | 1901-01-01 | Catchment Basin | Automatic shutoff device At 95% full | Automatic shutoff device At 95% full |  |  | Continuous Automatic Tank Gauge | [8 empty] | UST Currently In Use: 2; UST Temp Close: 0; AST Currently In Use: 0; AST Temp Closed: 0 | 2 | 0 | 0 | 25513-021-018722 | ADELINE KHAN LLC
50043 | Currently in Use |  | 2001-12-27 |  | Petroleum | Premium gasoline | Premium gasoline | Retail | Fiberglass coated steel | Fiberglass coated steel |  |  | Fiberglass reinforced plastic |  | 1901-01-01 | Catchment Basin | Automatic shutoff device At 95% full | Automatic shutoff device At 95% full |  |  | Continuous Automatic Tank Gauge | [8 empty] | UST Currently In Use: 2; UST Temp Close: 0; AST Currently In Use: 0; AST Temp Closed: 0 | 2 | 0 | 0 | 25513-021-018722 | ADELINE KHAN LLC
50044 | Currently in Use |  | 2001-11-01 |  | Petroleum | Unleaded gasoline | Unleaded gasoline | Retail | DOUBLEWALL | Fiberglass coated steel |  |  | Flexible |  | 1901-01-01 | Catchment Basin | Automatic shutoff device At 95% full | Automatic shutoff device At 95% full |  |  | Automatic Tank Gauge |  | Automatic flow restrictor (MLLD) | Automatic flow restrictor (MLLD) |  |  | Annual line testing | Annual line testing |  | UST Currently In Use: 3; UST Temp Close: 0; AST Currently In Use: 0; AST Temp Closed: 0 | 3 | 0 | 0 | 15021-051-018723 | TURNER OIL INC
50045 | Currently in Use |  | 2001-11-01 |  | Petroleum | Premium gasoline | Premium gasoline | Retail | Fiberglass coated steel | Fiberglass coated steel |  |  | Flexible |  | 1901-01-01 | Catchment Basin | Automatic shutoff device At 95% full | Automatic shutoff device At 95% full |  |  | Automatic Tank Gauge |  | Automatic flow restrictor (MLLD) | Automatic flow restrictor (MLLD) |  |  | Annual line testing | Annual line testing |  | UST Currently In Use: 3; UST Temp Close: 0; AST Currently In Use: 0; AST Temp Closed: 0 | 3 | 0 | 0 | 15021-051-018723 | TURNER OIL INC
50046 | Currently in Use |  | 2001-11-01 |  | Petroleum | On road diesel | On road diesel | Retail | DOUBLEWALL | Fiberglass coated steel |  |  | Flexible |  | 1901-01-01 | Catchment Basin | Automatic shutoff device At 95% full | Automatic shutoff device At 95% full |  |  | Automatic Tank Gauge |  | Containment Sump | Automatic flow restrictor (MLLD) |  |  | Annual line testing | Annual line testing |  | UST Currently In Use: 3; UST Temp Close: 0; AST Currently In Use: 0; AST Temp Closed: 0 | 3 | 0 | 0 | 15021-051-018723 | TURNER OIL INC
50047 | Currently in Use |  | 2001-10-03 |  | Petroleum | Unleaded gasoline | Unleaded gasoline | Retail | Fiberglass coated steel | Fiberglass coated steel |  |  | Fiberglass reinforced plastic |  | 2011-07-27 | Catchment Basin | Automatic shutoff device At 95% full | Automatic shutoff device At 95% full |  |  | Continuous Automatic Tank Gauge |  | Containment Sump | Automatic shutoff device (AELLD) | Interstitial Monitoring within Secondary Containment | SENSOR TO ATG | Continuous alarm system | Continuous alarm system |  | UST Currently In Use: 3; UST Temp Close: 0; AST Currently In Use: 0; AST Temp Closed: 0 | 3 | 0 | 0 | 22176-015-000439 | CIRCLE K
50048 | Currently in Use |  | 2001-10-03 |  | Petroleum | Premium gasoline | Premium gasoline | Retail | Fiberglass coated steel | Fiberglass coated steel |  |  | Double Wall |  | 2011-07-27 | Catchment Basin | Automatic shutoff device At 95% full | Automatic shutoff device At 95% full |  |  | Continuous Automatic Tank Gauge |  | Automatic shutoff device (AELLD) | Automatic shutoff device (AELLD) | Interstitial Monitoring within Secondary Containment | SENSOR TO ATG | Continuous alarm system | Continuous alarm system |  | UST Currently In Use: 3; UST Temp Close: 0; AST Currently In Use: 0; AST Temp Closed: 0 | 3 | 0 | 0 | 22176-015-000439 | CIRCLE K
50049 | Currently in Use |  | 2001-10-03 |  | Petroleum | On road diesel | On road diesel | Retail | Fiberglass coated steel | Fiberglass coated steel |  |  | Double Wall | APT | 1901-01-01 | Catchment Basin | Automatic shutoff device At 95% full | Automatic shutoff device At 95% full |  |  | Continuous Automatic Tank Gauge |  | Containment Sump | Automatic shutoff device (AELLD) | Interstitial Monitoring within Secondary Containment | SENSOR TO ATG | Continuous alarm system | Continuous alarm system |  | UST Currently In Use: 3; UST Temp Close: 0; AST Currently In Use: 0; AST Temp Closed: 0 | 3 | 0 | 0 | 22176-015-000439 | CIRCLE K
50050 | Currently in Use |  | 2001-12-20 |  | Petroleum | Unleaded gasoline | Unleaded gasoline | Retail | Fiberglass coated steel | Fiberglass coated steel |  |  | Flexible | APT | 1901-01-01 | Catchment Basin | Automatic shutoff device At 95% full | Automatic shutoff device At 95% full |  |  | Continuous Automatic Tank Gauge |  | Automatic shutoff device (AELLD) | Automatic shutoff device (AELLD) | Interstitial Monitoring within Secondary Containment | SENSOR TO ATG | Annual line testing | Annual line testing |  | UST Currently In Use: 3; UST Temp Close: 0; AST Currently In Use: 0; AST Temp Closed: 0 | 3 | 0 | 5 | 22176-049-014701 | CIRCLE K
50051 | Currently in Use |  | 2001-12-20 |  | Petroleum | Premium gasoline | Premium gasoline | Retail | Fiberglass coated steel | Fiberglass coated steel |  |  | Flexible | APT | 1901-01-01 | Catchment Basin | Automatic shutoff device At 95% full | Automatic shutoff device At 95% full |  |  | Continuous Automatic Tank Gauge |  | Automatic shutoff device (AELLD) | Automatic shutoff device (AELLD) | Interstitial Monitoring within Secondary Containment | SENSOR TO ATG | Annual line testing | Annual line testing |  | UST Currently In Use: 3; UST Temp Close: 0; AST Currently In Use: 0; AST Temp Closed: 0 | 3 | 0 | 5 | 22176-049-014701 | CIRCLE K
50052 | Currently in Use |  | 2001-12-20 |  | Petroleum | On road diesel | On road diesel | Retail | Fiberglass coated steel | Fiberglass coated steel |  |  | Flexible | APT | 1901-01-01 | Catchment Basin | Automatic shutoff device At 95% full | Automatic shutoff device At 95% full |  |  | Continuous Automatic Tank Gauge |  | Automatic shutoff device (AELLD) | Automatic shutoff device (AELLD) | Interstitial Monitoring within Secondary Containment | SENSOR TO ATG | Continuous alarm system | Continuous alarm system |  | UST Currently In Use: 3; UST Temp Close: 0; AST Currently In Use: 0; AST Temp Closed: 0 | 3 | 0 | 5 | 22176-049-014701 | CIRCLE K
50053 | Currently in Use |  | 2001-02-22 |  | Petroleum | Unleaded gasoline | Unleaded gasoline | Retail | Fiberglass reinforced plastic | Fiberglass reinforced plastic |  |  | Flexible |  | 1901-01-01 | Catchment Basin | Automatic shutoff device At 95% full | Automatic shutoff device At 95% full | Interstitial Monitoring within Secondary Containment |  |  |  | Containment Sump | Automatic flow restrictor (MLLD) |  |  | Annual line testing | Annual line testing |  | UST Currently In Use: 3; UST Temp Close: 0; AST Currently In Use: 0; AST Temp Closed: 0 | 3 | 0 | 0 | 21237-125-018725 | SAM'S EAST, INC. C/O APTIM
50054 | Currently in Use |  | 2001-02-22 |  | Petroleum | Premium gasoline | Premium gasoline | Retail | Fiberglass reinforced plastic | Fiberglass reinforced plastic |  |  | Flexible |  | 1901-01-01 | Catchment Basin | Automatic shutoff device At 95% full | Automatic shutoff device At 95% full | Interstitial Monitoring within Secondary Containment |  |  |  | Containment Sump | Automatic flow restrictor (MLLD) |  |  | Continuous alarm system | Annual line testing |  | UST Currently In Use: 3; UST Temp Close: 0; AST Currently In Use: 0; AST Temp Closed: 0 | 3 | 0 | 0 | 21237-125-018725 | SAM'S EAST, INC. C/O APTIM
50055 | Currently in Use |  | 2001-02-22 |  | Petroleum | Unleaded gasoline | Unleaded gasoline | Retail | Fiberglass reinforced plastic | Fiberglass reinforced plastic |  |  | Flexible |  | 1901-01-01 | Catchment Basin | Automatic shutoff device At 95% full | Automatic shutoff device At 95% full | Interstitial Monitoring within Secondary Containment |  |  |  | Automatic flow restrictor (MLLD) | Automatic flow restrictor (MLLD) |  |  | Continuous alarm system | Annual line testing |  | UST Currently In Use: 3; UST Temp Close: 0; AST Currently In Use: 0; AST Temp Closed: 0 | 3 | 0 | 0 | 21237-125-018725 | SAM'S EAST, INC. C/O APTIM
50056 | Currently in Use |  | 1998-03-17 |  | Petroleum | On road diesel | On road diesel | Emergency power generator | Fiberglass coated steel | Fiberglass coated steel |  |  | Flexible |  | 1901-01-01 | Catchment Basin | Audible high level alarm At 90% full | Audible high level alarm At 90% full | Interstitial Monitoring within Secondary Containment |  |  |  | Automatic shutoff device (AELLD) | Automatic shutoff device (AELLD) | [5 empty] | UST Currently In Use: 2; UST Temp Close: 0; AST Currently In Use: 0; AST Temp Closed: 0 | 2 | 0 | 2 | 16910-001-014834 | PRATTVILLE BAPTIST HOSPITAL
50057 | Currently in Use |  | 1998-03-17 |  | Petroleum | On road diesel | On road diesel | Emergency power generator | Fiberglass coated steel | Fiberglass coated steel |  |  | Flexible |  | 1901-01-01 | Catchment Basin | Audible high level alarm At 90% full | Audible high level alarm At 90% full | Interstitial Monitoring within Secondary Containment |  |  |  | Automatic shutoff device (AELLD) | Automatic shutoff device (AELLD) | [5 empty] | UST Currently In Use: 2; UST Temp Close: 0; AST Currently In Use: 0; AST Temp Closed: 0 | 2 | 0 | 2 | 16910-001-014834 | PRATTVILLE BAPTIST HOSPITAL
50058 | Permanently Closed | 2019-12-20 | 1988-11-10 | 2020-04-22 | Petroleum | On road diesel | On road diesel | Retail | Steel | Single Wall | Field installed cathodic protection |  | Fiberglass reinforced plastic |  |  | Catchment Basin | Automatic shutoff device At 95% full | Automatic shutoff device At 95% full |  |  | Statistical Inventory Reconciliation (SIR) |  | Automatic flow restrictor (MLLD) | Automatic flow restrictor (MLLD) |  |  | Statistical inventory reconciliation (SIR) | Statistical inventory reconciliation (SIR) |  | UST Currently In Use: 0; UST Temp Close: 0; AST Currently In Use: 0; AST Temp Closed: 0 | 0 | 0 | 5 | 13529-093-010789 | MOORE PETROLEUM COMPANY, INC.
50060 | Permanently Closed | 2002-12-10 | 2002-03-15 | 2002-12-10 | Petroleum | Unleaded gasoline | Unleaded gasoline | Retail | DBW | Fiberglass reinforced plastic |  |  | Flexible |  | 1901-01-01 | Catchment Basin | Flow Rest 90% Full | Automatic shutoff device At 95% full | Interstitial Monitoring within Secondary Containment |  | Continuous Automatic Tank Gauge |  |  |  | Interstitial Monitoring within Secondary Containment |  | Continuous alarm system | Continuous alarm system |  | UST Currently In Use: 2; UST Temp Close: 0; AST Currently In Use: 0; AST Temp Closed: 0 | 2 | 0 | 2 | 21411-073-018726 | 79 PETRO LLC
50061 | Permanently Closed | 2002-12-10 | 2002-03-15 | 2002-12-10 | Petroleum | Premium gasoline | Premium gasoline | Retail | DBW | Fiberglass reinforced plastic |  |  | Flexible |  | 1901-01-01 | Catchment Basin | Automatic shutoff device At 95% full | Automatic shutoff device At 95% full | Interstitial Monitoring within Secondary Containment |  | Continuous Automatic Tank Gauge |  |  |  | Interstitial Monitoring within Secondary Containment |  | Continuous alarm system | Continuous alarm system |  | UST Currently In Use: 2; UST Temp Close: 0; AST Currently In Use: 0; AST Temp Closed: 0 | 2 | 0 | 2 | 21411-073-018726 | 79 PETRO LLC
50062 | Currently in Use |  | 2002-03-15 |  | Petroleum | Unleaded gasoline | Unleaded gasoline | Retail | DBW | Double Wall |  |  | DBW |  | 1901-01-01 | Catchment Basin | Flow Rest 90% Full | Flow Rest 90% Full | Interstitial Monitoring within Secondary Containment | SENSOR TO ATG | Continuous Automatic Tank Gauge |  | Automatic shutoff device (AELLD) | Automatic shutoff device (AELLD) | [5 empty] | UST Currently In Use: 2; UST Temp Close: 0; AST Currently In Use: 0; AST Temp Closed: 0 | 2 | 0 | 0 | 21412-117-018727 | JEFFCARR LLC
50063 | Currently in Use |  | 2002-03-15 |  | Petroleum | Premium gasoline | Premium gasoline | Retail | Double Wall | Double Wall |  |  | DBW |  | 1901-01-01 | Catchment Basin | Flow Rest 90% Full | Flow Rest 90% Full | Interstitial Monitoring within Secondary Containment | SENSOR TO ATG | Continuous Automatic Tank Gauge |  | Automatic shutoff device (AELLD) | Automatic shutoff device (AELLD) | [5 empty] | UST Currently In Use: 2; UST Temp Close: 0; AST Currently In Use: 0; AST Temp Closed: 0 | 2 | 0 | 0 | 21412-117-018727 | JEFFCARR LLC
50064 | Currently in Use |  | 2001-06-08 |  | Petroleum | Unleaded gasoline | Unleaded gasoline | Retail | Fiberglass coated steel | Fiberglass coated steel |  |  | Flexible |  | 1901-01-01 | Catchment Basin | Flow Rest 90% Full | Flow Rest 90% Full |  |  | Continuous Automatic Tank Gauge |  | Sump sensor relayed to automatically shut off submersible pump | Sump sensor relayed to automatically shut off submersible pump | Interstitial Monitoring within Secondary Containment |  |  |  |  | UST Currently In Use: 2; UST Temp Close: 0; AST Currently In Use: 0; AST Temp Closed: 0 | 2 | 0 | 5 | 13951-021-009156 | QUALITY PETROLEUM OF ALABAMA INC
50065 | Currently in Use |  | 2001-06-08 |  | Petroleum | Premium gasoline | Premium gasoline | Retail | Fiberglass coated steel | Fiberglass coated steel |  |  | Flexible |  | 1901-01-01 | Catchment Basin | Flow Rest 90% Full | Flow Rest 90% Full |  |  | Continuous Automatic Tank Gauge |  | Sump sensor relayed to automatically shut off submersible pump | Sump sensor relayed to automatically shut off submersible pump | Interstitial Monitoring within Secondary Containment |  |  |  |  | UST Currently In Use: 2; UST Temp Close: 0; AST Currently In Use: 0; AST Temp Closed: 0 | 2 | 0 | 5 | 13951-021-009156 | QUALITY PETROLEUM OF ALABAMA INC
50066 | Permanently Closed | 2011-06-03 | 2002-01-01 | 2011-06-03 | Petroleum | Unleaded gasoline | Unleaded gasoline | Retail | Fiberglass reinforced plastic | Fiberglass reinforced plastic |  |  | Double Wall |  | 1901-01-01 | Catchment Basin | Flow Rest 90% Full | Flow Rest 90% Full |  |  | Continuous Automatic Tank Gauge |  | Containment Sump | Containment Sump | Interstitial Monitoring within Secondary Containment | SENSOR TO ATG | Continuous alarm system | Annual line testing |  | UST Currently In Use: 4; UST Temp Close: 0; AST Currently In Use: 0; AST Temp Closed: 0 | 4 | 0 | 4 | 23304-089-018728 | DRK, LLC
50067 | Permanently Closed | 2011-06-03 | 2002-01-01 | 2011-06-03 | Petroleum | Premium gasoline | Premium gasoline | Retail | Fiberglass reinforced plastic | Fiberglass reinforced plastic |  |  | Flexible |  | 1901-01-01 | Catchment Basin | Flow Rest 90% Full | Flow Rest 90% Full |  |  | Continuous Automatic Tank Gauge |  | Containment Sump | Containment Sump | Interstitial Monitoring within Secondary Containment | SENSOR TO ATG | Annual line testing | Annual line testing |  | UST Currently In Use: 4; UST Temp Close: 0; AST Currently In Use: 0; AST Temp Closed: 0 | 4 | 0 | 4 | 23304-089-018728 | DRK, LLC
50068 | Permanently Closed | 2011-06-03 | 2002-01-01 | 2011-06-03 | Petroleum | On road diesel | On road diesel | Retail | Fiberglass reinforced plastic | Fiberglass reinforced plastic |  |  | Single Wall |  | 1901-01-01 | Catchment Basin | Automatic shutoff device At 95% full | Automatic shutoff device At 95% full |  |  | Continuous Automatic Tank Gauge | [8 empty] | UST Currently In Use: 4; UST Temp Close: 0; AST Currently In Use: 0; AST Temp Closed: 0 | 4 | 0 | 4 | 23304-089-018728 | DRK, LLC
50070 | Permanently Closed | 2011-06-03 | 2002-01-01 | 2011-06-03 | Petroleum | Kerosene | Kerosene | Retail | Fiberglass reinforced plastic | Fiberglass reinforced plastic |  |  | Single Wall |  | 1901-01-01 | Catchment Basin | Automatic shutoff device At 95% full | Automatic shutoff device At 95% full |  |  | Continuous Automatic Tank Gauge | [8 empty] | UST Currently In Use: 4; UST Temp Close: 0; AST Currently In Use: 0; AST Temp Closed: 0 | 4 | 0 | 4 | 23304-089-018728 | DRK, LLC
50071 |  |  | 1964-06-01 |  | Petroleum | Unleaded gasoline | Unleaded gasoline | Retail | Single Wall | Single Wall | Field installed cathodic protection |  | Steel |  | 1901-01-01 | Catchment Basin | Automatic shutoff device At 95% full | Automatic shutoff device At 95% full |  |  | Automatic Tank Gauge | [8 empty] | UST Currently In Use: 1; UST Temp Close: 0; AST Currently In Use: 0; AST Temp Closed: 0 | 1 | 0 | 4 | 25340-059-012383 | JAY RAJA INC
50072 | Temporary Closed | 2016-09-01 | 2002-03-01 |  | Petroleum | Unleaded gasoline | Unleaded gasoline | Retail | Double Wall | Double Wall |  |  | Flexible | APT | 1901-01-01 | Catchment Basin | Flow Rest 90% Full | Flow Rest 90% Full |  |  | Statistical Inventory Reconciliation (SIR) |  | Automatic flow restrictor (MLLD) | Automatic flow restrictor (MLLD) |  |  | Statistical inventory reconciliation (SIR) | Statistical inventory reconciliation (SIR) |  | UST Currently In Use: 0; UST Temp Close: 1; AST Currently In Use: 0; AST Temp Closed: 0 | 0 | 1 | 0 | 25940-055-018729 | JORDAN SERVICES LLC
50073 | Currently in Use |  | 2002-04-15 |  | Petroleum | Unleaded gasoline | Unleaded gasoline | Retail | Fiberglass coated steel | Fiberglass coated steel |  |  | Double Wall | OPW | 2002-04-15 | Catchment Basin | Audible high level alarm At 90% full | Audible high level alarm At 90% full |  |  | Continuous Automatic Tank Gauge |  | Automatic flow restrictor (MLLD) | Automatic flow restrictor (MLLD) |  |  | Continuous alarm system | Annual line testing |  | UST Currently In Use: 2; UST Temp Close: 0; AST Currently In Use: 0; AST Temp Closed: 0 | 2 | 0 | 2 | 23621-073-017476 | HADO LLC C/O WARRIOR SPEED MART
50074 | Currently in Use |  | 2002-04-15 |  | Petroleum | Premium gasoline | Premium gasoline | Retail | 4P/4D | Fiberglass coated steel |  |  | Double Wall | OPW | 2002-04-15 | Catchment Basin |  |  |  |  | Continuous Automatic Tank Gauge |  | Automatic flow restrictor (MLLD) | Automatic flow restrictor (MLLD) |  |  | Continuous alarm system | Annual line testing |  | UST Currently In Use: 2; UST Temp Close: 0; AST Currently In Use: 0; AST Temp Closed: 0 | 2 | 0 | 2 | 23621-073-017476 | HADO LLC C/O WARRIOR SPEED MART
50075 | Currently in Use |  | 2001-11-14 |  | Petroleum | Unleaded gasoline | Unleaded gasoline | Retail | Fiberglass reinforced plastic | Double Wall |  |  | Double Wall |  | 1901-01-01 | Catchment Basin | Flow Rest 90% Full | Automatic shutoff device At 95% full |  | SENSOR TO ATG | Continuous Automatic Tank Gauge | Single walled submersible pump containment sump | Containment Sump | Automatic flow restrictor (MLLD) | Interstitial Monitoring within Secondary Containment | SENSOR TO ATG |  |  |  | UST Currently In Use: 1; UST Temp Close: 0; AST Currently In Use: 0; AST Temp Closed: 0 | 1 | 0 | 0 | 11661-077-018730 | EDWARDS OIL COMPANY
50076 | Currently in Use |  | 2001-01-12 |  | Petroleum | Unleaded gasoline | Unleaded gasoline | Retail | Fiberglass coated steel | Fiberglass coated steel |  |  | Double Wall | SA&TCI | 1901-01-01 | Catchment Basin | Flow Rest 90% Full | Flow Rest 90% Full |  |  | Continuous Automatic Tank Gauge |  | Containment Sump | Automatic flow restrictor (MLLD) |  |  | Annual line testing | Annual line testing |  | UST Currently In Use: 3; UST Temp Close: 0; AST Currently In Use: 0; AST Temp Closed: 0 | 3 | 0 | 0 | 23429-049-012709 | MUSA PROPERTIES, LLC
50077 | Currently in Use |  | 2001-01-12 |  | Petroleum | Premium gasoline | Premium gasoline | Retail | Fiberglass coated steel | Fiberglass coated steel |  |  | Flexible | SA&TCI | 1901-01-01 | Catchment Basin | Automatic shutoff device At 95% full | Automatic shutoff device At 95% full |  |  | Continuous Automatic Tank Gauge |  | PREMIUM | Automatic flow restrictor (MLLD) |  |  | Annual line testing | Annual line testing |  | UST Currently In Use: 3; UST Temp Close: 0; AST Currently In Use: 0; AST Temp Closed: 0 | 3 | 0 | 0 | 23429-049-012709 | MUSA PROPERTIES, LLC
50078 | Currently in Use |  | 2001-01-12 |  | Petroleum | On road diesel | On road diesel | Retail | Fiberglass coated steel | Fiberglass coated steel |  |  | Flexible | SA&TCI | 1901-01-01 | Catchment Basin | Automatic shutoff device At 95% full | Automatic shutoff device At 95% full |  |  | Continuous Automatic Tank Gauge | [8 empty] | UST Currently In Use: 3; UST Temp Close: 0; AST Currently In Use: 0; AST Temp Closed: 0 | 3 | 0 | 0 | 23429-049-012709 | MUSA PROPERTIES, LLC
50079 | Currently in Use |  | 2000-02-12 |  | Petroleum | On road diesel | On road diesel | Retail | Fiberglass coated steel | Fiberglass coated steel |  |  | Flexible | APT | 1901-01-01 | Catchment Basin | Automatic shutoff device At 95% full | Automatic shutoff device At 95% full |  |  | Continuous Automatic Tank Gauge | [8 empty] | UST Currently In Use: 6; UST Temp Close: 0; AST Currently In Use: 0; AST Temp Closed: 0 | 6 | 0 | 0 | 18155-049-017575 | KILPATRICK QUICK MART, INC.
50080 | Currently in Use |  | 2000-02-12 |  | Petroleum | Unleaded gasoline | Unleaded gasoline | Retail | Fiberglass coated steel | Fiberglass coated steel |  |  | Flexible | APT | 1901-01-01 | Catchment Basin | Automatic shutoff device At 95% full | Automatic shutoff device At 95% full |  |  | Continuous Automatic Tank Gauge | [8 empty] | UST Currently In Use: 6; UST Temp Close: 0; AST Currently In Use: 0; AST Temp Closed: 0 | 6 | 0 | 0 | 18155-049-017575 | KILPATRICK QUICK MART, INC.
50081 | Currently in Use |  | 2002-02-01 |  | Petroleum | Unleaded gasoline | Unleaded gasoline | Retail | Double Wall | Double Wall |  |  | Double Wall |  | 1901-01-01 | Catchment Basin | Automatic shutoff device At 95% full | Automatic shutoff device At 95% full | Interstitial Monitoring within Secondary Containment | SENSOR TO ATG | Continuous Automatic Tank Gauge |  | Containment Sump | Automatic flow restrictor (MLLD) | Interstitial Monitoring within Secondary Containment | SENSOR TO ATG | Continuous alarm system | Annual line testing |  | UST Currently In Use: 1; UST Temp Close: 0; AST Currently In Use: 0; AST Temp Closed: 0 | 1 | 0 | 0 | 22176-003-018731 | CIRCLE K
50082 | Currently in Use |  | 1996-04-25 |  | Petroleum | Mid-grade gasoline | Mid-grade gasoline | Retail | Steel | Steel | Coated & cathodic protection (sti-P3) |  | Fiberglass reinforced plastic |  |  | Catchment Basin | Flow Rest 90% Full | Flow Rest 90% Full | Interstitial Monitoring within Secondary Containment |  | Continuous Automatic Tank Gauge | Single walled submersible pump containment sump | Containment Sump | Automatic flow restrictor (MLLD) |  |  | Annual line testing | Annual line testing |  | UST Currently In Use: 3; UST Temp Close: 0; AST Currently In Use: 0; AST Temp Closed: 0 | 3 | 0 | 0 | 21418-083-018732 | RIVERWALK MARINA LLC
50083 | Currently in Use |  | 1996-04-25 |  | Petroleum | Mid-grade gasoline | Mid-grade gasoline | Retail | Steel | Steel | Coated & cathodic protection (sti-P3) |  | Fiberglass reinforced plastic |  |  | Catchment Basin | Flow Rest 90% Full | Flow Rest 90% Full | Interstitial Monitoring within Secondary Containment |  | Continuous Automatic Tank Gauge |  | Automatic flow restrictor (MLLD) | Automatic flow restrictor (MLLD) |  |  | Annual line testing | Annual line testing |  | UST Currently In Use: 3; UST Temp Close: 0; AST Currently In Use: 0; AST Temp Closed: 0 | 3 | 0 | 0 | 21418-083-018732 | RIVERWALK MARINA LLC
50084 | Currently in Use |  | 1996-04-25 |  | Petroleum | On road diesel | On road diesel | Retail | Steel | Steel | Coated & cathodic protection (sti-P3) |  | Fiberglass reinforced plastic |  |  | Catchment Basin | Flow Rest 90% Full | Flow Rest 90% Full | Interstitial Monitoring within Secondary Containment |  | Continuous Automatic Tank Gauge |  | Containment Sump | Automatic flow restrictor (MLLD) |  |  | Annual line testing | Annual line testing |  | UST Currently In Use: 3; UST Temp Close: 0; AST Currently In Use: 0; AST Temp Closed: 0 | 3 | 0 | 0 | 21418-083-018732 | RIVERWALK MARINA LLC
50085 | Permanently Closed | 2015-12-02 | 1996-11-01 |  | Petroleum | On road diesel | On road diesel | Bulk facility | Fiberglass reinforced plastic | Fiberglass reinforced plastic |  |  | Fiberglass reinforced plastic |  |  | Catchment Basin | Audible high level alarm At 90% full | Audible high level alarm At 90% full |  |  | Automatic Tank Gauge | [8 empty] | UST Currently In Use: 0; UST Temp Close: 0; AST Currently In Use: 34; AST Temp Closed: 2 | 0 | 0 | 37 | 13603-089-004028 | NASA GEORGE C MARSHALL SPACE CENTER
50086 | Temporary Closed | 2020-09-01 | 1999-05-01 |  | Petroleum | Unleaded gasoline | Unleaded gasoline | Retail | Fiberglass reinforced plastic | Fiberglass reinforced plastic |  |  | Flexible |  | 1901-01-01 | Catchment Basin | Flow Rest 90% Full | Flow Rest 90% Full |  |  | Continuous Automatic Tank Gauge |  | Automatic flow restrictor (MLLD) | Automatic flow restrictor (MLLD) | Interstitial Monitoring within Secondary Containment |  | Continuous alarm system | Continuous alarm system |  | UST Currently In Use: 0; UST Temp Close: 5; AST Currently In Use: 0; AST Temp Closed: 0 | 0 | 5 | 0 | 23473-089-018724 | SAIRAM, LLC
50087 | Temporary Closed | 2020-09-01 | 1999-05-01 |  | Petroleum | Premium gasoline | Premium gasoline | Retail | Fiberglass reinforced plastic | Fiberglass reinforced plastic |  |  | Flexible |  | 1901-01-01 | Catchment Basin | Flow Rest 90% Full | Flow Rest 90% Full |  |  | Continuous Automatic Tank Gauge |  | Automatic flow restrictor (MLLD) | Automatic flow restrictor (MLLD) | Interstitial Monitoring within Secondary Containment |  | Continuous alarm system | Continuous alarm system |  | UST Currently In Use: 0; UST Temp Close: 5; AST Currently In Use: 0; AST Temp Closed: 0 | 0 | 5 | 0 | 23473-089-018724 | SAIRAM, LLC
50088 | Temporary Closed | 2020-09-01 | 1999-05-01 |  | Petroleum | On road diesel | On road diesel | Retail | Fiberglass reinforced plastic | Fiberglass reinforced plastic |  |  | Flexible |  | 1901-01-01 | Catchment Basin | Flow Rest 90% Full | Flow Rest 90% Full |  |  | Continuous Automatic Tank Gauge | [8 empty] | UST Currently In Use: 0; UST Temp Close: 5; AST Currently In Use: 0; AST Temp Closed: 0 | 0 | 5 | 0 | 23473-089-018724 | SAIRAM, LLC
50089 | Temporary Closed | 2020-09-01 | 1999-05-01 |  | Petroleum | On road diesel | On road diesel | Retail | Fiberglass reinforced plastic | Fiberglass reinforced plastic |  |  | Flexible |  | 1901-01-01 | Catchment Basin | Flow Rest 90% Full | Flow Rest 90% Full |  |  | Continuous Automatic Tank Gauge | [8 empty] | UST Currently In Use: 0; UST Temp Close: 5; AST Currently In Use: 0; AST Temp Closed: 0 | 0 | 5 | 0 | 23473-089-018724 | SAIRAM, LLC
50090 | Temporary Closed | 2020-09-01 | 1999-05-01 |  | Petroleum | Kerosene | Kerosene | Retail | Fiberglass reinforced plastic | Fiberglass reinforced plastic |  |  | Flexible |  | 1901-01-01 | Catchment Basin | Flow Rest 90% Full | Flow Rest 90% Full |  |  | Continuous Automatic Tank Gauge | [8 empty] | UST Currently In Use: 0; UST Temp Close: 5; AST Currently In Use: 0; AST Temp Closed: 0 | 0 | 5 | 0 | 23473-089-018724 | SAIRAM, LLC
50091 | Currently in Use |  | 1997-01-16 |  | Petroleum | Unleaded gasoline | Unleaded gasoline | Retail | 5U,3D,2U | Single Wall | Coated & cathodic protection (sti-P3) |  | Fiberglass reinforced plastic |  |  | Catchment Basin | Automatic shutoff device At 95% full | Automatic shutoff device At 95% full |  |  | Continuous Automatic Tank Gauge | Direct Bury submersible pump | [7 empty] | UST Currently In Use: 1; UST Temp Close: 0; AST Currently In Use: 0; AST Temp Closed: 0 | 1 | 0 | 4 | 24240-103-007482 | ASHWIN PATEL
50092 | Permanently Closed | 2017-05-10 | 2001-06-29 | 2017-05-10 | Petroleum | Unleaded gasoline | Unleaded gasoline | Local government | Fiberglass coated steel | Fiberglass coated steel |  |  | Fiberglass reinforced plastic |  | 1901-01-01 | Catchment Basin | Automatic shutoff device At 95% full | Automatic shutoff device At 95% full | Interstitial Monitoring within Secondary Containment |  | Automatic Tank Gauge | [8 empty] | UST Currently In Use: 0; UST Temp Close: 0; AST Currently In Use: 0; AST Temp Closed: 0 | 0 | 0 | 1 | 13129-083-018626 | LIMESTONE COUNTY COMMISION
50093 | Currently in Use |  | 2001-10-17 |  | Petroleum | On road diesel | On road diesel | Retail | Fiberglass coated steel | Fiberglass coated steel |  |  | Fiberglass reinforced plastic |  |  | Catchment Basin | Flow Rest 90% Full | Automatic shutoff device At 95% full |  |  | Continuous Automatic Tank Gauge |  | Automatic flow restrictor (MLLD) | Automatic flow restrictor (MLLD) |  |  | Annual line testing | Annual line testing |  | UST Currently In Use: 3; UST Temp Close: 0; AST Currently In Use: 0; AST Temp Closed: 0 | 3 | 0 | 0 | 21422-051-014935 | HOLLEY OIL
50094 | Currently in Use |  | 1999-02-20 |  | Petroleum | Unleaded gasoline | Unleaded gasoline | Retail | Fiberglass reinforced plastic | Fiberglass reinforced plastic |  |  | Double Wall |  | 1901-01-01 | Catchment Basin | Flow Rest 90% Full | Flow Rest 90% Full |  |  | Continuous Automatic Tank Gauge |  | Automatic shutoff device (AELLD) | Automatic shutoff device (AELLD) | [5 empty] | UST Currently In Use: 2; UST Temp Close: 0; AST Currently In Use: 0; AST Temp Closed: 0 | 2 | 0 | 0 | 23387-121-018734 | LINCOLN PROPERTY MANAGEMENT LLC
50095 | Currently in Use |  | 1999-02-20 |  | Petroleum | Premium gasoline | Premium gasoline | Retail | Fiberglass reinforced plastic | Fiberglass reinforced plastic |  |  | Flexible |  | 1901-01-01 | Catchment Basin | Flow Rest 90% Full | Flow Rest 90% Full |  |  | Continuous Automatic Tank Gauge |  | Automatic shutoff device (AELLD) | Automatic shutoff device (AELLD) | [5 empty] | UST Currently In Use: 2; UST Temp Close: 0; AST Currently In Use: 0; AST Temp Closed: 0 | 2 | 0 | 0 | 23387-121-018734 | LINCOLN PROPERTY MANAGEMENT LLC
50096 | Currently in Use |  | 2000-05-01 |  | Petroleum | Unleaded gasoline | Unleaded gasoline | Retail | Fiberglass coated steel | Fiberglass coated steel |  |  | Double Wall |  | 1901-01-01 | Catchment Basin |  |  |  |  | Continuous Automatic Tank Gauge |  | Containment Sump | Automatic flow restrictor (MLLD) |  |  | Annual line testing | Annual line testing |  | UST Currently In Use: 3; UST Temp Close: 0; AST Currently In Use: 0; AST Temp Closed: 0 | 3 | 0 | 0 | 21840-089-018735 | NJN, INC.
50097 | Currently in Use |  | 2000-05-01 |  | Petroleum | Premium gasoline | Premium gasoline | Retail | Fiberglass coated steel | Fiberglass coated steel |  |  | Double Wall |  | 1901-01-01 | Catchment Basin |  |  |  |  | Continuous Automatic Tank Gauge |  | Containment Sump | Automatic flow restrictor (MLLD) |  |  | Annual line testing | Annual line testing |  | UST Currently In Use: 3; UST Temp Close: 0; AST Currently In Use: 0; AST Temp Closed: 0 | 3 | 0 | 0 | 21840-089-018735 | NJN, INC.
50098 | Currently in Use |  | 2000-05-01 |  | Petroleum | On road diesel | On road diesel | Retail | Fiberglass coated steel | Fiberglass coated steel |  |  | Fiberglass reinforced plastic |  | 1901-01-01 | Catchment Basin | Automatic shutoff device At 95% full | Automatic shutoff device At 95% full |  | PIT LINER | Continuous Automatic Tank Gauge | [8 empty] | UST Currently In Use: 3; UST Temp Close: 0; AST Currently In Use: 0; AST Temp Closed: 0 | 3 | 0 | 0 | 21840-089-018735 | NJN, INC.
50099 | Cannot Locate or abandoned |  | 2002-02-01 |  | Petroleum | On road diesel | On road diesel | Farm/Residential tank Less Than 1100 gal (Not Regulated) | Steel | Steel | Coated & cathodic protection (sti-P3) |  | Fiberglass reinforced plastic |  | 1901-01-01 | Catchment Basin | Automatic shutoff device At 95% full | Automatic shutoff device At 95% full |  |  | Statistical Inventory Reconciliation (SIR) | [8 empty] | UST Currently In Use: 0; UST Temp Close: 0; AST Currently In Use: 0; AST Temp Closed: 0 | 0 | 0 | 0 | 15531-083-018736 | HICKS OIL COMPANY INC
50100 | Temporary Closed | 2018-09-14 | 2002-02-28 |  | Petroleum | Unleaded gasoline | Unleaded gasoline | Retail | Fiberglass reinforced plastic | Fiberglass reinforced plastic |  |  | Fiberglass reinforced plastic |  | 1901-01-01 | Catchment Basin | Automatic shutoff device At 95% full | Automatic shutoff device At 95% full |  |  | Statistical Inventory Reconciliation (SIR) | [8 empty] | UST Currently In Use: 0; UST Temp Close: 1; AST Currently In Use: 0; AST Temp Closed: 0 | 0 | 1 | 3 | 18152-089-003616 | ABDOL HOSSEIN SALEHINASAB
50101 | Currently in Use |  | 2002-01-03 |  | Petroleum | On road diesel | On road diesel | Retail | Fiberglass reinforced plastic | Double Wall |  |  | Fiberglass reinforced plastic |  | 1901-01-01 | Catchment Basin | Automatic shutoff device At 95% full | Automatic shutoff device At 95% full | Interstitial Monitoring within Secondary Containment |  | Automatic Tank Gauge |  | Containment Sump | Automatic flow restrictor (MLLD) | Interstitial Monitoring within Secondary Containment |  | Annual line testing | Annual line testing |  | UST Currently In Use: 3; UST Temp Close: 0; AST Currently In Use: 0; AST Temp Closed: 0 | 3 | 0 | 0 | 19984-073-018738 | PILOT TRAVEL CENTERS, LLC
50104 | Currently in Use |  | 2002-01-03 |  | Petroleum | Unleaded gasoline | Unleaded gasoline | Retail | Double Wall | Double Wall |  |  | Double Wall |  | 1901-01-01 | Catchment Basin | Automatic shutoff device At 95% full | Automatic shutoff device At 95% full | Interstitial Monitoring within Secondary Containment |  | Automatic Tank Gauge |  | Automatic flow restrictor (MLLD) | Automatic flow restrictor (MLLD) | Interstitial Monitoring within Secondary Containment |  | Annual line testing | Annual line testing |  | UST Currently In Use: 3; UST Temp Close: 0; AST Currently In Use: 0; AST Temp Closed: 0 | 3 | 0 | 0 | 19984-073-018738 | PILOT TRAVEL CENTERS, LLC
50105 | Currently in Use |  | 2002-01-03 |  | Petroleum | Premium gasoline | Premium gasoline | Retail | Fiberglass reinforced plastic | Double Wall |  |  | Flexible |  | 1901-01-01 | Catchment Basin | Automatic shutoff device At 95% full | Automatic shutoff device At 95% full | Interstitial Monitoring within Secondary Containment |  | Automatic Tank Gauge |  | Containment Sump | Automatic flow restrictor (MLLD) | Interstitial Monitoring within Secondary Containment |  | Annual line testing | Annual line testing |  | UST Currently In Use: 3; UST Temp Close: 0; AST Currently In Use: 0; AST Temp Closed: 0 | 3 | 0 | 0 | 19984-073-018738 | PILOT TRAVEL CENTERS, LLC
50106 | Currently in Use |  | 2001-09-11 |  | Petroleum | On road diesel | On road diesel | Retail | Double Wall | Double Wall |  |  | Fiberglass reinforced plastic |  | 1901-01-01 | Catchment Basin | Flow Rest 90% Full | Flow Rest 90% Full |  | SENSOR TO ATG | Continuous Automatic Tank Gauge | Direct Bury submersible pump | [7 empty] | UST Currently In Use: 3; UST Temp Close: 0; AST Currently In Use: 0; AST Temp Closed: 0 | 3 | 0 | 0 | 20720-043-014138 | ROGER PITTS
50107 | Currently in Use |  | 2002-04-05 |  | Petroleum | Unleaded gasoline | Unleaded gasoline | Retail | Fiberglass coated steel | Fiberglass coated steel |  |  | Double Wall |  |  | Catchment Basin | Flow Rest 90% Full | Flow Rest 90% Full |  |  | Continuous Automatic Tank Gauge | Single walled submersible pump containment sump | Automatic shutoff device (AELLD) | Automatic shutoff device (AELLD) | Interstitial Monitoring within Secondary Containment | SENSOR TO ATG | Continuous alarm system | Continuous alarm system |  | UST Currently In Use: 3; UST Temp Close: 0; AST Currently In Use: 0; AST Temp Closed: 0 | 3 | 0 | 0 | 22176-103-018739 | CIRCLE K
50108 | Currently in Use |  | 2002-04-05 |  | Petroleum | Premium gasoline | Premium gasoline | Retail | Fiberglass coated steel | Fiberglass coated steel |  |  | Flexible |  |  | Catchment Basin | Flow Rest 90% Full | Flow Rest 90% Full |  |  | Continuous Automatic Tank Gauge | Single walled submersible pump containment sump | Automatic shutoff device (AELLD) | Automatic shutoff device (AELLD) | Interstitial Monitoring within Secondary Containment | SENSOR TO ATG | Continuous alarm system | Continuous alarm system |  | UST Currently In Use: 3; UST Temp Close: 0; AST Currently In Use: 0; AST Temp Closed: 0 | 3 | 0 | 0 | 22176-103-018739 | CIRCLE K
50109 | Currently in Use |  | 2002-04-05 |  | Petroleum | On road diesel | On road diesel | Retail | Single Wall | Fiberglass coated steel |  |  | Flexible |  |  | Catchment Basin | Flow Rest 90% Full | Flow Rest 90% Full |  |  | Continuous Automatic Tank Gauge |  | Containment Sump | Automatic shutoff device (AELLD) | Interstitial Monitoring within Secondary Containment | SENSOR TO ATG | Continuous alarm system | Continuous alarm system |  | UST Currently In Use: 3; UST Temp Close: 0; AST Currently In Use: 0; AST Temp Closed: 0 | 3 | 0 | 0 | 22176-103-018739 | CIRCLE K
50110 | Currently in Use |  | 2002-05-01 |  | Petroleum | Unleaded gasoline | Unleaded gasoline | Retail | 9U,3P DUAL | Fiberglass coated steel |  |  | Flexible |  |  | Catchment Basin | Flow Rest 90% Full | Flow Rest 90% Full |  |  | Continuous Automatic Tank Gauge | Direct Bury submersible pump | [7 empty] | UST Currently In Use: 2; UST Temp Close: 0; AST Currently In Use: 0; AST Temp Closed: 0 | 2 | 0 | 6 | 25698-103-007162 | PUNKIN CENTER GENERAL STORE
50111 | Currently in Use |  | 2002-05-01 |  | Petroleum | On road diesel | On road diesel | Retail | 2K/2OFF/3D | Fiberglass coated steel |  |  | Double Wall |  |  | Catchment Basin | Flow Rest 90% Full | Flow Rest 90% Full |  |  | Continuous Automatic Tank Gauge | Direct Bury submersible pump | [7 empty] | UST Currently In Use: 2; UST Temp Close: 0; AST Currently In Use: 0; AST Temp Closed: 0 | 2 | 0 | 6 | 25698-103-007162 | PUNKIN CENTER GENERAL STORE
50112 | Currently in Use |  | 1997-08-02 |  | Petroleum | Unleaded gasoline | Unleaded gasoline | Retail | Steel | Steel | Coated & cathodic protection (sti-P3) |  | Fiberglass reinforced plastic |  |  | Catchment Basin | Flow Rest 90% Full | Flow Rest 90% Full |  |  | Statistical Inventory Reconciliation (SIR) | [8 empty] | UST Currently In Use: 2; UST Temp Close: 0; AST Currently In Use: 0; AST Temp Closed: 0 | 2 | 0 | 0 | 23920-097-018740 | EMAD ZAYED
50113 | Currently in Use |  | 1997-08-02 |  | Petroleum | Premium gasoline | Premium gasoline | Retail | Steel | Steel | Coated & cathodic protection (sti-P3) |  | Fiberglass reinforced plastic |  |  | Catchment Basin | Flow Rest 90% Full | Flow Rest 90% Full |  |  | Statistical Inventory Reconciliation (SIR) | [8 empty] | UST Currently In Use: 2; UST Temp Close: 0; AST Currently In Use: 0; AST Temp Closed: 0 | 2 | 0 | 0 | 23920-097-018740 | EMAD ZAYED
50114 | Currently in Use |  | 1999-02-01 |  | Petroleum | Unleaded gasoline | Unleaded gasoline | Retail | Single Wall | Single Wall | Coated & cathodic protection (sti-P3) |  | Fiberglass reinforced plastic |  |  | Catchment Basin | Flow Rest 90% Full | Flow Rest 90% Full |  |  | Statistical Inventory Reconciliation (SIR) | [8 empty] | UST Currently In Use: 2; UST Temp Close: 0; AST Currently In Use: 0; AST Temp Closed: 0 | 2 | 0 | 0 | 17137-043-010839 | ROGER SIMMONS
50115 | Currently in Use |  | 1999-02-01 |  | Petroleum | Premium gasoline | Premium gasoline | Retail | Steel | Single Wall | Coated & cathodic protection (sti-P3) |  | Fiberglass reinforced plastic |  |  | Catchment Basin | Flow Rest 90% Full | Flow Rest 90% Full |  |  | Statistical Inventory Reconciliation (SIR) | [8 empty] | UST Currently In Use: 2; UST Temp Close: 0; AST Currently In Use: 0; AST Temp Closed: 0 | 2 | 0 | 0 | 17137-043-010839 | ROGER SIMMONS
50116 | Currently in Use |  | 1999-02-22 |  | Petroleum | Unleaded gasoline | Unleaded gasoline | Retail | Double Wall | Double Wall |  |  | Double Wall |  | 1901-01-01 | Catchment Basin | Flow Rest 90% Full | Flow Rest 90% Full |  |  | Continuous Automatic Tank Gauge |  | Containment Sump | Automatic shutoff device (AELLD) | [5 empty] | UST Currently In Use: 2; UST Temp Close: 0; AST Currently In Use: 0; AST Temp Closed: 0 | 2 | 0 | 0 | 20072-089-018741 | A & M OIL CO LLC
50117 | Currently in Use |  | 1999-02-22 |  | Petroleum | Premium gasoline | Premium gasoline | Retail | Fiberglass reinforced plastic | Fiberglass reinforced plastic |  |  | Fiberglass reinforced plastic |  | 1901-01-01 | Catchment Basin | Flow Rest 90% Full | Flow Rest 90% Full |  |  | Continuous Automatic Tank Gauge |  | Automatic shutoff device (AELLD) | Automatic shutoff device (AELLD) | [5 empty] | UST Currently In Use: 2; UST Temp Close: 0; AST Currently In Use: 0; AST Temp Closed: 0 | 2 | 0 | 0 | 20072-089-018741 | A & M OIL CO LLC
50118 | Currently in Use |  | 1999-04-01 |  | Petroleum | Unleaded gasoline | Unleaded gasoline | Retail | Double Wall | Double Wall |  |  | Fiberglass reinforced plastic |  | 1901-01-01 | Catchment Basin | Automatic shutoff device At 95% full | Automatic shutoff device At 95% full |  |  | Automatic Tank Gauge | [8 empty] | UST Currently In Use: 1; UST Temp Close: 0; AST Currently In Use: 0; AST Temp Closed: 0 | 1 | 0 | 3 | 22597-089-010023 | MASOUD MOKHTARI
50119 | Currently in Use |  | 2001-03-01 |  | Petroleum | Unleaded gasoline | Unleaded gasoline | Retail | Double Wall | Double Wall |  |  | TOTAL CONT |  | 1901-01-01 | Catchment Basin | Automatic shutoff device At 95% full | Automatic shutoff device At 95% full |  |  | Continuous Automatic Tank Gauge |  | Automatic shutoff device (AELLD) | Automatic shutoff device (AELLD) | [5 empty] | UST Currently In Use: 2; UST Temp Close: 0; AST Currently In Use: 0; AST Temp Closed: 0 | 2 | 0 | 0 | 25265-043-018742 | LGWS/CROSS AMERICA PARTNERS
50120 | Currently in Use |  | 2001-03-01 |  | Petroleum | Premium gasoline | Premium gasoline | Retail | Double Wall | Double Wall |  |  | Double Wall |  | 1901-01-01 | Catchment Basin | Automatic shutoff device At 95% full | Automatic shutoff device At 95% full |  |  | Continuous Automatic Tank Gauge |  | Automatic shutoff device (AELLD) | Automatic shutoff device (AELLD) | [5 empty] | UST Currently In Use: 2; UST Temp Close: 0; AST Currently In Use: 0; AST Temp Closed: 0 | 2 | 0 | 0 | 25265-043-018742 | LGWS/CROSS AMERICA PARTNERS
50121 | Currently in Use |  | 2001-03-13 |  | Petroleum | Unleaded gasoline | Unleaded gasoline | Retail | Double Wall | Double Wall |  |  | Double Wall |  | 1901-01-01 | Catchment Basin | Flow Rest 90% Full | Automatic shutoff device At 95% full |  |  | Continuous Automatic Tank Gauge | Single walled submersible pump containment sump | Automatic shutoff device (AELLD) | Automatic shutoff device (AELLD) | [5 empty] | UST Currently In Use: 2; UST Temp Close: 0; AST Currently In Use: 0; AST Temp Closed: 0 | 2 | 0 | 0 | 25265-043-018743 | LGWS/CROSS AMERICA PARTNERS
50122 | Currently in Use |  | 2001-03-13 |  | Petroleum | Premium gasoline | Premium gasoline | Retail | Double Wall | Double Wall |  |  | Flexible |  | 1901-01-01 | Catchment Basin | Automatic shutoff device At 95% full | Automatic shutoff device At 95% full |  |  | Continuous Automatic Tank Gauge | Single walled submersible pump containment sump | Automatic shutoff device (AELLD) | Automatic shutoff device (AELLD) | [5 empty] | UST Currently In Use: 2; UST Temp Close: 0; AST Currently In Use: 0; AST Temp Closed: 0 | 2 | 0 | 0 | 25265-043-018743 | LGWS/CROSS AMERICA PARTNERS
50123 | Currently in Use |  | 2002-04-15 |  | Petroleum | On road diesel | On road diesel | Emergency power generator | Fiberglass reinforced plastic | Double Wall |  |  | Double Wall |  | 1901-01-01 | Catchment Basin | Audible high level alarm At 90% full | Audible high level alarm At 90% full | Interstitial Monitoring within Secondary Containment | SENSOR TO ATG | Other |  | Containment Sump | Containment Sump | Interstitial Monitoring within Secondary Containment | SENSOR TO ATG | Continuous alarm system | Continuous alarm system |  | UST Currently In Use: 1; UST Temp Close: 0; AST Currently In Use: 0; AST Temp Closed: 0 | 1 | 0 | 0 | 25296-073-018744 | CBRE- PATRIOT MIDTOWN PARK
50124 | Permanently Closed | 2013-04-04 | 2002-05-15 | 2013-04-04 | Petroleum | Unleaded gasoline | Unleaded gasoline | Retail | DBW | Fiberglass reinforced plastic |  |  | DBW |  | 1901-01-01 | Catchment Basin | Automatic shutoff device At 95% full | Automatic shutoff device At 95% full | Interstitial Monitoring within Secondary Containment |  | Continuous Automatic Tank Gauge |  | Automatic shutoff device (AELLD) | Automatic shutoff device (AELLD) | [5 empty] | UST Currently In Use: 3; UST Temp Close: 0; AST Currently In Use: 0; AST Temp Closed: 0 | 3 | 0 | 2 | 13343-073-018745 | MCCULLOUGH OIL COMPANY, INC.
50126 | Permanently Closed | 2013-04-04 | 2002-05-15 | 2013-04-04 | Petroleum | Premium gasoline | Premium gasoline | Retail | DBW | Fiberglass reinforced plastic |  |  | DBW |  | 1901-01-01 | Catchment Basin | Flow Rest 90% Full | Automatic shutoff device At 95% full | Interstitial Monitoring within Secondary Containment |  | Continuous Automatic Tank Gauge |  | Automatic shutoff device (AELLD) | Automatic shutoff device (AELLD) | [5 empty] | UST Currently In Use: 3; UST Temp Close: 0; AST Currently In Use: 0; AST Temp Closed: 0 | 3 | 0 | 2 | 13343-073-018745 | MCCULLOUGH OIL COMPANY, INC.
50128 | Permanently Closed | 2012-12-13 | 1992-01-01 | 2016-03-04 | Petroleum | Unleaded gasoline | Unleaded gasoline | Retail | Single Wall | Single Wall | Field installed cathodic protection |  | Single Wall |  |  | Catchment Basin | Flow Rest 90% Full | Flow Rest 90% Full |  |  | Statistical Inventory Reconciliation (SIR) | [5 empty] | Statistical inventory reconciliation (SIR) | Statistical inventory reconciliation (SIR) |  | UST Currently In Use: 0; UST Temp Close: 0; AST Currently In Use: 0; AST Temp Closed: 0 | 0 | 0 | 4 | 24358-103-007168 | JAMES WRIGHT
50129 | Temporary Closed | 2015-03-24 | 2001-08-15 |  | Petroleum | Unleaded gasoline | Unleaded gasoline | Retail | Steel | Steel | Coated & cathodic protection (sti-P3) |  | Flexible |  | 1901-01-01 | Catchment Basin | Flow Rest 90% Full | Flow Rest 90% Full |  |  | Statistical Inventory Reconciliation (SIR) | [8 empty] | UST Currently In Use: 0; UST Temp Close: 2; AST Currently In Use: 0; AST Temp Closed: 0 | 0 | 2 | 0 | 25977-083-009752 | KRAUSE ENTERPRISES LLC
50130 | Temporary Closed | 2005-01-01 | 2001-08-15 |  | Petroleum | Premium gasoline | Premium gasoline | Retail | Steel | Steel | Coated & cathodic protection (sti-P3) |  | Flexible |  | 1901-01-01 | Catchment Basin | Flow Rest 90% Full | Flow Rest 90% Full |  |  | Statistical Inventory Reconciliation (SIR) | [8 empty] | UST Currently In Use: 0; UST Temp Close: 2; AST Currently In Use: 0; AST Temp Closed: 0 | 0 | 2 | 0 | 25977-083-009752 | KRAUSE ENTERPRISES LLC
50131 | Permanently Closed | 2023-04-10 | 1999-07-20 | 2023-04-10 | Petroleum | On road diesel | On road diesel | Emergency Power Generator | Steel | Steel | Coated & cathodic protection (sti-P3) |  | INSIDE PVC |  | 1901-01-01 | Catchment Basin | Automatic shutoff device At 95% full | Automatic shutoff device At 95% full |  |  | Manual Tank Gauging (only tanks 1000 gal. or less and 48” or 64” in diameter) | [8 empty] | UST Currently In Use: 0; UST Temp Close: 0; AST Currently In Use: 0; AST Temp Closed: 0 | 0 | 0 | 2 | 11788-071-013622 | FARMERS TELEPHONE COOP
50132 | Currently in Use |  | 2000-10-01 |  | Petroleum | Unleaded gasoline | Unleaded gasoline | Retail | Fiberglass reinforced plastic | Fiberglass reinforced plastic |  |  | Double Wall |  |  | Catchment Basin | Automatic shutoff device At 95% full | Automatic shutoff device At 95% full |  |  | Continuous Automatic Tank Gauge |  | Automatic shutoff device (AELLD) | Automatic shutoff device (AELLD) | [5 empty] | UST Currently In Use: 3; UST Temp Close: 0; AST Currently In Use: 0; AST Temp Closed: 0 | 3 | 0 | 0 | 15201-079-018747 | VULCAN OIL COMPANY INC.
50133 | Currently in Use |  | 2000-10-01 |  | Petroleum | Premium gasoline | Premium gasoline | Retail | Single Wall | Fiberglass reinforced plastic |  |  | Fiberglass reinforced plastic |  |  | Catchment Basin | Automatic shutoff device At 95% full | Automatic shutoff device At 95% full |  |  | Continuous Automatic Tank Gauge |  | Automatic shutoff device (AELLD) | Automatic shutoff device (AELLD) | [5 empty] | UST Currently In Use: 3; UST Temp Close: 0; AST Currently In Use: 0; AST Temp Closed: 0 | 3 | 0 | 0 | 15201-079-018747 | VULCAN OIL COMPANY INC.
50134 | Currently in Use |  | 2000-10-01 |  | Petroleum | On road diesel | On road diesel | Retail | Fiberglass reinforced plastic | Fiberglass reinforced plastic |  |  | Double Wall |  |  | Catchment Basin | Automatic shutoff device At 95% full | Automatic shutoff device At 95% full |  |  | Continuous Automatic Tank Gauge | [8 empty] | UST Currently In Use: 3; UST Temp Close: 0; AST Currently In Use: 0; AST Temp Closed: 0 | 3 | 0 | 0 | 15201-079-018747 | VULCAN OIL COMPANY INC.
50135 | Currently in Use |  | 1997-11-24 |  | Petroleum | On road diesel | On road diesel | State/Federal Government | Fiberglass coated steel | Fiberglass coated steel |  |  | Flexible |  | 1901-01-01 | Catchment Basin | Automatic shutoff device At 95% full | Automatic shutoff device At 95% full | Interstitial Monitoring within Secondary Containment |  | Automatic Tank Gauge | [8 empty] | UST Currently In Use: 1; UST Temp Close: 0; AST Currently In Use: 0; AST Temp Closed: 0 | 1 | 0 | 1 | 17123-097-018420 | UNIV OF SO ALA/SAFETY ENV COMPLIANCE
50136 | Permanently Closed | 2008-10-12 | 1996-07-29 | 2010-10-12 | Petroleum | Unleaded gasoline | Unleaded gasoline | Local Government | Fiberglass reinforced plastic | Fiberglass reinforced plastic |  |  | Flexible |  | 1901-01-01 | Catchment Basin | Flow Rest 90% Full | Flow Rest 90% Full |  |  | Continuous Automatic Tank Gauge |  |  |  | Interstitial Monitoring within Secondary Containment |  | Continuous alarm system | Continuous alarm system |  | UST Currently In Use: 0; UST Temp Close: 0; AST Currently In Use: 0; AST Temp Closed: 0 | 0 | 0 | 1 | 19549-003-018749 | BALDWIN COUNTY PUBLIC WORKS
50137 | Temporary Closed | 2004-10-01 | 1999-11-01 |  | Petroleum | Unleaded gasoline | Unleaded gasoline | Retail | Fiberglass coated steel | Fiberglass coated steel |  |  | Fiberglass reinforced plastic |  | 1901-01-01 | Catchment Basin | Automatic shutoff device At 95% full | Automatic shutoff device At 95% full |  |  | Statistical Inventory Reconciliation (SIR) | [8 empty] | UST Currently In Use: 0; UST Temp Close: 1; AST Currently In Use: 0; AST Temp Closed: 0 | 0 | 1 | 0 | 24964-051-008881 | PHILIP W. KELLY
50138 | Permanently Closed | 2018-09-08 | 1988-07-01 | 2019-06-19 | Petroleum | Unleaded gasoline | Unleaded gasoline | Retail | Steel | Steel | Coated & cathodic protection (sti-P3) |  | Fiberglass reinforced plastic |  |  | Catchment Basin | Flow Rest 90% Full | Flow Rest 90% Full |  |  | Continuous Automatic Tank Gauge |  | Automatic flow restrictor (MLLD) | Automatic flow restrictor (MLLD) |  |  | Statistical inventory reconciliation (SIR) | Statistical inventory reconciliation (SIR) |  | UST Currently In Use: 0; UST Temp Close: 0; AST Currently In Use: 0; AST Temp Closed: 0 | 0 | 0 | 12 | 25544-089-003911 | RISHI & TILAK LLC
50139 | Permanently Closed | 2018-09-08 | 1988-07-01 | 2019-06-19 | Petroleum | Mid-grade gasoline | Mid-grade gasoline | Retail | Steel | Steel | Coated & cathodic protection (sti-P3) |  | Fiberglass reinforced plastic |  |  | Catchment Basin | Flow Rest 90% Full | Flow Rest 90% Full |  |  | Continuous Automatic Tank Gauge |  | Automatic flow restrictor (MLLD) | Automatic flow restrictor (MLLD) |  |  | Statistical inventory reconciliation (SIR) | Statistical inventory reconciliation (SIR) |  | UST Currently In Use: 0; UST Temp Close: 0; AST Currently In Use: 0; AST Temp Closed: 0 | 0 | 0 | 12 | 25544-089-003911 | RISHI & TILAK LLC
50141 | Permanently Closed | 2018-09-08 | 1988-07-01 | 2019-06-19 | Petroleum | Premium gasoline | Premium gasoline | Retail | Steel | Steel | Coated & cathodic protection (sti-P3) |  | Fiberglass reinforced plastic |  |  | Catchment Basin | Flow Rest 90% Full | Flow Rest 90% Full |  |  | Continuous Automatic Tank Gauge |  | Automatic flow restrictor (MLLD) | Automatic flow restrictor (MLLD) |  |  | Statistical inventory reconciliation (SIR) | Statistical inventory reconciliation (SIR) |  | UST Currently In Use: 0; UST Temp Close: 0; AST Currently In Use: 0; AST Temp Closed: 0 | 0 | 0 | 12 | 25544-089-003911 | RISHI & TILAK LLC
50142 | Permanently Closed | 2018-09-08 | 1988-07-01 | 2019-06-19 | Petroleum | On road diesel | On road diesel | Retail | Steel | Steel | Coated & cathodic protection (sti-P3) |  | Fiberglass reinforced plastic |  |  | Catchment Basin | Flow Rest 90% Full | Flow Rest 90% Full |  |  | Continuous Automatic Tank Gauge |  | Automatic flow restrictor (MLLD) | Automatic flow restrictor (MLLD) |  |  | Statistical inventory reconciliation (SIR) | Statistical inventory reconciliation (SIR) |  | UST Currently In Use: 0; UST Temp Close: 0; AST Currently In Use: 0; AST Temp Closed: 0 | 0 | 0 | 12 | 25544-089-003911 | RISHI & TILAK LLC
50143 | Permanently Closed | 2018-09-08 | 1988-07-01 | 2019-06-19 | Petroleum | Kerosene | Kerosene | Retail | Steel | Steel | Coated & cathodic protection (sti-P3) |  | Fiberglass reinforced plastic |  |  | Catchment Basin | Flow Rest 90% Full | Flow Rest 90% Full |  |  | Continuous Automatic Tank Gauge | [8 empty] | UST Currently In Use: 0; UST Temp Close: 0; AST Currently In Use: 0; AST Temp Closed: 0 | 0 | 0 | 12 | 25544-089-003911 | RISHI & TILAK LLC
50145 | Currently in Use |  | 2002-04-17 |  | Petroleum | Unleaded gasoline | Unleaded gasoline | Retail | Fiberglass coated steel | Fiberglass coated steel |  |  | Fiberglass reinforced plastic |  | 1901-01-01 | Catchment Basin | Flow Rest 90% Full | Audible high level alarm At 90% full |  |  | Continuous Automatic Tank Gauge |  | Automatic flow restrictor (MLLD) | Automatic flow restrictor (MLLD) |  |  | Annual line testing | Annual line testing |  | UST Currently In Use: 1; UST Temp Close: 0; AST Currently In Use: 0; AST Temp Closed: 0 | 1 | 0 | 5 | 21106-113-003773 | GRIGGS INC.
50146 | Currently in Use |  | 2001-08-15 |  | Petroleum | Unleaded gasoline | Unleaded gasoline | Retail | Single Wall | Fiberglass coated steel |  |  | Flexible |  |  | Catchment Basin | Automatic shutoff device At 95% full | Automatic shutoff device At 95% full |  |  | Continuous Automatic Tank Gauge | Single walled submersible pump containment sump | Automatic flow restrictor (MLLD) | Automatic flow restrictor (MLLD) |  | SENSOR TO ATG | Annual line testing | Annual line testing |  | UST Currently In Use: 1; UST Temp Close: 0; AST Currently In Use: 0; AST Temp Closed: 0 | 1 | 0 | 6 | 11379-033-012382 | SIBLEY OIL COMPANY
50147 | Temporary Closed | 2019-03-21 | 1998-01-01 |  | Petroleum | On road diesel | On road diesel | Retail | Steel | Single Wall | Coated & cathodic protection (sti-P3) |  | Double Wall |  |  | Catchment Basin | Automatic shutoff device At 95% full | Automatic shutoff device At 95% full |  |  | Automatic Tank Gauge |  | Automatic shutoff device (AELLD) | Automatic shutoff device (AELLD) | [5 empty] | UST Currently In Use: 0; UST Temp Close: 4; AST Currently In Use: 0; AST Temp Closed: 0 | 0 | 4 | 0 | 25563-095-008273 | EARL HODGES
50148 | Currently in Use |  | 1999-01-01 |  | Petroleum | On road diesel | On road diesel | Retail | Steel | Steel | Coated & cathodic protection (sti-P3) |  | Double Wall | APT |  | Catchment Basin | Automatic shutoff device At 95% full | Automatic shutoff device At 95% full |  |  | Continuous Automatic Tank Gauge |  | Automatic flow restrictor (MLLD) | Automatic flow restrictor (MLLD) | Interstitial Monitoring within Secondary Containment | SENSOR TO ATG | Continuous alarm system | Continuous alarm system |  | UST Currently In Use: 3; UST Temp Close: 0; AST Currently In Use: 0; AST Temp Closed: 0 | 3 | 0 | 4 | 23372-115-012293 | MIDSTATES PETROLEUM COMPANY
50149 | Currently in Use |  | 1999-01-01 |  | Petroleum | Unleaded gasoline | Unleaded gasoline | Retail | Fiberglass reinforced plastic | Fiberglass reinforced plastic |  |  | Fiberglass reinforced plastic |  | 1901-01-01 | Catchment Basin | Automatic shutoff device At 95% full | Automatic shutoff device At 95% full |  |  | Automatic Tank Gauge |  | Containment Sump | Automatic flow restrictor (MLLD) |  |  | Annual line testing | Annual line testing |  | UST Currently In Use: 1; UST Temp Close: 0; AST Currently In Use: 0; AST Temp Closed: 0 | 1 | 0 | 0 | 24004-097-018750 | MAO LEE SENG
50151 | Currently in Use |  | 1996-11-01 |  | Petroleum | Premium gasoline | Premium gasoline | Retail | Steel | Steel | Coated & cathodic protection (sti-P3) |  | Flexible | ENVIRON |  | Catchment Basin | Automatic shutoff device At 95% full | Automatic shutoff device At 95% full |  |  | Automatic Tank Gauge | Single walled submersible pump containment sump | Containment Sump | Automatic flow restrictor (MLLD) |  |  | Annual line testing | Annual line testing |  | UST Currently In Use: 4; UST Temp Close: 0; AST Currently In Use: 0; AST Temp Closed: 0 | 4 | 0 | 4 | 10611-035-005922 | BOBBY EDGAR
50152 | Currently in Use |  | 1996-11-01 |  | Petroleum | Unleaded gasoline | Unleaded gasoline | Retail | Steel | Steel | Coated & cathodic protection (sti-P3) |  | Flexible | ENVIRON |  | Catchment Basin | Automatic shutoff device At 95% full | Automatic shutoff device At 95% full |  |  | Automatic Tank Gauge |  | Automatic flow restrictor (MLLD) | Automatic flow restrictor (MLLD) |  |  | Annual line testing | Annual line testing |  | UST Currently In Use: 4; UST Temp Close: 0; AST Currently In Use: 0; AST Temp Closed: 0 | 4 | 0 | 4 | 10611-035-005922 | BOBBY EDGAR
50153 | Currently in Use |  | 1999-11-09 |  | Petroleum | Unleaded gasoline | Unleaded gasoline | Retail | Single Wall | Fiberglass coated steel |  |  | Flexible |  | 1901-01-01 | Catchment Basin | Flow Rest 90% Full | Flow Rest 90% Full |  |  | Continuous Automatic Tank Gauge |  | Automatic shutoff device (AELLD) | Automatic shutoff device (AELLD) | [5 empty] | UST Currently In Use: 3; UST Temp Close: 1; AST Currently In Use: 0; AST Temp Closed: 0 | 3 | 1 | 0 | 23873-089-018752 | KAMUBEN K. PATEL
50154 | Currently in Use |  | 1999-11-09 |  | Petroleum | Premium gasoline | Premium gasoline | Retail | Fiberglass coated steel | Fiberglass coated steel |  |  | Double Wall | SA&TCI | 1901-01-01 | Catchment Basin | Flow Rest 90% Full | Flow Rest 90% Full |  |  | Continuous Automatic Tank Gauge |  | Containment Sump | Automatic shutoff device (AELLD) | [5 empty] | UST Currently In Use: 3; UST Temp Close: 1; AST Currently In Use: 0; AST Temp Closed: 0 | 3 | 1 | 0 | 23873-089-018752 | KAMUBEN K. PATEL
50155 | Currently in Use |  | 1999-11-09 |  | Petroleum | On road diesel | On road diesel | Retail | Fiberglass coated steel | Fiberglass coated steel |  |  | Double Wall | SA&TCI | 1901-01-01 | Catchment Basin | Flow Rest 90% Full | Flow Rest 90% Full |  |  | Continuous Automatic Tank Gauge |  | Containment Sump | Automatic shutoff device (AELLD) | [5 empty] | UST Currently In Use: 3; UST Temp Close: 1; AST Currently In Use: 0; AST Temp Closed: 0 | 3 | 1 | 0 | 23873-089-018752 | KAMUBEN K. PATEL
50156 | Temporary Closed | 2019-12-01 | 1999-11-09 |  | Petroleum | On road diesel | On road diesel | Retail | Fiberglass coated steel | Fiberglass coated steel |  |  | Single Wall | SA&TCI | 1901-01-01 | Catchment Basin | Flow Rest 90% Full | Flow Rest 90% Full |  |  | Continuous Automatic Tank Gauge |  | Containment Sump | Containment Sump | [5 empty] | UST Currently In Use: 3; UST Temp Close: 1; AST Currently In Use: 0; AST Temp Closed: 0 | 3 | 1 | 0 | 23873-089-018752 | KAMUBEN K. PATEL
50157 | Currently in Use |  | 2002-03-03 |  | Petroleum | On road diesel | On road diesel | Retail | Fiberglass reinforced plastic | Fiberglass reinforced plastic |  |  | Double Wall |  | 1901-01-01 | Catchment Basin | Flow Rest 90% Full | Flow Rest 90% Full | Interstitial Monitoring within Secondary Containment |  | Automatic Tank Gauge |  | Automatic flow restrictor (MLLD) | Automatic flow restrictor (MLLD) | Interstitial Monitoring within Secondary Containment |  | Continuous alarm system | Continuous alarm system |  | UST Currently In Use: 3; UST Temp Close: 0; AST Currently In Use: 0; AST Temp Closed: 0 | 3 | 0 | 4 | 25984-035-012975 | STEVE FLEMMING PROPERTIES
50158 | Currently in Use |  | 2002-03-03 |  | Petroleum | Premium gasoline | Premium gasoline | Retail | Fiberglass reinforced plastic | Fiberglass reinforced plastic |  |  | Double Wall |  | 1901-01-01 | Catchment Basin | Flow Rest 90% Full | Flow Rest 90% Full | Interstitial Monitoring within Secondary Containment |  | Automatic Tank Gauge |  | Containment Sump | Automatic flow restrictor (MLLD) | Interstitial Monitoring within Secondary Containment |  | Continuous alarm system | Continuous alarm system |  | UST Currently In Use: 3; UST Temp Close: 0; AST Currently In Use: 0; AST Temp Closed: 0 | 3 | 0 | 4 | 25984-035-012975 | STEVE FLEMMING PROPERTIES
50159 | Currently in Use |  | 2002-03-03 |  | Petroleum | Unleaded gasoline | Unleaded gasoline | Retail | Fiberglass reinforced plastic | Fiberglass reinforced plastic |  |  | Double Wall |  | 1901-01-01 | Catchment Basin | Flow Rest 90% Full | Flow Rest 90% Full | Interstitial Monitoring within Secondary Containment |  | Automatic Tank Gauge |  | Containment Sump | Automatic flow restrictor (MLLD) | Interstitial Monitoring within Secondary Containment |  | Continuous alarm system | Continuous alarm system |  | UST Currently In Use: 3; UST Temp Close: 0; AST Currently In Use: 0; AST Temp Closed: 0 | 3 | 0 | 4 | 25984-035-012975 | STEVE FLEMMING PROPERTIES
50160 | Currently in Use |  | 2002-02-14 |  | Petroleum | Unleaded gasoline | Unleaded gasoline | Retail | Fiberglass coated steel | Double Wall |  |  | Double Wall | APT | 1901-01-01 | Catchment Basin | Flow Rest 90% Full | Flow Rest 90% Full | Interstitial Monitoring within Secondary Containment | SENSOR TO ATG | Continuous Automatic Tank Gauge |  | Automatic shutoff device (AELLD) | Automatic shutoff device (AELLD) |  |  | Automatic electronic line leak detector (AELLD) | Automatic electronic line leak detector (AELLD) |  | UST Currently In Use: 2; UST Temp Close: 0; AST Currently In Use: 0; AST Temp Closed: 0 | 2 | 0 | 0 | 23168-073-018753 | KQAZI OIL CO. OR SULLAIMAN KHAN
50161 | Currently in Use |  | 2002-02-14 |  | Petroleum | Unleaded gasoline | Unleaded gasoline | Retail | Fiberglass coated steel | Double Wall |  |  | Double Wall | APT | 1901-01-01 | Catchment Basin | Flow Rest 90% Full | Flow Rest 90% Full | Interstitial Monitoring within Secondary Containment | SENSOR TO ATG | Continuous Automatic Tank Gauge |  | Automatic shutoff device (AELLD) | Automatic shutoff device (AELLD) |  |  | Automatic electronic line leak detector (AELLD) | Automatic electronic line leak detector (AELLD) |  | UST Currently In Use: 2; UST Temp Close: 0; AST Currently In Use: 0; AST Temp Closed: 0 | 2 | 0 | 0 | 23168-073-018753 | KQAZI OIL CO. OR SULLAIMAN KHAN
50163 | Currently in Use |  | 1989-03-01 |  | Petroleum | Premium gasoline | Premium gasoline | Retail | Steel | Steel | Field installed cathodic protection |  | Fiberglass reinforced plastic |  |  | Catchment Basin | Automatic shutoff device At 95% full | Automatic shutoff device At 95% full |  |  | Statistical Inventory Reconciliation (SIR) |  | Automatic flow restrictor (MLLD) | Automatic flow restrictor (MLLD) |  |  | Statistical inventory reconciliation (SIR) | Statistical inventory reconciliation (SIR) |  | UST Currently In Use: 3; UST Temp Close: 0; AST Currently In Use: 0; AST Temp Closed: 0 | 3 | 0 | 0 | 25450-123-010145 | PARTNERS UNLIMITED LLC
50164 | Currently in Use |  | 2001-10-19 |  | Petroleum | Unleaded gasoline | Unleaded gasoline | Retail | Fiberglass coated steel | Fiberglass coated steel |  |  | Flexible |  | 1901-01-01 | Catchment Basin | Flow Rest 90% Full | Flow Rest 90% Full |  |  | Continuous Automatic Tank Gauge |  | Containment Sump | Automatic shutoff device (AELLD) | [5 empty] | UST Currently In Use: 2; UST Temp Close: 0; AST Currently In Use: 0; AST Temp Closed: 0 | 2 | 0 | 0 | 23237-081-004133 | ARVINDER SINGH
50165 | Currently in Use |  | 2001-10-19 |  | Petroleum | Premium gasoline | Premium gasoline | Retail | Fiberglass coated steel | Fiberglass coated steel |  |  | Flexible |  | 1901-01-01 | Catchment Basin | Flow Rest 90% Full | Flow Rest 90% Full |  |  | Continuous Automatic Tank Gauge |  | Automatic shutoff device (AELLD) | Automatic shutoff device (AELLD) | [5 empty] | UST Currently In Use: 2; UST Temp Close: 0; AST Currently In Use: 0; AST Temp Closed: 0 | 2 | 0 | 0 | 23237-081-004133 | ARVINDER SINGH
50166 | Currently in Use |  | 1999-04-20 |  | Petroleum | On road diesel | On road diesel | Emergency power generator | Double Wall | Double Wall |  |  | Fiberglass reinforced plastic | OPW |  | Catchment Basin | Audible high level alarm At 90% full | Audible high level alarm At 90% full | Interstitial Monitoring within Secondary Containment | SENSOR TO ATG | Automatic Tank Gauge |  | Containment Sump | Containment Sump | Interstitial Monitoring within Secondary Containment | SENSOR TO ATG |  |  |  | UST Currently In Use: 1; UST Temp Close: 1; AST Currently In Use: 0; AST Temp Closed: 0 | 1 | 1 | 0 | 16962-073-015045 | SOUTHERN RESEARCH INSTITUTE
50167 | Currently in Use |  | 1998-09-01 |  | Petroleum | Unleaded gasoline | Unleaded gasoline | Retail | Fiberglass coated steel | Fiberglass coated steel |  |  | Double Wall | APT | 1901-01-01 | Catchment Basin | Flow Rest 90% Full | Flow Rest 90% Full |  |  | Continuous Automatic Tank Gauge | Single walled submersible pump containment sump | Automatic flow restrictor (MLLD) | Automatic flow restrictor (MLLD) | Interstitial Monitoring within Secondary Containment |  | Annual line testing | Annual line testing |  | UST Currently In Use: 2; UST Temp Close: 0; AST Currently In Use: 0; AST Temp Closed: 0 | 2 | 0 | 0 | 24997-109-018754 | SWAMI SHRIJI LLC
50168 | Currently in Use |  | 1998-09-01 |  | Petroleum | Premium gasoline | Premium gasoline | Retail | Single Wall | Fiberglass coated steel |  |  | Double Wall | APT | 1901-01-01 | Catchment Basin | Flow Rest 90% Full | Flow Rest 90% Full |  |  | Continuous Automatic Tank Gauge | Single walled submersible pump containment sump | Automatic flow restrictor (MLLD) | Automatic flow restrictor (MLLD) | Interstitial Monitoring within Secondary Containment |  | Annual line testing | Annual line testing |  | UST Currently In Use: 2; UST Temp Close: 0; AST Currently In Use: 0; AST Temp Closed: 0 | 2 | 0 | 0 | 24997-109-018754 | SWAMI SHRIJI LLC
50169 | Currently in Use |  | 2002-06-17 |  | Petroleum | Unleaded gasoline | Unleaded gasoline | Retail | Fiberglass coated steel | Fiberglass coated steel |  |  | Flexible |  | 1901-01-01 | Catchment Basin | Flow Rest 90% Full | Flow Rest 90% Full | Interstitial Monitoring within Secondary Containment |  | Continuous Automatic Tank Gauge |  | Automatic flow restrictor (MLLD) | Automatic flow restrictor (MLLD) | Interstitial Monitoring within Secondary Containment | SENSOR TO ATG | Continuous alarm system | Continuous alarm system |  | UST Currently In Use: 4; UST Temp Close: 0; AST Currently In Use: 0; AST Temp Closed: 0 | 4 | 0 | 0 | 21461-003-018755 | ELBERTA FARMERS CO OP
50170 | Currently in Use |  | 2002-06-17 |  | Petroleum | Premium gasoline | Premium gasoline | Retail | Fiberglass coated steel | Fiberglass coated steel |  |  | Flexible |  | 1901-01-01 | Catchment Basin | Flow Rest 90% Full | Flow Rest 90% Full | Interstitial Monitoring within Secondary Containment |  | Continuous Automatic Tank Gauge |  | Containment Sump | Automatic flow restrictor (MLLD) | Interstitial Monitoring within Secondary Containment | SENSOR TO ATG | Continuous alarm system | Continuous alarm system |  | UST Currently In Use: 4; UST Temp Close: 0; AST Currently In Use: 0; AST Temp Closed: 0 | 4 | 0 | 0 | 21461-003-018755 | ELBERTA FARMERS CO OP
50171 | Currently in Use |  | 2002-06-17 |  | Petroleum | On road diesel | On road diesel | Retail | Fiberglass coated steel | Fiberglass coated steel |  |  | Fiberglass reinforced plastic |  | 1901-01-01 | Catchment Basin | Flow Rest 90% Full | Flow Rest 90% Full | Interstitial Monitoring within Secondary Containment |  | Continuous Automatic Tank Gauge |  | Containment Sump | Automatic flow restrictor (MLLD) | Interstitial Monitoring within Secondary Containment | SENSOR TO ATG | Continuous alarm system | Continuous alarm system |  | UST Currently In Use: 4; UST Temp Close: 0; AST Currently In Use: 0; AST Temp Closed: 0 | 4 | 0 | 0 | 21461-003-018755 | ELBERTA FARMERS CO OP
50172 | Currently in Use |  | 2002-05-15 |  | Petroleum | Unleaded gasoline | Unleaded gasoline | Retail | 12R/4P | Fiberglass coated steel |  |  | Fiberglass reinforced plastic |  | 1901-01-01 | Catchment Basin | Audible high level alarm At 90% full | Audible high level alarm At 90% full |  |  | Continuous Automatic Tank Gauge | [8 empty] | UST Currently In Use: 1; UST Temp Close: 0; AST Currently In Use: 0; AST Temp Closed: 0 | 1 | 0 | 0 | 24109-073-005409 | A&D REAL ESTATE INC.
50173 | Cannot Locate or abandoned | 2011-04-01 | 1999-12-01 |  | Petroleum | Unleaded gasoline | Unleaded gasoline | Retail | Fiberglass coated steel | Fiberglass coated steel |  |  | Flexible |  | 1901-01-01 | Catchment Basin | Automatic shutoff device At 95% full | Automatic shutoff device At 95% full |  |  | Automatic Tank Gauge |  |  |  | Interstitial Monitoring within Secondary Containment |  | Annual line testing | Annual line testing |  | UST Currently In Use: 0; UST Temp Close: 0; AST Currently In Use: 0; AST Temp Closed: 0 | 0 | 0 | 0 | 21464-089-018756 | AMY II LTD
50175 | Cannot Locate or abandoned | 2011-04-01 | 1999-12-01 |  | Petroleum | Premium gasoline | Premium gasoline | Retail | Fiberglass coated steel | Fiberglass coated steel |  |  | Flexible |  | 1901-01-01 | Catchment Basin | Automatic shutoff device At 95% full | Automatic shutoff device At 95% full | Interstitial Monitoring within Secondary Containment |  | Automatic Tank Gauge |  |  |  | Interstitial Monitoring within Secondary Containment |  | Annual line testing | Annual line testing |  | UST Currently In Use: 0; UST Temp Close: 0; AST Currently In Use: 0; AST Temp Closed: 0 | 0 | 0 | 0 | 21464-089-018756 | AMY II LTD
50176 | Cannot Locate or abandoned | 2011-04-01 | 1999-12-01 |  | Petroleum | Kerosene | Kerosene | Retail | Fiberglass coated steel | Fiberglass coated steel |  |  | Flexible |  | 1901-01-01 | Catchment Basin | Automatic shutoff device At 95% full | Automatic shutoff device At 95% full | Interstitial Monitoring within Secondary Containment |  | Automatic Tank Gauge | [8 empty] | UST Currently In Use: 0; UST Temp Close: 0; AST Currently In Use: 0; AST Temp Closed: 0 | 0 | 0 | 0 | 21464-089-018756 | AMY II LTD
50177 | Currently in Use |  | 2000-07-01 |  | Petroleum | Unleaded gasoline | Unleaded gasoline | Retail | Fiberglass coated steel | Fiberglass coated steel |  |  | Fiberglass reinforced plastic |  | 1901-01-01 | Catchment Basin | Flow Rest 90% Full | Flow Rest 90% Full |  |  | Continuous Automatic Tank Gauge |  | Sump sensor relayed to automatically shut off submersible pump | Automatic flow restrictor (MLLD) | Interstitial Monitoring within Secondary Containment | MANUAL/VISUAL CHECK | Continuous alarm system | Annual line testing |  | UST Currently In Use: 3; UST Temp Close: 0; AST Currently In Use: 0; AST Temp Closed: 0 | 3 | 0 | 0 | 25455-051-018757 | WALLSBORO INC
50178 | Currently in Use |  | 2000-07-01 |  | Petroleum | Premium gasoline | Premium gasoline | Retail | Fiberglass coated steel | Fiberglass coated steel |  |  | Fiberglass reinforced plastic |  | 1901-01-01 | Catchment Basin | Flow Rest 90% Full | Flow Rest 90% Full |  |  | Continuous Automatic Tank Gauge |  | Automatic flow restrictor (MLLD) | Automatic flow restrictor (MLLD) | Interstitial Monitoring within Secondary Containment | MANUAL/VISUAL CHECK | Continuous alarm system | Annual line testing |  | UST Currently In Use: 3; UST Temp Close: 0; AST Currently In Use: 0; AST Temp Closed: 0 | 3 | 0 | 0 | 25455-051-018757 | WALLSBORO INC
50179 | Currently in Use |  | 2000-01-01 |  | Petroleum | Unleaded gasoline | Unleaded gasoline | Retail | Fiberglass coated steel | Fiberglass coated steel |  |  | Flexible |  | 1901-01-01 | Catchment Basin | Automatic shutoff device At 95% full | Automatic shutoff device At 95% full | Interstitial Monitoring within Secondary Containment |  | Continuous Automatic Tank Gauge |  | Automatic flow restrictor (MLLD) | Automatic flow restrictor (MLLD) | Interstitial Monitoring within Secondary Containment | MANUAL/VISUAL CHECK | Continuous alarm system | Continuous alarm system |  | UST Currently In Use: 3; UST Temp Close: 0; AST Currently In Use: 0; AST Temp Closed: 0 | 3 | 0 | 0 | 20759-045-018758 | SOUTHWEST GEORGIA OIL COMPANY
50180 | Currently in Use |  | 2000-01-01 |  | Petroleum | Premium gasoline | Premium gasoline | Retail | Fiberglass coated steel | Fiberglass coated steel |  |  | Flexible |  | 1901-01-01 | Catchment Basin | Automatic shutoff device At 95% full | Automatic shutoff device At 95% full | Interstitial Monitoring within Secondary Containment |  | Continuous Automatic Tank Gauge |  | Containment Sump | Automatic flow restrictor (MLLD) | Interstitial Monitoring within Secondary Containment | MANUAL/VISUAL CHECK | Continuous alarm system | Continuous alarm system |  | UST Currently In Use: 3; UST Temp Close: 0; AST Currently In Use: 0; AST Temp Closed: 0 | 3 | 0 | 0 | 20759-045-018758 | SOUTHWEST GEORGIA OIL COMPANY
50181 | Currently in Use |  | 2000-01-01 |  | Petroleum | On road diesel | On road diesel | Retail | Fiberglass coated steel | Fiberglass coated steel |  |  | Flexible |  | 1901-01-01 | Catchment Basin | Automatic shutoff device At 95% full | Automatic shutoff device At 95% full | Interstitial Monitoring within Secondary Containment |  | Continuous Automatic Tank Gauge |  | Automatic flow restrictor (MLLD) | Automatic flow restrictor (MLLD) | Interstitial Monitoring within Secondary Containment | MANUAL/VISUAL CHECK | Continuous alarm system | Continuous alarm system |  | UST Currently In Use: 3; UST Temp Close: 0; AST Currently In Use: 0; AST Temp Closed: 0 | 3 | 0 | 0 | 20759-045-018758 | SOUTHWEST GEORGIA OIL COMPANY
50182 | Permanently Closed | 2006-11-13 | 1990-08-18 | 2006-11-13 | Petroleum | Unleaded gasoline | Unleaded gasoline | Retail | Fiberglass reinforced plastic | Fiberglass reinforced plastic |  |  | Fiberglass reinforced plastic |  | 1901-01-01 | Catchment Basin | Flow Rest 90% Full | Flow Rest 90% Full |  |  | Automatic Tank Gauge | [8 empty] | UST Currently In Use: 0; UST Temp Close: 0; AST Currently In Use: 1; AST Temp Closed: 0 | 0 | 0 | 2 | 21306-123-018759 | RUSSELL LANDS INC
50183 | Permanently Closed | 2006-11-13 | 1990-08-18 | 2006-11-13 | Petroleum | On road diesel | On road diesel | Retail | Fiberglass reinforced plastic | Fiberglass reinforced plastic |  |  | Fiberglass reinforced plastic |  | 1901-01-01 | Catchment Basin | Flow Rest 90% Full | Flow Rest 90% Full |  |  | Automatic Tank Gauge | [8 empty] | UST Currently In Use: 0; UST Temp Close: 0; AST Currently In Use: 1; AST Temp Closed: 0 | 0 | 0 | 2 | 21306-123-018759 | RUSSELL LANDS INC
50184 | Currently in Use |  | 2000-01-01 |  | Petroleum | Unleaded gasoline | Unleaded gasoline | Retail | Fiberglass coated steel | Fiberglass coated steel |  |  | Flexible |  | 1901-01-01 | Catchment Basin | Flow Rest 90% Full | Flow Rest 90% Full |  |  | Continuous Automatic Tank Gauge |  | Automatic flow restrictor (MLLD) | Automatic flow restrictor (MLLD) |  |  | Annual line testing | Annual line testing |  | UST Currently In Use: 1; UST Temp Close: 0; AST Currently In Use: 0; AST Temp Closed: 0 | 1 | 0 | 0 | 21480-003-018760 | VAN BUREN PARTNERSHIP LLC
50185 | Currently in Use |  | 2001-08-01 |  | Petroleum | Unleaded gasoline | Unleaded gasoline | Retail | Double Wall | Double Wall |  |  | Double Wall |  | 1901-01-01 | Catchment Basin | Automatic shutoff device At 95% full | Automatic shutoff device At 95% full |  |  | Continuous Automatic Tank Gauge |  | Containment Sump | Automatic shutoff device (AELLD) | [5 empty] | UST Currently In Use: 2; UST Temp Close: 0; AST Currently In Use: 0; AST Temp Closed: 0 | 2 | 0 | 0 | 12300-043-018761 | HAYS AND SON OIL COMPANY, INC.
50186 | Currently in Use |  | 2001-08-01 |  | Petroleum | Premium gasoline | Premium gasoline | Retail | Double Wall | Double Wall |  |  | Double Wall |  | 1901-01-01 | Catchment Basin | Automatic shutoff device At 95% full | Automatic shutoff device At 95% full |  |  | Continuous Automatic Tank Gauge | Single walled submersible pump containment sump | Automatic shutoff device (AELLD) | Automatic shutoff device (AELLD) | [5 empty] | UST Currently In Use: 2; UST Temp Close: 0; AST Currently In Use: 0; AST Temp Closed: 0 | 2 | 0 | 0 | 12300-043-018761 | HAYS AND SON OIL COMPANY, INC.
50187 | Currently in Use |  | 1995-01-01 |  | Petroleum | Unleaded gasoline | Unleaded gasoline | Retail | Steel | Steel | Coated & cathodic protection (sti-P3) |  | Fiberglass reinforced plastic |  |  | Catchment Basin | Flow Rest 90% Full | Automatic shutoff device At 95% full |  |  | Automatic Tank Gauge | [8 empty] | UST Currently In Use: 3; UST Temp Close: 0; AST Currently In Use: 0; AST Temp Closed: 0 | 3 | 0 | 0 | 23322-097-018762 | TUONG PHAM
50188 | Currently in Use |  | 1995-01-01 |  | Petroleum | Mid-grade gasoline | Mid-grade gasoline | Retail | Steel | Steel | Coated & cathodic protection (sti-P3) |  | Fiberglass reinforced plastic |  |  | Catchment Basin | Automatic shutoff device At 95% full | Automatic shutoff device At 95% full |  |  | Automatic Tank Gauge | [8 empty] | UST Currently In Use: 3; UST Temp Close: 0; AST Currently In Use: 0; AST Temp Closed: 0 | 3 | 0 | 0 | 23322-097-018762 | TUONG PHAM
50189 | Currently in Use |  | 1995-01-01 |  | Petroleum | On road diesel | On road diesel | Retail | Steel | Steel | Coated & cathodic protection (sti-P3) |  | Fiberglass reinforced plastic |  |  | Catchment Basin | Automatic shutoff device At 95% full | Automatic shutoff device At 95% full |  |  | Automatic Tank Gauge | [8 empty] | UST Currently In Use: 3; UST Temp Close: 0; AST Currently In Use: 0; AST Temp Closed: 0 | 3 | 0 | 0 | 23322-097-018762 | TUONG PHAM
50190 | Currently in Use |  | 2002-07-12 |  | Petroleum | Unleaded gasoline | Unleaded gasoline | Retail | Double Wall | Double Wall |  |  | Fiberglass reinforced plastic |  | 1901-01-01 | Catchment Basin | Flow Rest 90% Full | Audible high level alarm At 90% full |  |  | Continuous Automatic Tank Gauge |  | Automatic shutoff device (AELLD) | Automatic shutoff device (AELLD) |  |  | Continuous alarm system | Continuous alarm system |  | UST Currently In Use: 3; UST Temp Close: 0; AST Currently In Use: 0; AST Temp Closed: 0 | 3 | 0 | 0 | 22788-055-018763 | FRED AND ALEX SOUZA
50191 | Currently in Use |  | 2002-07-12 |  | Petroleum | Premium gasoline | Premium gasoline | Retail | Double Wall | Double Wall |  |  | Fiberglass reinforced plastic |  | 1901-01-01 | Catchment Basin | Audible high level alarm At 90% full | Audible high level alarm At 90% full |  |  | Continuous Automatic Tank Gauge |  | Containment Sump | Automatic shutoff device (AELLD) |  |  | Continuous alarm system | Continuous alarm system |  | UST Currently In Use: 3; UST Temp Close: 0; AST Currently In Use: 0; AST Temp Closed: 0 | 3 | 0 | 0 | 22788-055-018763 | FRED AND ALEX SOUZA
50192 | Currently in Use |  | 2001-09-01 |  | Petroleum | Mid-grade gasoline | Mid-grade gasoline | Retail | Fiberglass coated steel | Fiberglass coated steel |  |  | Flexible |  | 1901-01-01 | Catchment Basin | Flow Rest 90% Full | Flow Rest 90% Full |  |  | Continuous Automatic Tank Gauge |  | Automatic flow restrictor (MLLD) | Automatic flow restrictor (MLLD) | Interstitial Monitoring within Secondary Containment | MANUAL/VISUAL CHECK | Continuous alarm system | Annual line testing |  | UST Currently In Use: 3; UST Temp Close: 0; AST Currently In Use: 0; AST Temp Closed: 0 | 3 | 0 | 0 | 24782-123-018764 | MANGALAMURTI LLC
50193 | Currently in Use |  | 2001-09-01 |  | Petroleum | On road diesel | On road diesel | Retail | Fiberglass coated steel | Fiberglass coated steel |  |  | PISCESCP15 |  | 1901-01-01 | Catchment Basin | Flow Rest 90% Full | Flow Rest 90% Full |  |  | Continuous Automatic Tank Gauge |  | Containment Sump | Automatic flow restrictor (MLLD) | Interstitial Monitoring within Secondary Containment | MANUAL/VISUAL CHECK | Annual line testing | Annual line testing |  | UST Currently In Use: 3; UST Temp Close: 0; AST Currently In Use: 0; AST Temp Closed: 0 | 3 | 0 | 0 | 24782-123-018764 | MANGALAMURTI LLC
50194 | Currently in Use |  | 2001-09-01 |  | Petroleum | On road diesel | On road diesel | Retail | Fiberglass coated steel | Fiberglass coated steel |  |  | PISCESCP15 |  | 1901-01-01 | Catchment Basin | Flow Rest 90% Full | Flow Rest 90% Full |  |  | Continuous Automatic Tank Gauge |  | Containment Sump | Automatic flow restrictor (MLLD) | Interstitial Monitoring within Secondary Containment | MANUAL/VISUAL CHECK | Annual line testing | Annual line testing |  | UST Currently In Use: 3; UST Temp Close: 0; AST Currently In Use: 0; AST Temp Closed: 0 | 3 | 0 | 0 | 24782-123-018764 | MANGALAMURTI LLC
50195 | Currently in Use |  | 1993-10-03 |  | Petroleum | On road diesel | On road diesel | Emergency power generator | Double Wall | Double Wall |  |  | Double Wall |  | 1901-01-01 | Catchment Basin | Audible high level alarm At 90% full | Audible high level alarm At 90% full | Interstitial Monitoring within Secondary Containment | SENSOR TO ATG | Automatic Tank Gauge |  | Containment Sump | Containment Sump | [5 empty] | UST Currently In Use: 1; UST Temp Close: 0; AST Currently In Use: 0; AST Temp Closed: 0 | 1 | 0 | 1 | 13360-115-006873 | VERIZON
50196 | Currently in Use |  | 2002-04-05 |  | Petroleum | Unleaded gasoline | Unleaded gasoline | Retail | Fiberglass reinforced plastic | Fiberglass reinforced plastic |  |  | Fiberglass reinforced plastic |  | 1901-01-01 | Catchment Basin | Automatic shutoff device At 95% full | Automatic shutoff device At 95% full |  |  | Continuous Automatic Tank Gauge |  | Automatic flow restrictor (MLLD) | Automatic flow restrictor (MLLD) |  |  | Annual line testing | Annual line testing |  | UST Currently In Use: 2; UST Temp Close: 0; AST Currently In Use: 0; AST Temp Closed: 0 | 2 | 0 | 0 | 24901-073-018765 | ENSLEY CHINESE & SEAFOOD LLC
50198 | Currently in Use |  | 2002-04-05 |  | Petroleum | Premium gasoline | Premium gasoline | Retail | Single Wall | Fiberglass reinforced plastic |  |  | Double Wall |  | 1901-01-01 | Catchment Basin | Automatic shutoff device At 95% full | Automatic shutoff device At 95% full |  |  | Continuous Automatic Tank Gauge |  | Automatic flow restrictor (MLLD) | Automatic flow restrictor (MLLD) |  |  | Annual line testing | Annual line testing |  | UST Currently In Use: 2; UST Temp Close: 0; AST Currently In Use: 0; AST Temp Closed: 0 | 2 | 0 | 0 | 24901-073-018765 | ENSLEY CHINESE & SEAFOOD LLC
50199 | Currently in Use |  | 1998-12-01 |  | Petroleum | Unleaded gasoline | Unleaded gasoline | Retail | Fiberglass coated steel | Fiberglass coated steel |  |  | Double Wall |  | 1901-01-01 | Catchment Basin | Flow Rest 90% Full | Flow Rest 90% Full |  |  | Continuous Automatic Tank Gauge |  | Automatic flow restrictor (MLLD) | Automatic flow restrictor (MLLD) |  |  | Annual line testing | Annual line testing |  | UST Currently In Use: 3; UST Temp Close: 0; AST Currently In Use: 0; AST Temp Closed: 0 | 3 | 0 | 0 | 21495-095-018766 | TED PARKER
50200 | Currently in Use |  | 1998-12-01 |  | Petroleum | Premium gasoline | Premium gasoline | Retail | Single Wall | Fiberglass coated steel |  |  | Fiberglass reinforced plastic |  | 1901-01-01 | Catchment Basin | Flow Rest 90% Full | Flow Rest 90% Full |  |  | Continuous Automatic Tank Gauge |  | Automatic flow restrictor (MLLD) | Automatic flow restrictor (MLLD) |  |  | Annual line testing | Annual line testing |  | UST Currently In Use: 3; UST Temp Close: 0; AST Currently In Use: 0; AST Temp Closed: 0 | 3 | 0 | 0 | 21495-095-018766 | TED PARKER
50201 | Currently in Use |  | 1998-12-01 |  | Petroleum | On road diesel | On road diesel | Retail | Fiberglass coated steel | Fiberglass coated steel |  |  | Fiberglass reinforced plastic |  | 1901-01-01 | Catchment Basin | Flow Rest 90% Full | Flow Rest 90% Full |  |  | Continuous Automatic Tank Gauge |  | Automatic flow restrictor (MLLD) | Automatic flow restrictor (MLLD) |  |  | Annual line testing | Annual line testing |  | UST Currently In Use: 3; UST Temp Close: 0; AST Currently In Use: 0; AST Temp Closed: 0 | 3 | 0 | 0 | 21495-095-018766 | TED PARKER
50202 | Currently in Use |  | 2002-03-01 |  | Petroleum | Unleaded gasoline | Unleaded gasoline | Retail | Fiberglass reinforced plastic | Fiberglass reinforced plastic |  |  | Flexible |  |  | Catchment Basin | Flow Rest 90% Full | Flow Rest 90% Full |  |  | Continuous Automatic Tank Gauge | Single walled submersible pump containment sump | Containment Sump | Automatic flow restrictor (MLLD) | Interstitial Monitoring within Secondary Containment | SENSOR TO ATG | Annual line testing | Annual line testing |  | UST Currently In Use: 2; UST Temp Close: 0; AST Currently In Use: 0; AST Temp Closed: 0 | 2 | 0 | 5 | 24444-103-006797 | LEWIS & RAULERSON, INC.
50203 | Currently in Use |  | 2002-03-01 |  | Petroleum | Premium gasoline | Premium gasoline | Retail | Fiberglass reinforced plastic | Fiberglass reinforced plastic |  |  | Double Wall |  |  | Catchment Basin | Flow Rest 90% Full | Flow Rest 90% Full |  |  | Continuous Automatic Tank Gauge | Single walled submersible pump containment sump | Automatic flow restrictor (MLLD) | Automatic flow restrictor (MLLD) | Interstitial Monitoring within Secondary Containment | SENSOR TO ATG | Continuous alarm system | Annual line testing |  | UST Currently In Use: 2; UST Temp Close: 0; AST Currently In Use: 0; AST Temp Closed: 0 | 2 | 0 | 5 | 24444-103-006797 | LEWIS & RAULERSON, INC.
50204 | Currently in Use |  | 2002-07-10 |  | Petroleum | Unleaded gasoline | Unleaded gasoline | Retail | Fiberglass coated steel | Fiberglass coated steel |  |  | Double Wall |  | 1901-01-01 | Catchment Basin | Flow Rest 90% Full | Flow Rest 90% Full |  |  | Continuous Automatic Tank Gauge | Single walled submersible pump containment sump | Automatic flow restrictor (MLLD) | Automatic flow restrictor (MLLD) | Interstitial Monitoring within Secondary Containment |  | Annual line testing | Annual line testing |  | UST Currently In Use: 1; UST Temp Close: 0; AST Currently In Use: 0; AST Temp Closed: 0 | 1 | 0 | 4 | 23372-057-006346 | MIDSTATES PETROLEUM COMPANY
50205 | Currently in Use |  | 2002-02-14 |  | Petroleum | Unleaded gasoline | Unleaded gasoline | Retail | Fiberglass coated steel | Fiberglass coated steel |  |  | Flexible |  | 1901-01-01 | Catchment Basin | Flow Rest 90% Full | Flow Rest 90% Full |  |  | Continuous Automatic Tank Gauge |  | Containment Sump | Automatic flow restrictor (MLLD) | Interstitial Monitoring within Secondary Containment | SENSOR TO ATG | Annual line testing | Annual line testing |  | UST Currently In Use: 2; UST Temp Close: 0; AST Currently In Use: 0; AST Temp Closed: 0 | 2 | 0 | 0 | 24230-001-018768 | SONNY PATEL
50206 | Currently in Use |  | 2002-02-14 |  | Petroleum | Premium gasoline | Premium gasoline | Retail | Fiberglass coated steel | Fiberglass coated steel |  |  | Flexible |  | 1901-01-01 | Catchment Basin | Flow Rest 90% Full | Flow Rest 90% Full |  |  | Continuous Automatic Tank Gauge |  | Containment Sump | Automatic flow restrictor (MLLD) | Interstitial Monitoring within Secondary Containment | SENSOR TO ATG | Annual line testing | Annual line testing |  | UST Currently In Use: 2; UST Temp Close: 0; AST Currently In Use: 0; AST Temp Closed: 0 | 2 | 0 | 0 | 24230-001-018768 | SONNY PATEL
50207 | Temporary Closed | 2008-09-01 | 1999-03-01 |  | Petroleum | Unleaded gasoline | Unleaded gasoline | Retail | Steel | Steel | Coated & cathodic protection (sti-P3) |  | Fiberglass reinforced plastic |  | 1901-01-01 | Catchment Basin | Flow Rest 90% Full | Flow Rest 90% Full |  |  | Automatic Tank Gauge |  | Automatic flow restrictor (MLLD) | Automatic flow restrictor (MLLD) |  |  | Annual line testing | Annual line testing |  | UST Currently In Use: 0; UST Temp Close: 2; AST Currently In Use: 0; AST Temp Closed: 0 | 0 | 2 | 0 | 14493-125-018769 | SOUTHERN OIL COMPANY, INC.
50208 | Temporary Closed | 2008-09-01 | 1999-03-01 |  | Petroleum | Mid-grade gasoline | Mid-grade gasoline | Retail | Steel | Steel | Coated & cathodic protection (sti-P3) |  | Fiberglass reinforced plastic |  | 1901-01-01 | Catchment Basin | Flow Rest 90% Full | Flow Rest 90% Full |  |  | Automatic Tank Gauge |  | Automatic flow restrictor (MLLD) | Automatic flow restrictor (MLLD) |  |  | Annual line testing | Annual line testing |  | UST Currently In Use: 0; UST Temp Close: 2; AST Currently In Use: 0; AST Temp Closed: 0 | 0 | 2 | 0 | 14493-125-018769 | SOUTHERN OIL COMPANY, INC.
50209 | Permanently Closed | 2016-02-01 | 2001-06-15 | 2023-02-01 | Petroleum | Other, GAS ADDITI | Other | Retail | Double Wall | Double Wall |  |  | Double Wall |  | 1901-01-01 | Catchment Basin | Automatic shutoff device At 95% full | Automatic shutoff device At 95% full |  |  | Continuous Automatic Tank Gauge |  | Automatic shutoff device (AELLD) | Automatic shutoff device (AELLD) | [5 empty] | UST Currently In Use: 0; UST Temp Close: 0; AST Currently In Use: 0; AST Temp Closed: 0 | 0 | 0 | 4 | 23413-051-018770 | CIRCLE K STORES, INC.
50210 | Permanently Closed |  | 2001-06-15 | 2023-02-01 | Petroleum | Unleaded gasoline | Unleaded gasoline | Retail | Double Wall | Double Wall |  |  | Double Wall |  | 1901-01-01 | Catchment Basin | Automatic shutoff device At 95% full | Automatic shutoff device At 95% full |  |  | Continuous Automatic Tank Gauge |  | Automatic shutoff device (AELLD) | Automatic shutoff device (AELLD) | [5 empty] | UST Currently In Use: 0; UST Temp Close: 0; AST Currently In Use: 0; AST Temp Closed: 0 | 0 | 0 | 4 | 23413-051-018770 | CIRCLE K STORES, INC.
50211 | Permanently Closed |  | 2001-06-15 | 2023-02-01 | Petroleum | Premium gasoline | Premium gasoline | Retail | Double Wall | Double Wall |  |  | Double Wall |  | 1901-01-01 | Catchment Basin | Automatic shutoff device At 95% full | Automatic shutoff device At 95% full |  |  | Continuous Automatic Tank Gauge |  | Automatic shutoff device (AELLD) | Automatic shutoff device (AELLD) | [5 empty] | UST Currently In Use: 0; UST Temp Close: 0; AST Currently In Use: 0; AST Temp Closed: 0 | 0 | 0 | 4 | 23413-051-018770 | CIRCLE K STORES, INC.
50212 | Permanently Closed |  | 2001-06-15 | 2023-02-01 | Petroleum | Unleaded gasoline | Unleaded gasoline | Retail | Double Wall | Double Wall |  |  | Double Wall |  | 1901-01-01 | Catchment Basin | Automatic shutoff device At 95% full | Automatic shutoff device At 95% full |  |  | Continuous Automatic Tank Gauge |  | Automatic shutoff device (AELLD) | Automatic shutoff device (AELLD) | [5 empty] | UST Currently In Use: 0; UST Temp Close: 0; AST Currently In Use: 0; AST Temp Closed: 0 | 0 | 0 | 4 | 23413-051-018770 | CIRCLE K STORES, INC.
50213 | Temporary Closed | 2010-03-04 | 2000-06-01 |  | Petroleum | Unleaded gasoline | Unleaded gasoline | Farm/Residential tank Less Than 1100 gal (Not Regulated) | Steel | Steel | Coated & cathodic protection (sti-P3) |  | Steel |  | 1901-01-01 | Catchment Basin | Flow Rest 90% Full | Flow Rest 90% Full |  |  | Manual Tank Gauging (only tanks 1000 gal. or less and 48” or 64” in diameter) | [8 empty] | UST Currently In Use: 0; UST Temp Close: 2; AST Currently In Use: 0; AST Temp Closed: 0 | 0 | 2 | 0 | 25621-019-018771 | GREENWAY PROPERTY MANAGEMENT LLC
50214 | Temporary Closed | 2010-03-04 | 2000-06-01 |  | Petroleum | On road diesel | On road diesel | Farm/Residential tank Less Than 1100 gal (Not Regulated) | Steel | Single Wall | Coated & cathodic protection (sti-P3) |  | Steel |  | 1901-01-01 | Catchment Basin | Flow Rest 90% Full | Flow Rest 90% Full |  |  | Manual Tank Gauging (only tanks 1000 gal. or less and 48” or 64” in diameter) | [8 empty] | UST Currently In Use: 0; UST Temp Close: 2; AST Currently In Use: 0; AST Temp Closed: 0 | 0 | 2 | 0 | 25621-019-018771 | GREENWAY PROPERTY MANAGEMENT LLC
50215 | Permanently Closed |  | 2000-10-01 | 2023-04-01 | Petroleum | Unleaded gasoline | Unleaded gasoline | Retail | Fiberglass coated steel | Double Wall |  |  | Double Wall |  | 1901-01-01 | Catchment Basin | Automatic shutoff device At 95% full | Automatic shutoff device At 95% full |  |  | Continuous Automatic Tank Gauge |  | Automatic shutoff device (AELLD) | Automatic shutoff device (AELLD) | [5 empty] | UST Currently In Use: 0; UST Temp Close: 0; AST Currently In Use: 0; AST Temp Closed: 0 | 0 | 0 | 3 | 23413-051-018772 | CIRCLE K STORES, INC.
50216 | Permanently Closed |  | 2000-11-01 | 2023-04-01 | Petroleum | Premium gasoline | Premium gasoline | Retail | Double Wall | Double Wall |  |  | Double Wall |  | 1901-01-01 | Catchment Basin | Automatic shutoff device At 95% full | Automatic shutoff device At 95% full |  |  | Continuous Automatic Tank Gauge |  | Automatic flow restrictor (MLLD) | Automatic flow restrictor (MLLD) |  |  | MANIF W 18 | Other |  | UST Currently In Use: 0; UST Temp Close: 0; AST Currently In Use: 0; AST Temp Closed: 0 | 0 | 0 | 3 | 23413-051-018772 | CIRCLE K STORES, INC.
50217 | Permanently Closed |  | 2000-10-01 | 2023-04-01 | Petroleum | Unleaded gasoline | Unleaded gasoline | Retail | Double Wall | Double Wall |  |  | Double Wall |  | 1901-01-01 | Catchment Basin | Automatic shutoff device At 95% full | Automatic shutoff device At 95% full |  |  | Continuous Automatic Tank Gauge |  | Containment Sump | Automatic shutoff device (AELLD) | [5 empty] | UST Currently In Use: 0; UST Temp Close: 0; AST Currently In Use: 0; AST Temp Closed: 0 | 0 | 0 | 3 | 23413-051-018772 | CIRCLE K STORES, INC.
50220 | Currently in Use |  | 2002-06-28 |  | Petroleum | Unleaded gasoline | Unleaded gasoline | Retail | Fiberglass coated steel | Fiberglass coated steel |  |  | OPW PISCES |  | 1901-01-01 | Catchment Basin | Flow Rest 90% Full | Flow Rest 90% Full | Interstitial Monitoring within Secondary Containment |  | Continuous Automatic Tank Gauge |  | Automatic flow restrictor (MLLD) | Automatic flow restrictor (MLLD) |  |  | Annual line testing | Annual line testing |  | UST Currently In Use: 6; UST Temp Close: 0; AST Currently In Use: 1; AST Temp Closed: 0 | 6 | 0 | 5 | 20411-007-008553 | DC OIL COMPANY
50221 | Currently in Use |  | 2002-06-28 |  | Petroleum | On road diesel | On road diesel | Retail | Fiberglass coated steel | Fiberglass coated steel |  |  | OPW PISCES |  | 1901-01-01 | Catchment Basin | Flow Rest 90% Full | Flow Rest 90% Full | Interstitial Monitoring within Secondary Containment |  | Continuous Automatic Tank Gauge |  | Automatic flow restrictor (MLLD) | Automatic flow restrictor (MLLD) |  |  | Annual line testing | Annual line testing |  | UST Currently In Use: 6; UST Temp Close: 0; AST Currently In Use: 1; AST Temp Closed: 0 | 6 | 0 | 5 | 20411-007-008553 | DC OIL COMPANY
50222 | Currently in Use |  | 2002-06-28 |  | Petroleum | Off road diesel | Off road diesel | Retail | Fiberglass coated steel | Fiberglass coated steel |  |  | Fiberglass reinforced plastic |  | 1901-01-01 | Catchment Basin | Flow Rest 90% Full | Flow Rest 90% Full | Interstitial Monitoring within Secondary Containment |  | Continuous Automatic Tank Gauge |  | Automatic flow restrictor (MLLD) | Automatic flow restrictor (MLLD) |  |  | Annual line testing | Annual line testing |  | UST Currently In Use: 6; UST Temp Close: 0; AST Currently In Use: 1; AST Temp Closed: 0 | 6 | 0 | 5 | 20411-007-008553 | DC OIL COMPANY
50223 | Currently in Use |  | 2002-06-28 |  | Petroleum | On road diesel | On road diesel | Retail | Fiberglass coated steel | Fiberglass coated steel |  |  | OPW PISCES |  | 1901-01-01 | Catchment Basin | Flow Rest 90% Full | Flow Rest 90% Full | Interstitial Monitoring within Secondary Containment |  | Continuous Automatic Tank Gauge |  | Automatic flow restrictor (MLLD) | Automatic flow restrictor (MLLD) |  |  | Annual line testing | Annual line testing |  | UST Currently In Use: 6; UST Temp Close: 0; AST Currently In Use: 1; AST Temp Closed: 0 | 6 | 0 | 5 | 20411-007-008553 | DC OIL COMPANY
50224 | Currently in Use |  | 2002-06-28 |  | Petroleum | Premium gasoline | Premium gasoline | Retail | Fiberglass coated steel | Fiberglass coated steel |  |  | Flexible |  | 1901-01-01 | Catchment Basin | Flow Rest 90% Full | Flow Rest 90% Full | Interstitial Monitoring within Secondary Containment |  | Continuous Automatic Tank Gauge |  | Containment Sump | Automatic flow restrictor (MLLD) |  |  | Annual line testing | Annual line testing |  | UST Currently In Use: 6; UST Temp Close: 0; AST Currently In Use: 1; AST Temp Closed: 0 | 6 | 0 | 5 | 20411-007-008553 | DC OIL COMPANY
50225 | Currently in Use |  | 2002-06-28 |  | Petroleum | Kerosene | Kerosene | Retail | Fiberglass coated steel | Fiberglass coated steel |  |  | Flexible |  | 1901-01-01 | Catchment Basin | Flow Rest 90% Full | Flow Rest 90% Full | Interstitial Monitoring within Secondary Containment |  | Automatic Tank Gauge |  | Containment Sump | Automatic flow restrictor (MLLD) |  |  | Annual line testing | Annual line testing |  | UST Currently In Use: 6; UST Temp Close: 0; AST Currently In Use: 1; AST Temp Closed: 0 | 6 | 0 | 5 | 20411-007-008553 | DC OIL COMPANY
50226 | Currently in Use |  | 2002-03-15 |  | Petroleum | Unleaded gasoline | Unleaded gasoline | Retail | Fiberglass coated steel | Fiberglass coated steel |  |  | PISCES |  | 1901-01-01 | Catchment Basin | Flow Rest 90% Full | Flow Rest 90% Full |  |  | Continuous Automatic Tank Gauge |  | Automatic flow restrictor (MLLD) | Automatic flow restrictor (MLLD) |  |  | Annual line testing | Annual line testing |  | UST Currently In Use: 3; UST Temp Close: 0; AST Currently In Use: 0; AST Temp Closed: 0 | 3 | 0 | 0 | 25458-101-018773 | LIONS PRIDE PROPERTY INC
50227 | Currently in Use |  | 2002-03-15 |  | Petroleum | Premium gasoline | Premium gasoline | Retail | Fiberglass coated steel | Fiberglass coated steel |  |  | Flexible |  | 1901-01-01 | Catchment Basin | Flow Rest 90% Full | Flow Rest 90% Full |  |  | Continuous Automatic Tank Gauge |  | Automatic flow restrictor (MLLD) | Automatic flow restrictor (MLLD) |  |  | Annual line testing | Annual line testing |  | UST Currently In Use: 3; UST Temp Close: 0; AST Currently In Use: 0; AST Temp Closed: 0 | 3 | 0 | 0 | 25458-101-018773 | LIONS PRIDE PROPERTY INC
50228 | Currently in Use |  | 2002-03-15 |  | Petroleum | On road diesel | On road diesel | Retail | Fiberglass coated steel | Fiberglass coated steel |  |  | Flexible |  | 1901-01-01 | Catchment Basin | Flow Rest 90% Full | Flow Rest 90% Full |  |  | Continuous Automatic Tank Gauge |  | Automatic flow restrictor (MLLD) | Automatic flow restrictor (MLLD) |  |  | Annual line testing | Annual line testing |  | UST Currently In Use: 3; UST Temp Close: 0; AST Currently In Use: 0; AST Temp Closed: 0 | 3 | 0 | 0 | 25458-101-018773 | LIONS PRIDE PROPERTY INC
50229 | Permanently Closed | 2003-09-15 | 1999-02-05 | 2003-09-15 | Petroleum | On road diesel | On road diesel | Retail | Fiberglass coated steel | Fiberglass coated steel | Field installed cathodic protection |  | Fiberglass reinforced plastic |  | 1901-01-01 | Catchment Basin | Automatic shutoff device At 95% full | Automatic shutoff device At 95% full |  |  | Continuous Automatic Tank Gauge | [8 empty] | UST Currently In Use: 0; UST Temp Close: 0; AST Currently In Use: 0; AST Temp Closed: 0 | 0 | 0 | 7 | 14694-089-003862 | STEVENS OIL COMPANY
50230 | Currently in Use |  | 2002-07-12 |  | Petroleum | Unleaded gasoline | Unleaded gasoline | Retail | Fiberglass reinforced plastic | Fiberglass reinforced plastic |  |  | Flexible |  | 1901-01-01 | Catchment Basin | Audible high level alarm At 90% full | Audible high level alarm At 90% full | Interstitial Monitoring within Secondary Containment |  | Continuous Automatic Tank Gauge |  | Automatic flow restrictor (MLLD) | Automatic flow restrictor (MLLD) | Interstitial Monitoring within Secondary Containment | SENSOR TO ATG | Continuous alarm system | Continuous alarm system |  | UST Currently In Use: 4; UST Temp Close: 0; AST Currently In Use: 0; AST Temp Closed: 0 | 4 | 0 | 0 | 13579-069-018775 | MURPHY OIL USA, INC.
50231 | Currently in Use |  | 2002-08-07 |  | Petroleum | Premium gasoline | Premium gasoline |  | Fiberglass reinforced plastic | Fiberglass reinforced plastic |  |  | Fiberglass reinforced plastic |  | 1901-01-01 | Catchment Basin | Audible high level alarm At 90% full | Audible high level alarm At 90% full | Interstitial Monitoring within Secondary Containment |  | Continuous Automatic Tank Gauge |  | Containment Sump | Automatic flow restrictor (MLLD) | Interstitial Monitoring within Secondary Containment | SENSOR TO ATG | Continuous alarm system | Continuous alarm system |  | UST Currently In Use: 4; UST Temp Close: 0; AST Currently In Use: 0; AST Temp Closed: 0 | 4 | 0 | 0 | 13579-069-018775 | MURPHY OIL USA, INC.
50232 | Currently in Use |  | 1991-12-02 |  | Petroleum | Unleaded gasoline | Unleaded gasoline | Industrial | Fiberglass reinforced plastic | Fiberglass reinforced plastic |  |  | Fiberglass reinforced plastic |  | 1901-01-01 | Catchment Basin | Automatic shutoff device At 95% full | Automatic shutoff device At 95% full |  |  | Continuous Automatic Tank Gauge | [8 empty] | UST Currently In Use: 2; UST Temp Close: 0; AST Currently In Use: 0; AST Temp Closed: 0 | 2 | 0 | 0 | 21516-019-018776 | CHEROKEE ELECTRIC CO-OPERATIVE
50233 | Currently in Use |  | 1991-12-02 |  | Petroleum | On road diesel | On road diesel | Industrial | Fiberglass reinforced plastic | Fiberglass reinforced plastic |  |  | Fiberglass reinforced plastic |  | 1901-01-01 | Catchment Basin | Automatic shutoff device At 95% full | Automatic shutoff device At 95% full |  |  | Continuous Automatic Tank Gauge | [8 empty] | UST Currently In Use: 2; UST Temp Close: 0; AST Currently In Use: 0; AST Temp Closed: 0 | 2 | 0 | 0 | 21516-019-018776 | CHEROKEE ELECTRIC CO-OPERATIVE
50234 | Currently in Use |  | 2002-02-06 |  | Petroleum | Unleaded gasoline | Unleaded gasoline | Retail | Double Wall | Double Wall |  |  | Double Wall | ENVIRON | 1901-01-01 | Catchment Basin | Flow Rest 90% Full | Flow Rest 90% Full |  |  | Continuous Automatic Tank Gauge |  | Automatic flow restrictor (MLLD) | Automatic flow restrictor (MLLD) |  |  | Annual line testing | Annual line testing |  | UST Currently In Use: 3; UST Temp Close: 0; AST Currently In Use: 0; AST Temp Closed: 0 | 3 | 0 | 4 | 25547-089-011996 | MUTAI LLC
50235 | Currently in Use |  | 2002-02-06 |  | Petroleum | Premium gasoline | Premium gasoline | Retail | Double Wall | Double Wall |  |  | Flexible | ENVIRON | 1901-01-01 | Catchment Basin | Flow Rest 90% Full | Flow Rest 90% Full |  |  | Continuous Automatic Tank Gauge |  | Automatic flow restrictor (MLLD) | Automatic flow restrictor (MLLD) |  |  | Annual line testing | Annual line testing |  | UST Currently In Use: 3; UST Temp Close: 0; AST Currently In Use: 0; AST Temp Closed: 0 | 3 | 0 | 4 | 25547-089-011996 | MUTAI LLC
50236 | Currently in Use |  | 2002-02-06 |  | Petroleum | On road diesel | On road diesel | Retail | Fiberglass reinforced plastic | Double Wall |  |  | Double Wall | ENVIRON | 1901-01-01 | Catchment Basin | Flow Rest 90% Full | Flow Rest 90% Full |  |  | Continuous Automatic Tank Gauge |  | Automatic flow restrictor (MLLD) | Automatic flow restrictor (MLLD) |  |  | Annual line testing | Annual line testing |  | UST Currently In Use: 3; UST Temp Close: 0; AST Currently In Use: 0; AST Temp Closed: 0 | 3 | 0 | 4 | 25547-089-011996 | MUTAI LLC
50237 | Cannot Locate or abandoned | 2002-03-05 | 1992-03-29 |  | Petroleum | Other, EMPTY | Other | Retail | Steel | Single Wall | Coated & cathodic protection (sti-P3) |  | Single Wall |  |  | Catchment Basin | Flow Rest 90% Full | Flow Rest 90% Full |  |  | Other | [8 empty] | UST Currently In Use: 0; UST Temp Close: 0; AST Currently In Use: 0; AST Temp Closed: 0 | 0 | 0 | 0 | 23716-071-000188 | GOODE GROUP LLC
50238 | Currently in Use |  | 2002-03-01 |  | Petroleum | Unleaded gasoline | Unleaded gasoline | Retail | Double Wall | Double Wall |  |  | Double Wall |  | 1901-01-01 | Catchment Basin | Audible high level alarm At 90% full | Audible high level alarm At 90% full | Interstitial Monitoring within Secondary Containment | SENSOR TO ATG | Continuous Automatic Tank Gauge |  | Containment Sump | Automatic flow restrictor (MLLD) | Interstitial Monitoring within Secondary Containment | SENSOR TO ATG | Annual line testing | Annual line testing |  | UST Currently In Use: 1; UST Temp Close: 0; AST Currently In Use: 0; AST Temp Closed: 0 | 1 | 0 | 0 | 22176-003-018781 | CIRCLE K
50239 | Currently in Use |  | 2002-06-05 |  | Petroleum | Unleaded gasoline | Unleaded gasoline | Retail | Double Wall | Double Wall |  |  | Flexible |  | 1901-01-01 | Catchment Basin | Flow Rest 90% Full | Flow Rest 90% Full |  |  | Continuous Automatic Tank Gauge |  | Containment Sump | Automatic flow restrictor (MLLD) |  |  | Annual line testing | Annual line testing |  | UST Currently In Use: 2; UST Temp Close: 0; AST Currently In Use: 0; AST Temp Closed: 0 | 2 | 0 | 0 | 25242-097-018782 | SHAILAV M SHETH
50240 | Currently in Use |  | 2002-06-05 |  | Petroleum | Premium gasoline | Premium gasoline | Retail | Double Wall | Double Wall |  |  | Flexible |  | 1901-01-01 | Catchment Basin | Flow Rest 90% Full | Flow Rest 90% Full |  |  | Continuous Automatic Tank Gauge |  | Automatic flow restrictor (MLLD) | Automatic flow restrictor (MLLD) |  |  | Annual line testing | Annual line testing |  | UST Currently In Use: 2; UST Temp Close: 0; AST Currently In Use: 0; AST Temp Closed: 0 | 2 | 0 | 0 | 25242-097-018782 | SHAILAV M SHETH
50241 | Currently in Use |  | 2002-10-17 |  | Petroleum | Unleaded gasoline | Unleaded gasoline | Retail | Fiberglass reinforced plastic | Double Wall |  |  | Flexible |  | 1901-01-01 | Catchment Basin | Audible high level alarm At 90% full | Audible high level alarm At 90% full | Interstitial Monitoring within Secondary Containment | SENSOR TO ATG |  | Single walled submersible pump containment sump | Automatic flow restrictor (MLLD) | Automatic flow restrictor (MLLD) |  | SENSOR TO ATG | Annual line testing | Annual line testing |  | UST Currently In Use: 2; UST Temp Close: 0; AST Currently In Use: 0; AST Temp Closed: 0 | 2 | 0 | 0 | 13579-127-018786 | MURPHY OIL USA, INC.
50242 | Currently in Use |  | 2002-10-17 |  | Petroleum | Premium gasoline | Premium gasoline | Retail | Double Wall | Double Wall |  |  | Flexible |  | 1901-01-01 | Catchment Basin | Audible high level alarm At 90% full | Audible high level alarm At 90% full | Interstitial Monitoring within Secondary Containment | SENSOR TO ATG |  | Single walled submersible pump containment sump | Containment Sump | Automatic flow restrictor (MLLD) |  | SENSOR TO ATG | Annual line testing | Annual line testing |  | UST Currently In Use: 2; UST Temp Close: 0; AST Currently In Use: 0; AST Temp Closed: 0 | 2 | 0 | 0 | 13579-127-018786 | MURPHY OIL USA, INC.
50243 | Currently in Use |  | 2002-07-03 |  | Petroleum | Unleaded gasoline | Unleaded gasoline | Retail | Fiberglass coated steel | Fiberglass coated steel |  |  | Double Wall | APT | 1901-01-01 | Catchment Basin | Automatic shutoff device At 95% full | Automatic shutoff device At 95% full |  |  | Continuous Automatic Tank Gauge |  | Automatic shutoff device (AELLD) | Automatic shutoff device (AELLD) |  |  | Statistical inventory reconciliation (SIR) | Statistical inventory reconciliation (SIR) |  | UST Currently In Use: 3; UST Temp Close: 0; AST Currently In Use: 0; AST Temp Closed: 0 | 3 | 0 | 0 | 22176-101-018788 | CIRCLE K
50244 | Currently in Use |  | 2002-07-03 |  | Hazardous Substance | On road diesel | On road diesel | Retail | Fiberglass coated steel | Fiberglass coated steel |  |  | ENVIRON |  | 1901-01-01 | Catchment Basin | Flow Rest 90% Full | Automatic shutoff device At 95% full |  |  | Continuous Automatic Tank Gauge |  | Automatic shutoff device (AELLD) | Automatic shutoff device (AELLD) |  |  | Statistical inventory reconciliation (SIR) | Statistical inventory reconciliation (SIR) |  | UST Currently In Use: 3; UST Temp Close: 0; AST Currently In Use: 0; AST Temp Closed: 0 | 3 | 0 | 0 | 22176-101-018788 | CIRCLE K
50245 | Currently in Use |  | 2002-07-03 |  | Petroleum | Premium gasoline | Premium gasoline | Retail | Fiberglass coated steel | Fiberglass coated steel |  |  | Flexible |  | 1901-01-01 | Catchment Basin | Automatic shutoff device At 95% full | Automatic shutoff device At 95% full |  |  | Continuous Automatic Tank Gauge |  | Automatic shutoff device (AELLD) | Automatic shutoff device (AELLD) |  |  | Statistical inventory reconciliation (SIR) | Statistical inventory reconciliation (SIR) |  | UST Currently In Use: 3; UST Temp Close: 0; AST Currently In Use: 0; AST Temp Closed: 0 | 3 | 0 | 0 | 22176-101-018788 | CIRCLE K
50246 | Currently in Use |  | 2002-05-07 |  | Petroleum | On road diesel | On road diesel | Industrial | Double Wall | Double Wall |  |  | Fiberglass reinforced plastic |  | 1901-01-01 | Catchment Basin | Automatic shutoff device At 95% full | Automatic shutoff device At 95% full | Interstitial Monitoring within Secondary Containment | SENSOR TO ATG | Automatic Tank Gauge |  | Automatic shutoff device (AELLD) | Automatic shutoff device (AELLD) |  | SENSOR TO ATG | Continuous alarm system | Continuous alarm system |  | UST Currently In Use: 1; UST Temp Close: 0; AST Currently In Use: 0; AST Temp Closed: 0 | 1 | 0 | 0 | 21863-073-018789 | C.S. ALABAMA LLC C/O FED EX FREIGHT
50247 | Currently in Use |  | 2002-07-01 |  | Petroleum | On road diesel | On road diesel | Retail | Fiberglass reinforced plastic | Fiberglass reinforced plastic |  |  | Flexible |  | 1901-01-01 | Catchment Basin | Flow Rest 90% Full | Flow Rest 90% Full | Interstitial Monitoring within Secondary Containment | SENSOR TO ATG | Continuous Automatic Tank Gauge |  | Automatic shutoff device (AELLD) | Automatic shutoff device (AELLD) |  |  | Annual line testing | Annual line testing |  | UST Currently In Use: 3; UST Temp Close: 0; AST Currently In Use: 0; AST Temp Closed: 0 | 3 | 0 | 0 | 25740-021-018790 | GANDER CORPORATION
50248 | Currently in Use |  | 2002-07-01 |  | Petroleum | Unleaded gasoline | Unleaded gasoline | Retail | Fiberglass reinforced plastic | Fiberglass reinforced plastic |  |  | Flexible |  | 1901-01-01 | Catchment Basin | Flow Rest 90% Full | Flow Rest 90% Full | Interstitial Monitoring within Secondary Containment | SENSOR TO ATG | Continuous Automatic Tank Gauge |  | Automatic shutoff device (AELLD) | Automatic shutoff device (AELLD) |  |  | Annual line testing | Annual line testing |  | UST Currently In Use: 3; UST Temp Close: 0; AST Currently In Use: 0; AST Temp Closed: 0 | 3 | 0 | 0 | 25740-021-018790 | GANDER CORPORATION
50249 | Currently in Use |  | 2002-07-01 |  | Petroleum | On road diesel | On road diesel | Retail | Fiberglass reinforced plastic | Fiberglass reinforced plastic |  |  | Flexible |  | 1901-01-01 | Catchment Basin | Flow Rest 90% Full | Flow Rest 90% Full | Interstitial Monitoring within Secondary Containment | SENSOR TO ATG | Continuous Automatic Tank Gauge |  | Automatic shutoff device (AELLD) | Automatic shutoff device (AELLD) |  |  | Annual line testing | Annual line testing |  | UST Currently In Use: 3; UST Temp Close: 0; AST Currently In Use: 0; AST Temp Closed: 0 | 3 | 0 | 0 | 25740-021-018790 | GANDER CORPORATION
50250 | Currently in Use |  | 1991-02-01 |  | Petroleum | Unleaded gasoline | Unleaded gasoline | Retail | Single Wall | Single Wall | Coated & cathodic protection (sti-P3) |  | Double Wall |  |  | Catchment Basin | Flow Rest 90% Full | Flow Rest 90% Full |  |  | Continuous Automatic Tank Gauge |  | Automatic flow restrictor (MLLD) | Automatic flow restrictor (MLLD) |  |  | Annual line testing | Annual line testing |  | UST Currently In Use: 3; UST Temp Close: 0; AST Currently In Use: 0; AST Temp Closed: 0 | 3 | 0 | 0 | 23416-019-018792 | Superior Transport INC dBA JSDN Company LLC
50251 | Currently in Use |  | 1991-02-01 |  | Petroleum | Other, 100% | Other | Retail | Single Wall | Single Wall | Coated & cathodic protection (sti-P3) |  | Double Wall |  |  | Catchment Basin | Flow Rest 90% Full | Flow Rest 90% Full |  |  | Continuous Automatic Tank Gauge |  | Automatic flow restrictor (MLLD) | Automatic flow restrictor (MLLD) |  |  | Annual line testing | Annual line testing |  | UST Currently In Use: 3; UST Temp Close: 0; AST Currently In Use: 0; AST Temp Closed: 0 | 3 | 0 | 0 | 23416-019-018792 | Superior Transport INC dBA JSDN Company LLC
50252 | Currently in Use |  | 1991-02-01 |  | Petroleum | On road diesel | On road diesel | Retail | Steel | Single Wall | Coated & cathodic protection (sti-P3) |  | Double Wall |  |  | Catchment Basin | Flow Rest 90% Full | Flow Rest 90% Full |  |  | Continuous Automatic Tank Gauge |  | Containment Sump | Automatic flow restrictor (MLLD) |  |  | Annual line testing | Annual line testing |  | UST Currently In Use: 3; UST Temp Close: 0; AST Currently In Use: 0; AST Temp Closed: 0 | 3 | 0 | 0 | 23416-019-018792 | Superior Transport INC dBA JSDN Company LLC
50253 | Currently in Use |  | 1998-09-01 |  | Petroleum | Unleaded gasoline | Unleaded gasoline | Retail | Fiberglass coated steel | Fiberglass coated steel |  |  | Flexible | OPW | 1901-01-01 | Catchment Basin | Flow Rest 90% Full | Flow Rest 90% Full |  |  | Continuous Automatic Tank Gauge |  | Automatic flow restrictor (MLLD) | Automatic flow restrictor (MLLD) | Interstitial Monitoring within Secondary Containment |  | Continuous alarm system | Continuous alarm system |  | UST Currently In Use: 2; UST Temp Close: 0; AST Currently In Use: 0; AST Temp Closed: 0 | 2 | 0 | 3 | 13526-125-001281 | MOORE OIL COMPANY, INC.
50254 | Currently in Use |  | 1998-09-01 |  | Petroleum | Premium gasoline | Premium gasoline | Retail | Fiberglass coated steel | Fiberglass coated steel |  |  | Flexible | OPW | 1901-01-01 | Catchment Basin | Flow Rest 90% Full | Flow Rest 90% Full |  |  | Continuous Automatic Tank Gauge |  | Automatic flow restrictor (MLLD) | Automatic flow restrictor (MLLD) | Interstitial Monitoring within Secondary Containment |  | Continuous alarm system | Continuous alarm system |  | UST Currently In Use: 2; UST Temp Close: 0; AST Currently In Use: 0; AST Temp Closed: 0 | 2 | 0 | 3 | 13526-125-001281 | MOORE OIL COMPANY, INC.
50256 | Currently in Use |  | 1994-12-04 |  | Petroleum | Unleaded gasoline | Unleaded gasoline | Retail | Steel | Double Wall | Field installed cathodic protection |  | Single Wall |  |  | Catchment Basin | Flow Rest 90% Full | Flow Rest 90% Full |  |  | Automatic Tank Gauge | [8 empty] | UST Currently In Use: 2; UST Temp Close: 0; AST Currently In Use: 0; AST Temp Closed: 0 | 2 | 0 | 2 | 15814-125-000858 | CANNONS GROCERY
50261 | Cannot Locate or abandoned | 2011-04-27 | 1999-01-28 |  | Petroleum | Unleaded gasoline | Unleaded gasoline | Retail | Fiberglass coated steel | Fiberglass coated steel | Other |  | Fiberglass reinforced plastic |  | 1901-01-01 | Catchment Basin | Flow Rest 90% Full | Flow Rest 90% Full |  |  | Continuous Automatic Tank Gauge |  | Sump sensor relayed to automatically shut off submersible pump | Containment Sump | Interstitial Monitoring within Secondary Containment | SENSOR TO ATG |  |  |  | UST Currently In Use: 0; UST Temp Close: 0; AST Currently In Use: 0; AST Temp Closed: 0 | 0 | 0 | 4 | 10550-015-001950 | BILLY PARKER
50262 | Cannot Locate or abandoned | 2011-04-27 | 1999-01-28 |  | Petroleum | Mid-grade gasoline | Mid-grade gasoline | Retail | Fiberglass coated steel | Fiberglass coated steel | Other |  | Double Wall |  | 1901-01-01 | Catchment Basin | Flow Rest 90% Full | Flow Rest 90% Full |  |  | Continuous Automatic Tank Gauge |  | Sump sensor relayed to automatically shut off submersible pump | Containment Sump | Interstitial Monitoring within Secondary Containment | SENSOR TO ATG |  |  |  | UST Currently In Use: 0; UST Temp Close: 0; AST Currently In Use: 0; AST Temp Closed: 0 | 0 | 0 | 4 | 10550-015-001950 | BILLY PARKER
50263 | Currently in Use |  | 2002-09-18 |  | Petroleum | Unleaded gasoline | Unleaded gasoline | Retail | Fiberglass reinforced plastic | Fiberglass reinforced plastic |  |  | Fiberglass reinforced plastic |  | 1901-01-01 | Catchment Basin | Flow Rest 90% Full | Audible high level alarm At 90% full | Interstitial Monitoring within Secondary Containment |  | Continuous Automatic Tank Gauge | Single walled submersible pump containment sump | Automatic shutoff device (AELLD) | Automatic shutoff device (AELLD) | Interstitial Monitoring within Secondary Containment | SENSOR TO ATG | Continuous alarm system | Annual line testing |  | UST Currently In Use: 2; UST Temp Close: 0; AST Currently In Use: 0; AST Temp Closed: 0 | 2 | 0 | 0 | 14001-069-018794 | RACETRAC PETROLEUM, INC.
50264 | Currently in Use |  | 2002-09-18 |  | Petroleum | Premium gasoline | Premium gasoline | Retail | Fiberglass reinforced plastic | Fiberglass reinforced plastic |  |  | Fiberglass reinforced plastic |  | 1901-01-01 | Catchment Basin | Audible high level alarm At 90% full | Audible high level alarm At 90% full | Interstitial Monitoring within Secondary Containment |  | Continuous Automatic Tank Gauge | Single walled submersible pump containment sump | Automatic shutoff device (AELLD) | Automatic shutoff device (AELLD) | Interstitial Monitoring within Secondary Containment | SENSOR TO ATG | Continuous alarm system | Annual line testing |  | UST Currently In Use: 2; UST Temp Close: 0; AST Currently In Use: 0; AST Temp Closed: 0 | 2 | 0 | 0 | 14001-069-018794 | RACETRAC PETROLEUM, INC.
50265 | Cannot Locate or abandoned | 2011-04-27 | 1999-01-28 |  | Petroleum | Premium gasoline | Premium gasoline | Retail | Fiberglass coated steel | Fiberglass coated steel | HD POLYETH |  | Fiberglass reinforced plastic |  | 1901-01-01 | Catchment Basin | Flow Rest 90% Full | Flow Rest 90% Full |  |  | Continuous Automatic Tank Gauge |  | Containment Sump | Containment Sump | Interstitial Monitoring within Secondary Containment | SENSOR TO ATG |  |  |  | UST Currently In Use: 0; UST Temp Close: 0; AST Currently In Use: 0; AST Temp Closed: 0 | 0 | 0 | 4 | 10550-015-001950 | BILLY PARKER
50266 | Currently in Use |  | 2002-10-03 |  | Petroleum | Unleaded gasoline | Unleaded gasoline | Retail | Double Wall | Double Wall |  |  | Flexible |  | 1901-01-01 | Catchment Basin | Automatic shutoff device At 95% full | Automatic shutoff device At 95% full | Interstitial Monitoring within Secondary Containment | SENSOR TO ATG |  |  | Automatic flow restrictor (MLLD) | Automatic flow restrictor (MLLD) |  |  | Continuous alarm system | Annual line testing |  | UST Currently In Use: 3; UST Temp Close: 0; AST Currently In Use: 0; AST Temp Closed: 0 | 3 | 0 | 0 | 21237-101-018795 | SAM'S EAST, INC. C/O APTIM
50267 | Currently in Use |  | 2002-10-03 |  | Petroleum | Unleaded gasoline | Unleaded gasoline | Retail | Double Wall | Double Wall |  |  | Flexible |  | 1901-01-01 | Catchment Basin | Automatic shutoff device At 95% full | Automatic shutoff device At 95% full | Interstitial Monitoring within Secondary Containment | SENSOR TO ATG |  |  | Automatic flow restrictor (MLLD) | Automatic flow restrictor (MLLD) |  |  | Continuous alarm system | Annual line testing |  | UST Currently In Use: 3; UST Temp Close: 0; AST Currently In Use: 0; AST Temp Closed: 0 | 3 | 0 | 0 | 21237-101-018795 | SAM'S EAST, INC. C/O APTIM
50268 | Currently in Use |  | 2002-10-03 |  | Petroleum | Premium gasoline | Premium gasoline | Retail | Fiberglass reinforced plastic | Double Wall |  |  | Flexible |  | 1901-01-01 | Catchment Basin | Automatic shutoff device At 95% full | Automatic shutoff device At 95% full | Interstitial Monitoring within Secondary Containment | SENSOR TO ATG |  |  | Automatic flow restrictor (MLLD) | Automatic flow restrictor (MLLD) |  |  | Annual line testing | Annual line testing |  | UST Currently In Use: 3; UST Temp Close: 0; AST Currently In Use: 0; AST Temp Closed: 0 | 3 | 0 | 0 | 21237-101-018795 | SAM'S EAST, INC. C/O APTIM
50269 | Currently in Use |  | 1991-01-01 |  | Petroleum | On road diesel | On road diesel | Emergency power generator | Fiberglass reinforced plastic | Fiberglass reinforced plastic |  |  | Other |  | 1901-01-01 | Catchment Basin | Audible high level alarm At 90% full | Audible high level alarm At 90% full | Interstitial Monitoring within Secondary Containment |  | Continuous Automatic Tank Gauge | [5 empty] | Continuous alarm system | Continuous alarm system |  | UST Currently In Use: 1; UST Temp Close: 0; AST Currently In Use: 0; AST Temp Closed: 0 | 1 | 0 | 0 | 10327-081-018796 | AT&T
50270 | Currently in Use |  | 1988-03-15 |  | Petroleum | On road diesel | On road diesel | Emergency Power Generator | Single Wall | Single Wall | Coated & cathodic protection (sti-P3) |  | Double Wall |  |  | Catchment Basin | Automatic shutoff device At 95% full | Automatic shutoff device At 95% full |  |  | Manual Tank Gauging (only tanks 1000 gal. or less and 48” or 64” in diameter) | [8 empty] | UST Currently In Use: 1; UST Temp Close: 0; AST Currently In Use: 0; AST Temp Closed: 0 | 1 | 0 | 0 | 11059-033-018797 | CITY OF MUSCLE SHOALS
50271 | Currently in Use |  | 2001-11-07 |  | Petroleum | Unleaded gasoline | Unleaded gasoline | Retail | Fiberglass coated steel | Fiberglass coated steel |  |  | Flexible |  | 1901-01-01 | Catchment Basin | Flow Rest 90% Full | Flow Rest 90% Full |  |  | Continuous Automatic Tank Gauge |  | Containment Sump | Automatic flow restrictor (MLLD) | Interstitial Monitoring within Secondary Containment | SENSOR TO ATG | Annual line testing | Annual line testing |  | UST Currently In Use: 2; UST Temp Close: 0; AST Currently In Use: 0; AST Temp Closed: 0 | 2 | 0 | 0 | 24201-101-018798 | PRATHARYAN INC
50272 | Currently in Use |  | 2001-11-07 |  | Petroleum | Premium gasoline | Premium gasoline | Retail | Fiberglass coated steel | Fiberglass coated steel |  |  | Flexible |  | 1901-01-01 | Catchment Basin | Flow Rest 90% Full | Flow Rest 90% Full |  |  | Continuous Automatic Tank Gauge |  | Containment Sump | Automatic flow restrictor (MLLD) | Interstitial Monitoring within Secondary Containment | SENSOR TO ATG | Continuous alarm system | Annual line testing |  | UST Currently In Use: 2; UST Temp Close: 0; AST Currently In Use: 0; AST Temp Closed: 0 | 2 | 0 | 0 | 24201-101-018798 | PRATHARYAN INC
50273 | Currently in Use |  | 2002-10-01 |  | Petroleum | Unleaded gasoline | Unleaded gasoline | Retail | Fiberglass coated steel | Fiberglass coated steel |  |  | Flexible |  | 1901-01-01 | Catchment Basin | Flow Rest 90% Full | Flow Rest 90% Full |  | SENSOR TO ATG | Continuous Automatic Tank Gauge |  | Automatic flow restrictor (MLLD) | Automatic flow restrictor (MLLD) | Interstitial Monitoring within Secondary Containment | SENSOR TO ATG | Continuous alarm system | Continuous alarm system |  | UST Currently In Use: 3; UST Temp Close: 0; AST Currently In Use: 1; AST Temp Closed: 0 | 3 | 0 | 0 | 11453-053-018799 | DIAMOND GASOLINE STATIONS, INC.
50274 | Currently in Use |  | 2002-10-01 |  | Petroleum | Premium gasoline | Premium gasoline | Retail | Fiberglass coated steel | Fiberglass coated steel |  |  | Flexible |  | 1901-01-01 | Catchment Basin | Flow Rest 90% Full | Flow Rest 90% Full |  | SENSOR TO ATG | Continuous Automatic Tank Gauge |  | Automatic flow restrictor (MLLD) | Automatic flow restrictor (MLLD) | Interstitial Monitoring within Secondary Containment | SENSOR TO ATG | Continuous alarm system | Continuous alarm system |  | UST Currently In Use: 3; UST Temp Close: 0; AST Currently In Use: 1; AST Temp Closed: 0 | 3 | 0 | 0 | 11453-053-018799 | DIAMOND GASOLINE STATIONS, INC.
50275 | Currently in Use |  | 2002-10-01 |  | Petroleum | On road diesel | On road diesel | Retail | Fiberglass coated steel | Fiberglass coated steel |  |  | Flexible |  | 1901-01-01 | Catchment Basin | Flow Rest 90% Full | Flow Rest 90% Full |  | SENSOR TO ATG | Continuous Automatic Tank Gauge |  | Automatic flow restrictor (MLLD) | Automatic flow restrictor (MLLD) | Interstitial Monitoring within Secondary Containment | SENSOR TO ATG | Continuous alarm system | Continuous alarm system |  | UST Currently In Use: 3; UST Temp Close: 0; AST Currently In Use: 1; AST Temp Closed: 0 | 3 | 0 | 0 | 11453-053-018799 | DIAMOND GASOLINE STATIONS, INC.
50276 | Currently in Use |  | 2002-09-01 |  | Petroleum | Unleaded gasoline | Unleaded gasoline | Retail | Fiberglass coated steel | Fiberglass coated steel |  |  | Fiberglass reinforced plastic |  | 1901-01-01 | Catchment Basin | Flow Rest 90% Full | Flow Rest 90% Full |  |  | Continuous Automatic Tank Gauge |  | Automatic shutoff device (AELLD) | Automatic shutoff device (AELLD) | [5 empty] | UST Currently In Use: 4; UST Temp Close: 0; AST Currently In Use: 0; AST Temp Closed: 0 | 4 | 0 | 0 | 20411-125-018800 | DC OIL COMPANY
50277 | Currently in Use |  | 2002-09-01 |  | Petroleum | Premium gasoline | Premium gasoline | Retail | Fiberglass coated steel | Fiberglass coated steel |  |  | Fiberglass reinforced plastic |  | 1901-01-01 | Catchment Basin | Flow Rest 90% Full | Flow Rest 90% Full |  |  | Continuous Automatic Tank Gauge |  | Automatic shutoff device (AELLD) | Automatic shutoff device (AELLD) | [5 empty] | UST Currently In Use: 4; UST Temp Close: 0; AST Currently In Use: 0; AST Temp Closed: 0 | 4 | 0 | 0 | 20411-125-018800 | DC OIL COMPANY
50278 | Currently in Use |  | 2002-09-01 |  | Petroleum | On road diesel | On road diesel | Retail | Fiberglass coated steel | Fiberglass coated steel |  |  | Fiberglass reinforced plastic |  | 1901-01-01 | Catchment Basin | Flow Rest 90% Full | Flow Rest 90% Full |  |  | Continuous Automatic Tank Gauge |  | Automatic shutoff device (AELLD) | Automatic shutoff device (AELLD) | [5 empty] | UST Currently In Use: 4; UST Temp Close: 0; AST Currently In Use: 0; AST Temp Closed: 0 | 4 | 0 | 0 | 20411-125-018800 | DC OIL COMPANY
50279 | Temporary Closed | 2018-12-03 | 2000-09-29 |  | Petroleum | Unleaded gasoline | Unleaded gasoline | Retail | Fiberglass coated steel | Fiberglass coated steel |  |  | Flexible | ENVIRON | 1901-01-01 | Catchment Basin | Flow Rest 90% Full | Flow Rest 90% Full |  |  | Continuous Automatic Tank Gauge |  | Containment Sump | Automatic flow restrictor (MLLD) | Interstitial Monitoring within Secondary Containment | MANUAL/VISUAL CHECK | Annual line testing | Annual line testing |  | UST Currently In Use: 0; UST Temp Close: 3; AST Currently In Use: 0; AST Temp Closed: 0 | 0 | 3 | 0 | 25144-089-018793 | ALABAMA A&M UNIVERSITY FOUNDATION
50280 | Temporary Closed | 2018-12-03 | 2000-09-29 |  | Petroleum | Premium gasoline | Premium gasoline | Retail | Fiberglass coated steel | Fiberglass coated steel |  |  | Flexible | ENVIRON | 1901-01-01 | Catchment Basin | Flow Rest 90% Full | Flow Rest 90% Full |  |  | Continuous Automatic Tank Gauge |  | Containment Sump | Automatic flow restrictor (MLLD) | Interstitial Monitoring within Secondary Containment | MANUAL/VISUAL CHECK | Annual line testing | Annual line testing |  | UST Currently In Use: 0; UST Temp Close: 3; AST Currently In Use: 0; AST Temp Closed: 0 | 0 | 3 | 0 | 25144-089-018793 | ALABAMA A&M UNIVERSITY FOUNDATION
50281 | Temporary Closed | 2018-12-03 | 2000-09-29 |  | Petroleum | On road diesel | On road diesel | Retail | Fiberglass coated steel | Fiberglass coated steel |  |  | Flexible | ENVIRON | 1901-01-01 | Catchment Basin | Flow Rest 90% Full | Flow Rest 90% Full |  |  | Continuous Automatic Tank Gauge | [8 empty] | UST Currently In Use: 0; UST Temp Close: 3; AST Currently In Use: 0; AST Temp Closed: 0 | 0 | 3 | 0 | 25144-089-018793 | ALABAMA A&M UNIVERSITY FOUNDATION
50282 | Currently in Use |  | 1989-07-25 |  | Petroleum | Unleaded gasoline | Unleaded gasoline | Retail | Steel | Single Wall | Coated & cathodic protection (sti-P3) |  | Double Wall |  | 2012-12-16 | Catchment Basin | Automatic shutoff device At 95% full | Automatic shutoff device At 95% full |  |  | Continuous Automatic Tank Gauge |  | Containment Sump | Automatic flow restrictor (MLLD) | Interstitial Monitoring within Secondary Containment | SENSOR TO ATG | Continuous alarm system | Continuous alarm system |  | UST Currently In Use: 2; UST Temp Close: 0; AST Currently In Use: 1; AST Temp Closed: 0 | 2 | 0 | 0 | 19970-015-018801 | JAMES D HIBBITS
50283 | Currently in Use |  | 1989-07-25 |  | Petroleum | Premium gasoline | Premium gasoline | Retail | Steel | Single Wall | Coated & cathodic protection (sti-P3) |  | Double Wall |  | 2012-12-16 | Catchment Basin | Automatic shutoff device At 95% full | Automatic shutoff device At 95% full |  |  | Continuous Automatic Tank Gauge |  | Automatic flow restrictor (MLLD) | Automatic flow restrictor (MLLD) | Interstitial Monitoring within Secondary Containment | SENSOR TO ATG | Continuous alarm system | Continuous alarm system |  | UST Currently In Use: 2; UST Temp Close: 0; AST Currently In Use: 1; AST Temp Closed: 0 | 2 | 0 | 0 | 19970-015-018801 | JAMES D HIBBITS
50286 | Currently in Use |  | 2002-10-31 |  | Petroleum | Unleaded gasoline | Unleaded gasoline | Retail | Double Wall | Double Wall |  |  | Double Wall |  | 1901-01-01 | Catchment Basin | Automatic shutoff device At 95% full | Audible high level alarm At 90% full | Interstitial Monitoring within Secondary Containment | SENSOR TO ATG |  |  | Automatic flow restrictor (MLLD) | Automatic flow restrictor (MLLD) | Interstitial Monitoring within Secondary Containment | SENSOR TO ATG | Annual line testing | Annual line testing |  | UST Currently In Use: 2; UST Temp Close: 0; AST Currently In Use: 0; AST Temp Closed: 0 | 2 | 0 | 0 | 13579-097-018804 | MURPHY OIL USA, INC.
50287 | Currently in Use |  | 2002-10-31 |  | Petroleum | Unleaded gasoline | Unleaded gasoline | Retail | Double Wall | Double Wall |  |  | Double Wall |  | 1901-01-01 | Catchment Basin | Audible high level alarm At 90% full | Audible high level alarm At 90% full | Interstitial Monitoring within Secondary Containment | SENSOR TO ATG |  |  | Automatic flow restrictor (MLLD) | Automatic flow restrictor (MLLD) | Interstitial Monitoring within Secondary Containment | SENSOR TO ATG | Continuous alarm system | Continuous alarm system |  | UST Currently In Use: 2; UST Temp Close: 0; AST Currently In Use: 0; AST Temp Closed: 0 | 2 | 0 | 0 | 13579-097-018804 | MURPHY OIL USA, INC.
50288 | Currently in Use |  | 1999-11-09 |  | Petroleum | On road diesel | On road diesel | Emergency Power Generator | Fiberglass coated steel | Fiberglass coated steel |  |  | Flexible |  | 1901-01-01 | Catchment Basin | Automatic shutoff device At 95% full | Audible high level alarm At 90% full |  |  | Other |  | Containment Sump | Containment Sump | [5 empty] | UST Currently In Use: 1; UST Temp Close: 0; AST Currently In Use: 0; AST Temp Closed: 0 | 1 | 0 | 0 | 25159-015-018802 | THE HEALTCHARE AUTHORITY ANNISTON
50289 | Currently in Use |  | 2002-12-01 |  | Petroleum | Unleaded gasoline | Unleaded gasoline | Retail | Fiberglass coated steel | Fiberglass coated steel |  |  | Flexible |  | 1901-01-01 | Catchment Basin | Flow Rest 90% Full | Flow Rest 90% Full |  |  | Continuous Automatic Tank Gauge |  | Automatic flow restrictor (MLLD) | Automatic flow restrictor (MLLD) |  |  | Annual line testing | Annual line testing |  | UST Currently In Use: 3; UST Temp Close: 0; AST Currently In Use: 0; AST Temp Closed: 0 | 3 | 0 | 0 | 25746-097-018805 | ALABAMA PETRO LLC
50290 | Currently in Use |  | 2002-12-01 |  | Petroleum | Premium gasoline | Premium gasoline | Retail | Fiberglass coated steel | Fiberglass coated steel |  |  | Flexible |  | 1901-01-01 | Catchment Basin | Flow Rest 90% Full | Flow Rest 90% Full |  |  | Continuous Automatic Tank Gauge |  | Automatic flow restrictor (MLLD) | Automatic flow restrictor (MLLD) |  |  | Annual line testing | Annual line testing |  | UST Currently In Use: 3; UST Temp Close: 0; AST Currently In Use: 0; AST Temp Closed: 0 | 3 | 0 | 0 | 25746-097-018805 | ALABAMA PETRO LLC
50291 | Currently in Use |  | 2002-12-01 |  | Petroleum | On road diesel | On road diesel | Retail | Fiberglass coated steel | Fiberglass coated steel |  |  | Flexible |  | 1901-01-01 | Catchment Basin | Flow Rest 90% Full | Flow Rest 90% Full |  |  | Continuous Automatic Tank Gauge |  | Automatic flow restrictor (MLLD) | Automatic flow restrictor (MLLD) |  |  | Annual line testing | Annual line testing |  | UST Currently In Use: 3; UST Temp Close: 0; AST Currently In Use: 0; AST Temp Closed: 0 | 3 | 0 | 0 | 25746-097-018805 | ALABAMA PETRO LLC
50296 | Temporary Closed | 1990-01-01 | 1985-01-01 |  | Petroleum | Aviation fuel (JP-4; etc.) | Aviation fuel (JP-4; etc.) | Industrial | Single Wall | Fiberglass coated steel |  |  | Fiberglass reinforced plastic |  | 1901-01-01 | [14 empty] | UST Currently In Use: 0; UST Temp Close: 1; AST Currently In Use: 1; AST Temp Closed: 0 | 0 | 1 | 1 | 21585-093-018806 | THE HEALTHCARE AUTHORITY OF WINFIELD
50297 | Permanently Closed | 2002-11-27 | 1963-01-01 | 2004-09-14 | Petroleum | On road diesel | On road diesel | Industrial | Steel | Steel |  | Painted or None | Steel |  | 1901-01-01 | [14 empty] | UST Currently In Use: 0; UST Temp Close: 1; AST Currently In Use: 1; AST Temp Closed: 0 | 0 | 1 | 1 | 21585-093-018806 | THE HEALTHCARE AUTHORITY OF WINFIELD
50300 | Currently in Use |  | 1988-08-01 |  | Petroleum | Unleaded gasoline | Unleaded gasoline | Retail | 8K/8K | Single Wall | Coated & cathodic protection (sti-P3) |  | Double Wall |  | 2009-05-20 | Catchment Basin | Flow Rest 90% Full | Flow Rest 90% Full |  |  | Continuous Automatic Tank Gauge |  | Containment Sump | Automatic flow restrictor (MLLD) | Interstitial Monitoring within Secondary Containment | MANUAL/VISUAL CHECK |  |  |  | UST Currently In Use: 2; UST Temp Close: 0; AST Currently In Use: 0; AST Temp Closed: 0 | 2 | 0 | 3 | 22635-055-002889 | WILLATH LLC
50304 | Currently in Use |  | 2001-01-01 |  | Petroleum | On road diesel | On road diesel | Retail | Steel | Steel | Coated & cathodic protection (sti-P3) |  | Fiberglass reinforced plastic |  |  | Catchment Basin | Automatic shutoff device At 95% full | Automatic shutoff device At 95% full |  |  | Continuous Automatic Tank Gauge |  | Automatic flow restrictor (MLLD) | Automatic flow restrictor (MLLD) |  |  | Annual line testing | Annual line testing |  | UST Currently In Use: 4; UST Temp Close: 0; AST Currently In Use: 0; AST Temp Closed: 0 | 4 | 0 | 2 | 12409-069-012798 | Tim Shirley
50306 | Currently in Use |  | 2002-06-11 |  | Petroleum | On road diesel | On road diesel | Retail | Double Wall | Double Wall |  |  | Flexible | APT | 1901-01-01 | Catchment Basin | Flow Rest 90% Full | Flow Rest 90% Full | Interstitial Monitoring within Secondary Containment | SENSOR TO ATG |  |  | Containment Sump | Automatic flow restrictor (MLLD) | Interstitial Monitoring within Secondary Containment | SENSOR TO ATG | Continuous alarm system | Continuous alarm system |  | UST Currently In Use: 3; UST Temp Close: 0; AST Currently In Use: 0; AST Temp Closed: 0 | 3 | 0 | 0 | 22285-115-018808 | HIGH TIDE OIL COMPANY, INC.
50307 | Temporary Closed | 2021-10-15 | 1998-01-01 |  | Petroleum | Unleaded gasoline | Unleaded gasoline | Retail | Steel | Steel | Coated & cathodic protection (sti-P3) |  | Fiberglass reinforced plastic |  | 1901-01-01 | Catchment Basin | Flow Rest 90% Full | Flow Rest 90% Full |  |  | Statistical Inventory Reconciliation (SIR) | [8 empty] | UST Currently In Use: 0; UST Temp Close: 1; AST Currently In Use: 0; AST Temp Closed: 0 | 0 | 1 | 2 | 24032-065-009619 | MELISSA HENRY
50309 | Currently in Use |  | 2002-10-09 |  | Petroleum | On road diesel | On road diesel | Retail | Fiberglass coated steel | Fiberglass coated steel |  |  | Flexible |  | 1901-01-01 | Catchment Basin | Flow Rest 90% Full | Flow Rest 90% Full |  |  | Continuous Automatic Tank Gauge |  | Containment Sump | Automatic shutoff device (AELLD) | [5 empty] | UST Currently In Use: 3; UST Temp Close: 0; AST Currently In Use: 0; AST Temp Closed: 0 | 3 | 0 | 0 | 25037-011-018810 | DINSESH PATEL
50310 | Currently in Use |  | 2002-10-09 |  | Petroleum | Unleaded gasoline | Unleaded gasoline | Retail | Fiberglass coated steel | Fiberglass coated steel |  |  | Flexible |  | 1901-01-01 | Catchment Basin | Flow Rest 90% Full | Flow Rest 90% Full |  |  | Continuous Automatic Tank Gauge |  | Automatic shutoff device (AELLD) | Automatic shutoff device (AELLD) | [5 empty] | UST Currently In Use: 3; UST Temp Close: 0; AST Currently In Use: 0; AST Temp Closed: 0 | 3 | 0 | 0 | 25037-011-018810 | DINSESH PATEL
50311 | Currently in Use |  | 2002-10-09 |  | Petroleum | Premium gasoline | Premium gasoline | Retail | Fiberglass coated steel | Fiberglass coated steel |  |  | Flexible |  | 1901-01-01 | Catchment Basin | Flow Rest 90% Full | Flow Rest 90% Full |  |  | Continuous Automatic Tank Gauge |  | Automatic shutoff device (AELLD) | Automatic shutoff device (AELLD) | [5 empty] | UST Currently In Use: 3; UST Temp Close: 0; AST Currently In Use: 0; AST Temp Closed: 0 | 3 | 0 | 0 | 25037-011-018810 | DINSESH PATEL
50312 | Currently in Use |  | 2002-08-01 |  | Petroleum | Unleaded gasoline | Unleaded gasoline | Retail | Fiberglass coated steel | Fiberglass coated steel |  |  | Fiberglass reinforced plastic |  | 1901-01-01 | Catchment Basin | Flow Rest 90% Full | Flow Rest 90% Full |  |  | Automatic Tank Gauge |  | Containment Sump | Automatic flow restrictor (MLLD) |  |  | Annual line testing | Annual line testing |  | UST Currently In Use: 1; UST Temp Close: 1; AST Currently In Use: 0; AST Temp Closed: 0 | 1 | 1 | 0 | 25706-113-009696 | JAHID HASSAN
50313 | Temporary Closed | 2013-03-22 | 2002-08-01 |  | Petroleum | On road diesel | On road diesel | Retail | Fiberglass coated steel | Fiberglass coated steel |  |  | Fiberglass reinforced plastic |  | 1901-01-01 | Catchment Basin | Flow Rest 90% Full | Flow Rest 90% Full |  |  | Statistical Inventory Reconciliation (SIR) |  | Automatic flow restrictor (MLLD) | Automatic flow restrictor (MLLD) |  |  | Statistical inventory reconciliation (SIR) | Statistical inventory reconciliation (SIR) |  | UST Currently In Use: 1; UST Temp Close: 1; AST Currently In Use: 0; AST Temp Closed: 0 | 1 | 1 | 0 | 25706-113-009696 | JAHID HASSAN
50314 | Currently in Use |  | 2002-03-08 |  | Petroleum | Unleaded gasoline | Unleaded gasoline | Retail | Fiberglass coated steel | Fiberglass coated steel |  |  | Fiberglass reinforced plastic |  | 1901-01-01 | Catchment Basin | Automatic shutoff device At 95% full | Automatic shutoff device At 95% full |  |  | Automatic Tank Gauge |  | Automatic flow restrictor (MLLD) | Automatic flow restrictor (MLLD) |  |  | Annual line testing | Annual line testing |  | UST Currently In Use: 3; UST Temp Close: 0; AST Currently In Use: 0; AST Temp Closed: 0 | 3 | 0 | 0 | 22088-081-018812 | BLEECKER JUNCTION 280, LLC
50315 | Currently in Use |  | 2002-03-08 |  | Petroleum | Premium gasoline | Premium gasoline | Retail | Fiberglass coated steel | Fiberglass coated steel |  |  | Fiberglass reinforced plastic |  | 1901-01-01 | Catchment Basin | Automatic shutoff device At 95% full | Automatic shutoff device At 95% full |  |  | Automatic Tank Gauge |  | Automatic flow restrictor (MLLD) | Automatic flow restrictor (MLLD) |  |  | Annual line testing | Annual line testing |  | UST Currently In Use: 3; UST Temp Close: 0; AST Currently In Use: 0; AST Temp Closed: 0 | 3 | 0 | 0 | 22088-081-018812 | BLEECKER JUNCTION 280, LLC
50316 | Currently in Use |  | 2002-03-08 |  | Petroleum | On road diesel | On road diesel | Retail | Fiberglass coated steel | Fiberglass coated steel |  |  | Fiberglass reinforced plastic |  | 1901-01-01 | Catchment Basin | Automatic shutoff device At 95% full | Automatic shutoff device At 95% full |  |  | Automatic Tank Gauge |  | Automatic flow restrictor (MLLD) | Automatic flow restrictor (MLLD) |  |  | Annual line testing | Annual line testing |  | UST Currently In Use: 3; UST Temp Close: 0; AST Currently In Use: 0; AST Temp Closed: 0 | 3 | 0 | 0 | 22088-081-018812 | BLEECKER JUNCTION 280, LLC
50317 | Currently in Use |  | 2002-08-10 |  | Petroleum | On road diesel | On road diesel | Retail | Fiberglass coated steel | Fiberglass coated steel |  |  | Fiberglass reinforced plastic |  |  | Catchment Basin | Flow Rest 90% Full | Flow Rest 90% Full |  |  | Statistical Inventory Reconciliation (SIR) |  | Automatic flow restrictor (MLLD) | Automatic flow restrictor (MLLD) |  |  | Statistical inventory reconciliation (SIR) | Statistical inventory reconciliation (SIR) |  | UST Currently In Use: 5; UST Temp Close: 1; AST Currently In Use: 0; AST Temp Closed: 0 | 5 | 1 | 4 | 12902-047-009534 | JONES OIL CO INC
50318 | Currently in Use |  | 2002-09-01 |  | Petroleum | On road diesel | On road diesel | Retail | Fiberglass coated steel | Fiberglass coated steel |  |  | Fiberglass reinforced plastic |  |  | Catchment Basin | Flow Rest 90% Full | Flow Rest 90% Full |  |  | Continuous Automatic Tank Gauge | [8 empty] | UST Currently In Use: 3; UST Temp Close: 0; AST Currently In Use: 0; AST Temp Closed: 0 | 3 | 0 | 4 | 23730-047-009377 | FLAG LLC
50324 | Permanently Closed | 2018-02-28 | 1976-01-01 | 2018-02-28 | Petroleum | Unleaded gasoline | Unleaded gasoline | Retail | MANIFOLDED | Single Wall | Field installed cathodic protection |  | Double Wall |  |  | Catchment Basin | Flow Rest 90% Full | Automatic shutoff device At 95% full |  |  | Continuous Automatic Tank Gauge |  | Automatic shutoff device (AELLD) | Automatic shutoff device (AELLD) | [5 empty] | UST Currently In Use: 0; UST Temp Close: 0; AST Currently In Use: 0; AST Temp Closed: 0 | 0 | 0 | 5 | 12546-103-007589 | J AND J OIL COMPANY, INC.
50326 | Temporary Closed | 2017-12-17 | 1998-12-08 |  | Petroleum | Unleaded gasoline | Unleaded gasoline | Retail | Steel | Steel | Coated & cathodic protection (sti-P3) |  | Flexible |  |  | Catchment Basin | Flow Rest 90% Full | Flow Rest 90% Full | Interstitial Monitoring within Secondary Containment |  |  |  | Containment Sump | Automatic flow restrictor (MLLD) |  |  | Annual line testing | Annual line testing |  | UST Currently In Use: 0; UST Temp Close: 3; AST Currently In Use: 0; AST Temp Closed: 0 | 0 | 3 | 0 | 25364-119-003815 | E.H. PULPWOOD
50327 | Temporary Closed | 2017-12-17 | 1998-12-08 |  | Petroleum | Premium gasoline | Premium gasoline | Retail | Steel | Steel | Coated & cathodic protection (sti-P3) |  | Double Wall |  |  | Catchment Basin | Flow Rest 90% Full | Flow Rest 90% Full | Interstitial Monitoring within Secondary Containment |  |  |  | Containment Sump | Automatic flow restrictor (MLLD) |  |  | Annual line testing | Annual line testing |  | UST Currently In Use: 0; UST Temp Close: 3; AST Currently In Use: 0; AST Temp Closed: 0 | 0 | 3 | 0 | 25364-119-003815 | E.H. PULPWOOD
50328 | Currently in Use |  | 2002-12-11 |  | Petroleum | Unleaded gasoline | Unleaded gasoline | Retail | Fiberglass reinforced plastic | Fiberglass reinforced plastic |  |  | Flexible |  | 1901-01-01 | Catchment Basin | Automatic shutoff device At 95% full | Automatic shutoff device At 95% full | Interstitial Monitoring within Secondary Containment | SENSOR TO ATG | Continuous Automatic Tank Gauge |  | Containment Sump | Automatic flow restrictor (MLLD) | Interstitial Monitoring within Secondary Containment |  | Continuous alarm system | Annual line testing |  | UST Currently In Use: 2; UST Temp Close: 0; AST Currently In Use: 0; AST Temp Closed: 0 | 2 | 0 | 0 | 13579-045-018813 | MURPHY OIL USA, INC.
50329 | Currently in Use |  | 2002-12-11 |  | Petroleum | On road diesel | On road diesel | Retail | Fiberglass reinforced plastic | Fiberglass reinforced plastic |  |  | Flexible |  | 1901-01-01 | Catchment Basin | Automatic shutoff device At 95% full | Automatic shutoff device At 95% full | Interstitial Monitoring within Secondary Containment | SENSOR TO ATG | Continuous Automatic Tank Gauge |  | Automatic flow restrictor (MLLD) | Automatic flow restrictor (MLLD) |  |  | Continuous alarm system | Annual line testing |  | UST Currently In Use: 2; UST Temp Close: 0; AST Currently In Use: 0; AST Temp Closed: 0 | 2 | 0 | 0 | 13579-045-018813 | MURPHY OIL USA, INC.
50330 | Permanently Closed | 2021-03-01 | 2002-12-05 | 2021-03-05 | Petroleum | Unleaded gasoline | Unleaded gasoline | Retail | Fiberglass reinforced plastic | Double Wall |  |  | Flexible |  | 1901-01-01 | Catchment Basin | Automatic shutoff device At 95% full | Automatic shutoff device At 95% full | Interstitial Monitoring within Secondary Containment | SENSOR TO ATG | Continuous Automatic Tank Gauge |  | Containment Sump | Automatic flow restrictor (MLLD) |  | SENSOR TO ATG | Annual line testing | Annual line testing |  | UST Currently In Use: 2; UST Temp Close: 0; AST Currently In Use: 0; AST Temp Closed: 0 | 2 | 0 | 2 | 13579-095-018814 | MURPHY OIL USA, INC.
50331 | Permanently Closed | 2021-03-01 | 2002-12-05 | 2021-03-05 | Petroleum | Premium gasoline | Premium gasoline | Retail | Double Wall | Double Wall |  |  | Double Wall |  | 1901-01-01 | Catchment Basin | Automatic shutoff device At 95% full | Automatic shutoff device At 95% full | Interstitial Monitoring within Secondary Containment | SENSOR TO ATG | Continuous Automatic Tank Gauge |  | Automatic flow restrictor (MLLD) | Automatic flow restrictor (MLLD) |  | SENSOR TO ATG | Annual line testing | Annual line testing |  | UST Currently In Use: 2; UST Temp Close: 0; AST Currently In Use: 0; AST Temp Closed: 0 | 2 | 0 | 2 | 13579-095-018814 | MURPHY OIL USA, INC.
50332 | Currently in Use |  | 2000-01-12 |  | Petroleum | Unleaded gasoline | Unleaded gasoline | Retail | Fiberglass coated steel | Double Wall |  |  | Flexible | OPW | 1901-01-01 | Catchment Basin | Automatic shutoff device At 95% full | Automatic shutoff device At 95% full |  |  | Continuous Automatic Tank Gauge |  | Containment Sump | Automatic flow restrictor (MLLD) | Interstitial Monitoring within Secondary Containment | SENSOR TO ATG | Continuous alarm system | Continuous alarm system |  | UST Currently In Use: 3; UST Temp Close: 0; AST Currently In Use: 0; AST Temp Closed: 0 | 3 | 0 | 0 | 23429-015-018815 | MUSA PROPERTIES, LLC
50333 | Currently in Use |  | 2000-01-12 |  | Petroleum | Premium gasoline | Premium gasoline | Retail | Double Wall | Double Wall |  |  | Flexible | OPW | 1901-01-01 | Catchment Basin | Automatic shutoff device At 95% full | Automatic shutoff device At 95% full |  |  | Continuous Automatic Tank Gauge |  | Containment Sump | Automatic flow restrictor (MLLD) | Interstitial Monitoring within Secondary Containment | SENSOR TO ATG | Continuous alarm system | Continuous alarm system |  | UST Currently In Use: 3; UST Temp Close: 0; AST Currently In Use: 0; AST Temp Closed: 0 | 3 | 0 | 0 | 23429-015-018815 | MUSA PROPERTIES, LLC
50334 | Currently in Use |  | 2002-04-01 |  | Petroleum | Unleaded gasoline | Unleaded gasoline | Retail | Fiberglass reinforced plastic | Fiberglass reinforced plastic |  |  | Flexible |  | 1901-01-01 | Catchment Basin | Flow Rest 90% Full | Flow Rest 90% Full |  |  | Continuous Automatic Tank Gauge |  | Automatic shutoff device (AELLD) | Automatic shutoff device (AELLD) | [5 empty] | UST Currently In Use: 3; UST Temp Close: 0; AST Currently In Use: 0; AST Temp Closed: 0 | 3 | 0 | 0 | 24696-113-018817 | SHREE R SINGH
50335 | Currently in Use |  | 2002-04-01 |  | Petroleum | Premium gasoline | Premium gasoline | Retail | Fiberglass reinforced plastic | Fiberglass reinforced plastic |  |  | Flexible |  | 1901-01-01 | Catchment Basin | Flow Rest 90% Full | Flow Rest 90% Full |  |  | Continuous Automatic Tank Gauge |  | Automatic shutoff device (AELLD) | Automatic shutoff device (AELLD) | [5 empty] | UST Currently In Use: 3; UST Temp Close: 0; AST Currently In Use: 0; AST Temp Closed: 0 | 3 | 0 | 0 | 24696-113-018817 | SHREE R SINGH
50336 | Currently in Use |  | 2002-04-01 |  | Petroleum | On road diesel | On road diesel | Retail | Fiberglass reinforced plastic | Fiberglass reinforced plastic |  |  | Flexible |  | 1901-01-01 | Catchment Basin | Flow Rest 90% Full | Flow Rest 90% Full |  |  | Continuous Automatic Tank Gauge |  | Automatic shutoff device (AELLD) | Automatic shutoff device (AELLD) | [5 empty] | UST Currently In Use: 3; UST Temp Close: 0; AST Currently In Use: 0; AST Temp Closed: 0 | 3 | 0 | 0 | 24696-113-018817 | SHREE R SINGH
50337 | Currently in Use |  | 1997-10-15 |  | Petroleum | Premium gasoline | Premium gasoline | Retail | Steel | Steel | Coated & cathodic protection (sti-P3) |  | Fiberglass reinforced plastic |  |  | Catchment Basin | Flow Rest 90% Full | Automatic shutoff device At 95% full |  |  | Automatic Tank Gauge |  | Containment Sump | Automatic flow restrictor (MLLD) |  |  | Annual line testing | Annual line testing |  | UST Currently In Use: 3; UST Temp Close: 0; AST Currently In Use: 0; AST Temp Closed: 0 | 3 | 0 | 0 | 22671-017-018818 | NISHA BUSINESS INC
50338 | Currently in Use |  | 1997-10-15 |  | Petroleum | Unleaded gasoline | Unleaded gasoline | Retail | Steel | Steel | Coated & cathodic protection (sti-P3) |  | Fiberglass reinforced plastic |  |  | Catchment Basin | Automatic shutoff device At 95% full | Automatic shutoff device At 95% full |  |  | Automatic Tank Gauge |  | Containment Sump | Automatic flow restrictor (MLLD) |  |  | Annual line testing | Annual line testing |  | UST Currently In Use: 3; UST Temp Close: 0; AST Currently In Use: 0; AST Temp Closed: 0 | 3 | 0 | 0 | 22671-017-018818 | NISHA BUSINESS INC
50339 | Temporary Closed | 2018-12-01 | 1997-06-16 |  | Petroleum | Kerosene | Kerosene | Retail | Fiberglass coated steel | Fiberglass coated steel |  |  | Single Wall |  |  | Catchment Basin | Automatic shutoff device At 95% full | Automatic shutoff device At 95% full |  |  | Statistical Inventory Reconciliation (SIR) | [8 empty] | UST Currently In Use: 1; UST Temp Close: 1; AST Currently In Use: 0; AST Temp Closed: 0 | 1 | 1 | 4 | 23413-017-011781 | CIRCLE K STORES, INC.
50340 | Currently in Use |  | 2002-09-12 |  | Petroleum | Unleaded gasoline | Unleaded gasoline | Retail | Fiberglass coated steel | Fiberglass coated steel |  |  | Double Wall | APT | 1901-01-01 | Catchment Basin | Automatic shutoff device At 95% full | Automatic shutoff device At 95% full |  |  | Continuous Automatic Tank Gauge |  | Containment Sump | Automatic flow restrictor (MLLD) |  |  | Annual line testing | Annual line testing |  | UST Currently In Use: 3; UST Temp Close: 0; AST Currently In Use: 0; AST Temp Closed: 0 | 3 | 0 | 5 | 25511-049-001347 | SACHINKUMAR J. PATEL
50341 | Currently in Use |  | 2002-10-01 |  | Petroleum | Unleaded gasoline | Unleaded gasoline | Retail | Double Wall | Double Wall |  |  | Double Wall |  | 1901-01-01 | Catchment Basin | Audible high level alarm At 90% full | Audible high level alarm At 90% full | Interstitial Monitoring within Secondary Containment | SENSOR TO ATG |  | Single walled submersible pump containment sump | Containment Sump | Automatic shutoff device (AELLD) |  |  | Annual line testing | Annual line testing |  | UST Currently In Use: 2; UST Temp Close: 0; AST Currently In Use: 0; AST Temp Closed: 0 | 2 | 0 | 0 | 14001-073-018820 | RACETRAC PETROLEUM, INC.
50342 | Currently in Use |  | 2002-10-01 |  | Petroleum | Premium gasoline | Premium gasoline | Retail | Double Wall | Double Wall |  |  | Double Wall |  | 1901-01-01 | Catchment Basin | Flow Rest 90% Full | Audible high level alarm At 90% full | Interstitial Monitoring within Secondary Containment | SENSOR TO ATG |  | Single walled submersible pump containment sump | Containment Sump | Automatic shutoff device (AELLD) |  |  | Annual line testing | Annual line testing |  | UST Currently In Use: 2; UST Temp Close: 0; AST Currently In Use: 0; AST Temp Closed: 0 | 2 | 0 | 0 | 14001-073-018820 | RACETRAC PETROLEUM, INC.
50343 | Currently in Use |  | 2003-01-03 |  | Petroleum | Unleaded gasoline | Unleaded gasoline | Retail | Double Wall | Double Wall |  |  | Double Wall |  | 1901-01-01 | Catchment Basin | Flow Rest 90% Full | Automatic shutoff device At 95% full | Interstitial Monitoring within Secondary Containment | SENSOR TO ATG | Continuous Automatic Tank Gauge |  | Automatic flow restrictor (MLLD) | Automatic flow restrictor (MLLD) | Interstitial Monitoring within Secondary Containment | SENSOR TO ATG | Continuous alarm system | Annual line testing |  | UST Currently In Use: 2; UST Temp Close: 0; AST Currently In Use: 0; AST Temp Closed: 0 | 2 | 0 | 0 | 13579-095-018821 | MURPHY OIL USA, INC.
50344 | Currently in Use |  | 2003-01-03 |  | Petroleum | Premium gasoline | Premium gasoline | Retail | Double Wall | Double Wall |  |  | Flexible |  | 1901-01-01 | Catchment Basin | Automatic shutoff device At 95% full | Automatic shutoff device At 95% full | Interstitial Monitoring within Secondary Containment | SENSOR TO ATG | Continuous Automatic Tank Gauge |  | Automatic flow restrictor (MLLD) | Automatic flow restrictor (MLLD) | Interstitial Monitoring within Secondary Containment | SENSOR TO ATG | Annual line testing | Annual line testing |  | UST Currently In Use: 2; UST Temp Close: 0; AST Currently In Use: 0; AST Temp Closed: 0 | 2 | 0 | 0 | 13579-095-018821 | MURPHY OIL USA, INC.
50345 | Currently in Use |  | 2002-11-01 |  | Petroleum | Unleaded gasoline | Unleaded gasoline | Retail | Fiberglass coated steel | Fiberglass coated steel |  |  | Flexible |  | 1901-01-01 | Catchment Basin | Flow Rest 90% Full | Flow Rest 90% Full |  |  | Continuous Automatic Tank Gauge |  | Automatic shutoff device (AELLD) | Automatic shutoff device (AELLD) | [5 empty] | UST Currently In Use: 4; UST Temp Close: 0; AST Currently In Use: 0; AST Temp Closed: 0 | 4 | 0 | 0 | 25566-053-018824 | MOUNTAIN EXPRESS OIL CO
50346 | Currently in Use |  | 2002-11-01 |  | Petroleum | Premium gasoline | Premium gasoline | Retail | Fiberglass coated steel | Fiberglass coated steel |  |  | Flexible |  | 1901-01-01 | Catchment Basin | Flow Rest 90% Full | Flow Rest 90% Full |  |  | Continuous Automatic Tank Gauge |  | Automatic shutoff device (AELLD) | Automatic shutoff device (AELLD) | [5 empty] | UST Currently In Use: 4; UST Temp Close: 0; AST Currently In Use: 0; AST Temp Closed: 0 | 4 | 0 | 0 | 25566-053-018824 | MOUNTAIN EXPRESS OIL CO
50347 | Currently in Use |  | 2002-11-01 |  | Petroleum | On road diesel | On road diesel | Retail | Fiberglass coated steel | Fiberglass coated steel |  |  | Flexible |  | 1901-01-01 | Catchment Basin | Flow Rest 90% Full | Flow Rest 90% Full |  |  | Continuous Automatic Tank Gauge |  | Containment Sump | Automatic shutoff device (AELLD) | [5 empty] | UST Currently In Use: 4; UST Temp Close: 0; AST Currently In Use: 0; AST Temp Closed: 0 | 4 | 0 | 0 | 25566-053-018824 | MOUNTAIN EXPRESS OIL CO
50348 | Temporary Closed | 2020-09-30 | 1999-07-01 |  | Petroleum | Unleaded gasoline | Unleaded gasoline | Retail | Fiberglass reinforced plastic | Fiberglass reinforced plastic |  |  | Fiberglass reinforced plastic |  | 1901-01-01 | Catchment Basin | Flow Rest 90% Full | Flow Rest 90% Full |  |  | Continuous Automatic Tank Gauge |  | Automatic flow restrictor (MLLD) | Automatic flow restrictor (MLLD) |  |  | Annual line testing | Annual line testing |  | UST Currently In Use: 0; UST Temp Close: 1; AST Currently In Use: 0; AST Temp Closed: 0 | 0 | 1 | 2 | 24623-097-000291 | HESHAM ABDELGAWAD
50349 | Currently in Use |  | 2002-07-31 |  | Petroleum | Unleaded gasoline | Unleaded gasoline | Retail | Fiberglass coated steel | Fiberglass coated steel |  |  | Double Wall |  |  | Catchment Basin | Flow Rest 90% Full | Flow Rest 90% Full |  |  | Automatic Tank Gauge | Single walled submersible pump containment sump | Automatic flow restrictor (MLLD) | Automatic flow restrictor (MLLD) |  |  | Annual line testing | Annual line testing |  | UST Currently In Use: 2; UST Temp Close: 0; AST Currently In Use: 0; AST Temp Closed: 0 | 2 | 0 | 0 | 24171-079-018825 | TWO SISTERS COUNTRY STORE
50350 | Currently in Use |  | 2002-07-31 |  | Petroleum | On road diesel | On road diesel | Retail | Fiberglass coated steel | Fiberglass coated steel |  |  | Double Wall |  |  | Catchment Basin | Flow Rest 90% Full | Flow Rest 90% Full |  |  | Automatic Tank Gauge | Single walled submersible pump containment sump | Automatic flow restrictor (MLLD) | Automatic flow restrictor (MLLD) |  |  | Annual line testing | Annual line testing |  | UST Currently In Use: 2; UST Temp Close: 0; AST Currently In Use: 0; AST Temp Closed: 0 | 2 | 0 | 0 | 24171-079-018825 | TWO SISTERS COUNTRY STORE
50351 | Currently in Use |  | 2002-11-10 |  | Petroleum | Unleaded gasoline | Unleaded gasoline | Retail | Fiberglass coated steel | Fiberglass coated steel |  |  | Flexible |  | 1901-01-01 | Catchment Basin | Flow Rest 90% Full | Flow Rest 90% Full |  |  | Continuous Automatic Tank Gauge |  | Automatic flow restrictor (MLLD) | Automatic flow restrictor (MLLD) | Interstitial Monitoring within Secondary Containment |  | Continuous alarm system | Annual line testing |  | UST Currently In Use: 1; UST Temp Close: 0; AST Currently In Use: 0; AST Temp Closed: 0 | 1 | 0 | 0 | 21633-113-018826 | PEZOLD MANAGEMENT
50352 | Currently in Use |  | 2000-01-01 |  | Petroleum | Unleaded gasoline | Unleaded gasoline | Retail | Fiberglass reinforced plastic | Fiberglass reinforced plastic |  |  | Double Wall |  | 1901-01-01 | Catchment Basin | Automatic shutoff device At 95% full | Automatic shutoff device At 95% full |  |  | Continuous Automatic Tank Gauge |  | Automatic flow restrictor (MLLD) | Automatic flow restrictor (MLLD) |  |  | Annual line testing | Annual line testing |  | UST Currently In Use: 3; UST Temp Close: 0; AST Currently In Use: 0; AST Temp Closed: 0 | 3 | 0 | 0 | 21634-073-018827 | BAPA LLC
50353 | Currently in Use |  | 2000-01-01 |  | Petroleum | Premium gasoline | Premium gasoline | Retail | Fiberglass reinforced plastic | Fiberglass reinforced plastic |  |  | Double Wall |  | 1901-01-01 | Catchment Basin | Automatic shutoff device At 95% full | Automatic shutoff device At 95% full |  |  | Continuous Automatic Tank Gauge |  | Automatic flow restrictor (MLLD) | Automatic flow restrictor (MLLD) |  |  | Annual line testing | Annual line testing |  | UST Currently In Use: 3; UST Temp Close: 0; AST Currently In Use: 0; AST Temp Closed: 0 | 3 | 0 | 0 | 21634-073-018827 | BAPA LLC
50354 | Currently in Use |  | 2000-01-01 |  | Petroleum | On road diesel | On road diesel | Retail | Fiberglass reinforced plastic | Fiberglass reinforced plastic |  |  | Double Wall |  | 1901-01-01 | Catchment Basin | Automatic shutoff device At 95% full | Automatic shutoff device At 95% full |  |  | Continuous Automatic Tank Gauge |  | Automatic flow restrictor (MLLD) | Automatic flow restrictor (MLLD) |  |  | Annual line testing | Annual line testing |  | UST Currently In Use: 3; UST Temp Close: 0; AST Currently In Use: 0; AST Temp Closed: 0 | 3 | 0 | 0 | 21634-073-018827 | BAPA LLC
50355 | Currently in Use |  | 2002-08-01 |  | Petroleum | On road diesel | On road diesel | Emergency power generator | Fiberglass reinforced plastic | Fiberglass reinforced plastic |  |  | Flexible |  | 1901-01-01 | Catchment Basin | Audible high level alarm At 90% full | Audible high level alarm At 90% full | Interstitial Monitoring within Secondary Containment |  | Continuous Automatic Tank Gauge |  |  |  | Interstitial Monitoring within Secondary Containment |  | Continuous alarm system | Continuous alarm system |  | UST Currently In Use: 2; UST Temp Close: 0; AST Currently In Use: 0; AST Temp Closed: 0 | 2 | 0 | 0 | 21635-117-018822 | REGIONS FINANCIAL CORP
50356 | Currently in Use |  | 2002-08-01 |  | Petroleum | On road diesel | On road diesel | Emergency power generator | Fiberglass reinforced plastic | Fiberglass reinforced plastic |  |  | Flexible |  | 1901-01-01 | Catchment Basin | Audible high level alarm At 90% full | Audible high level alarm At 90% full | Interstitial Monitoring within Secondary Containment |  | Continuous Automatic Tank Gauge |  |  |  | Interstitial Monitoring within Secondary Containment |  | Continuous alarm system | Continuous alarm system |  | UST Currently In Use: 2; UST Temp Close: 0; AST Currently In Use: 0; AST Temp Closed: 0 | 2 | 0 | 0 | 21635-117-018822 | REGIONS FINANCIAL CORP
50357 | Currently in Use |  | 1999-09-30 |  | Petroleum | Unleaded gasoline | Unleaded gasoline | Retail | Fiberglass coated steel | Fiberglass coated steel |  |  | Flexible |  | 1901-01-01 | Catchment Basin | Automatic shutoff device At 95% full | Automatic shutoff device At 95% full |  |  | Statistical Inventory Reconciliation (SIR) |  | Automatic flow restrictor (MLLD) | Automatic flow restrictor (MLLD) |  |  | Statistical inventory reconciliation (SIR) | Annual line testing |  | UST Currently In Use: 2; UST Temp Close: 0; AST Currently In Use: 0; AST Temp Closed: 0 | 2 | 0 | 0 | 24180-119-018828 | WALID SONS LLC
50358 | Currently in Use |  | 1999-09-30 |  | Petroleum | Premium gasoline | Premium gasoline | Retail | Fiberglass coated steel | Fiberglass coated steel |  |  | Flexible |  | 1901-01-01 | Catchment Basin | Automatic shutoff device At 95% full | Automatic shutoff device At 95% full |  |  | Statistical Inventory Reconciliation (SIR) |  | Automatic flow restrictor (MLLD) | Automatic flow restrictor (MLLD) |  |  | Annual line testing | Annual line testing |  | UST Currently In Use: 2; UST Temp Close: 0; AST Currently In Use: 0; AST Temp Closed: 0 | 2 | 0 | 0 | 24180-119-018828 | WALID SONS LLC
50359 | Currently in Use |  | 2002-10-07 |  | Petroleum | Unleaded gasoline | Unleaded gasoline | Retail | Fiberglass coated steel | Fiberglass coated steel |  |  | Flexible |  |  | Catchment Basin | Automatic shutoff device At 95% full | Audible high level alarm At 90% full |  |  | Continuous Automatic Tank Gauge | Single walled submersible pump containment sump | Automatic flow restrictor (MLLD) | Automatic flow restrictor (MLLD) |  |  | Annual line testing | Annual line testing |  | UST Currently In Use: 1; UST Temp Close: 0; AST Currently In Use: 0; AST Temp Closed: 0 | 1 | 0 | 0 | 22226-103-018829 | PAUL RAM
50360 | Currently in Use |  | 2001-11-01 |  | Petroleum | Unleaded gasoline | Unleaded gasoline | Retail | Fiberglass reinforced plastic | Fiberglass reinforced plastic |  |  | Fiberglass reinforced plastic |  | 1901-01-01 | Catchment Basin | Flow Rest 90% Full | Flow Rest 90% Full |  |  | Continuous Automatic Tank Gauge |  | Automatic shutoff device (AELLD) | Automatic shutoff device (AELLD) | [5 empty] | UST Currently In Use: 4; UST Temp Close: 0; AST Currently In Use: 0; AST Temp Closed: 0 | 4 | 0 | 0 | 13526-073-010097 | MOORE OIL COMPANY, INC.
50361 | Currently in Use |  | 2001-11-01 |  | Petroleum | Unleaded gasoline | Unleaded gasoline | Retail | Fiberglass reinforced plastic | Fiberglass reinforced plastic |  |  | Fiberglass reinforced plastic |  | 1901-01-01 | Catchment Basin | Flow Rest 90% Full | Flow Rest 90% Full |  |  | Continuous Automatic Tank Gauge |  | Automatic shutoff device (AELLD) | Automatic shutoff device (AELLD) | [5 empty] | UST Currently In Use: 4; UST Temp Close: 0; AST Currently In Use: 0; AST Temp Closed: 0 | 4 | 0 | 0 | 13526-073-010097 | MOORE OIL COMPANY, INC.
50362 | Currently in Use |  | 2001-11-01 |  | Petroleum | Premium gasoline | Premium gasoline | Retail | Fiberglass reinforced plastic | Fiberglass reinforced plastic |  |  | Fiberglass reinforced plastic |  | 1901-01-01 | Catchment Basin | Flow Rest 90% Full | Flow Rest 90% Full |  |  | Continuous Automatic Tank Gauge |  | Automatic shutoff device (AELLD) | Automatic shutoff device (AELLD) | [5 empty] | UST Currently In Use: 4; UST Temp Close: 0; AST Currently In Use: 0; AST Temp Closed: 0 | 4 | 0 | 0 | 13526-073-010097 | MOORE OIL COMPANY, INC.
50363 | Currently in Use |  | 2001-11-01 |  | Petroleum | On road diesel | On road diesel | Retail | Fiberglass reinforced plastic | Double Wall |  |  | Fiberglass reinforced plastic |  | 1901-01-01 | Catchment Basin | Audible high level alarm At 90% full | Audible high level alarm At 90% full |  |  | Continuous Automatic Tank Gauge |  | Automatic shutoff device (AELLD) | Automatic shutoff device (AELLD) | [5 empty] | UST Currently In Use: 4; UST Temp Close: 0; AST Currently In Use: 0; AST Temp Closed: 0 | 4 | 0 | 0 | 13526-073-010097 | MOORE OIL COMPANY, INC.
50364 | Temporary Closed | 2019-05-01 | 1998-12-01 |  | Petroleum | Unleaded gasoline | Unleaded gasoline | Retail | Fiberglass coated steel | Fiberglass coated steel |  |  | Single Wall |  | 1901-01-01 | Catchment Basin | Flow Rest 90% Full | Automatic shutoff device At 95% full |  |  | Automatic Tank Gauge | [8 empty] | UST Currently In Use: 0; UST Temp Close: 2; AST Currently In Use: 0; AST Temp Closed: 0 | 0 | 2 | 3 | 20530-127-018102 | MIKES GROCERY
50365 | Temporary Closed | 2020-05-01 | 1998-12-01 |  | Petroleum | Premium gasoline | Premium gasoline | Retail | 4MID,4PREM | Fiberglass coated steel |  |  | Fiberglass reinforced plastic |  | 1901-01-01 | Catchment Basin | Flow Rest 90% Full | Automatic shutoff device At 95% full |  |  | Automatic Tank Gauge | [8 empty] | UST Currently In Use: 0; UST Temp Close: 2; AST Currently In Use: 0; AST Temp Closed: 0 | 0 | 2 | 3 | 20530-127-018102 | MIKES GROCERY
50366 | Currently in Use |  | 2002-07-12 |  | Petroleum | Unleaded gasoline | Unleaded gasoline | Retail | Double Wall | Double Wall |  |  | Flexible |  |  | Catchment Basin | Flow Rest 90% Full | Flow Rest 90% Full |  | SENSOR TO ATG | Continuous Automatic Tank Gauge | Single walled submersible pump containment sump | Containment Sump | Automatic shutoff device (AELLD) |  | SENSOR TO ATG |  |  |  | UST Currently In Use: 2; UST Temp Close: 0; AST Currently In Use: 0; AST Temp Closed: 0 | 2 | 0 | 0 | 13529-093-018831 | MOORE PETROLEUM COMPANY, INC.
50367 | Currently in Use |  | 2002-07-12 |  | Petroleum | Premium gasoline | Premium gasoline | Retail | Double Wall | Double Wall |  |  | Flexible |  |  | Catchment Basin | Flow Rest 90% Full | Flow Rest 90% Full |  | SENSOR TO ATG | Continuous Automatic Tank Gauge | Single walled submersible pump containment sump | Containment Sump | Automatic shutoff device (AELLD) |  | SENSOR TO ATG |  |  |  | UST Currently In Use: 2; UST Temp Close: 0; AST Currently In Use: 0; AST Temp Closed: 0 | 2 | 0 | 0 | 13529-093-018831 | MOORE PETROLEUM COMPANY, INC.
50368 | Temporary Closed | 2006-05-30 | 2002-10-01 |  | Petroleum | Unleaded gasoline | Unleaded gasoline | Retail | Steel | Steel | Coated & cathodic protection (sti-P3) |  | Flexible |  |  | Catchment Basin | Flow Rest 90% Full | Flow Rest 90% Full | Interstitial Monitoring within Secondary Containment |  | Continuous Automatic Tank Gauge |  | Automatic flow restrictor (MLLD) | Automatic flow restrictor (MLLD) | Interstitial Monitoring within Secondary Containment |  |  |  |  | UST Currently In Use: 0; UST Temp Close: 2; AST Currently In Use: 0; AST Temp Closed: 0 | 0 | 2 | 0 | 21651-003-018832 | WILLIES COUNTRY STORE
50369 | Temporary Closed | 2006-05-30 | 2002-10-01 |  | Petroleum | On road diesel | On road diesel | Retail | Steel | Steel | Coated & cathodic protection (sti-P3) |  | Flexible |  |  | Catchment Basin | Flow Rest 90% Full | Flow Rest 90% Full | Interstitial Monitoring within Secondary Containment |  | Continuous Automatic Tank Gauge |  | Automatic flow restrictor (MLLD) | Automatic flow restrictor (MLLD) | Interstitial Monitoring within Secondary Containment |  |  |  |  | UST Currently In Use: 0; UST Temp Close: 2; AST Currently In Use: 0; AST Temp Closed: 0 | 0 | 2 | 0 | 21651-003-018832 | WILLIES COUNTRY STORE
50370 | Permanently Closed | 2021-05-17 | 2003-02-12 | 2021-05-24 | Petroleum | Unleaded gasoline | Unleaded gasoline | Retail | Fiberglass reinforced plastic | Fiberglass reinforced plastic |  |  | Flexible | UPP |  | Catchment Basin | Automatic shutoff device At 95% full | Automatic shutoff device At 95% full | Interstitial Monitoring within Secondary Containment | SENSOR TO ATG | Automatic Tank Gauge |  | Automatic flow restrictor (MLLD) | Automatic flow restrictor (MLLD) |  |  | Annual line testing | Annual line testing |  | UST Currently In Use: 2; UST Temp Close: 0; AST Currently In Use: 0; AST Temp Closed: 0 | 2 | 0 | 2 | 13579-073-018833 | MURPHY OIL USA, INC.
50371 | Permanently Closed | 2021-05-17 | 2003-02-12 | 2021-05-24 | Petroleum | Premium gasoline | Premium gasoline | Retail | Fiberglass reinforced plastic | Fiberglass reinforced plastic |  |  | Flexible | UPP | 2003-02-12 | Catchment Basin | Automatic shutoff device At 95% full | Automatic shutoff device At 95% full | Interstitial Monitoring within Secondary Containment | SENSOR TO ATG | Automatic Tank Gauge |  | Automatic flow restrictor (MLLD) | Automatic flow restrictor (MLLD) |  |  | Annual line testing | Annual line testing |  | UST Currently In Use: 2; UST Temp Close: 0; AST Currently In Use: 0; AST Temp Closed: 0 | 2 | 0 | 2 | 13579-073-018833 | MURPHY OIL USA, INC.
50372 | Currently in Use |  | 2002-11-20 |  | Petroleum | Unleaded gasoline | Unleaded gasoline | Retail | Fiberglass coated steel | Fiberglass coated steel |  |  | Double Wall | ENVIRON | 1901-01-01 | Catchment Basin | Automatic shutoff device At 95% full | Automatic shutoff device At 95% full |  |  | Continuous Automatic Tank Gauge |  | Automatic shutoff device (AELLD) | Automatic shutoff device (AELLD) |  |  | Other | Annual line testing |  | UST Currently In Use: 4; UST Temp Close: 0; AST Currently In Use: 0; AST Temp Closed: 0 | 4 | 0 | 0 | 22176-073-018835 | CIRCLE K
50373 | Currently in Use |  | 2002-11-20 |  | Petroleum | Premium gasoline | Premium gasoline | Retail | Single Wall | Fiberglass coated steel |  |  | Double Wall | ENVIRON | 1901-01-01 | Catchment Basin | Automatic shutoff device At 95% full | Automatic shutoff device At 95% full |  |  | Continuous Automatic Tank Gauge |  | Automatic shutoff device (AELLD) | Automatic shutoff device (AELLD) |  |  | Other | Annual line testing |  | UST Currently In Use: 4; UST Temp Close: 0; AST Currently In Use: 0; AST Temp Closed: 0 | 4 | 0 | 0 | 22176-073-018835 | CIRCLE K
50374 | Currently in Use |  | 2002-11-20 |  | Petroleum | Premium gasoline | Premium gasoline | Retail | Single Wall | Fiberglass coated steel |  |  | Flexible | ENVIRON | 1901-01-01 | Catchment Basin | Automatic shutoff device At 95% full | Automatic shutoff device At 95% full |  |  | Continuous Automatic Tank Gauge |  | Automatic shutoff device (AELLD) | Automatic shutoff device (AELLD) |  |  | CITLD | Annual line testing |  | UST Currently In Use: 4; UST Temp Close: 0; AST Currently In Use: 0; AST Temp Closed: 0 | 4 | 0 | 0 | 22176-073-018835 | CIRCLE K
50375 | Currently in Use |  | 2002-11-20 |  | Petroleum | On road diesel | On road diesel | Retail | Fiberglass coated steel | Fiberglass coated steel |  |  | Double Wall | ENVIRON | 1901-01-01 | Catchment Basin | Automatic shutoff device At 95% full | Automatic shutoff device At 95% full |  |  | Continuous Automatic Tank Gauge |  | Automatic shutoff device (AELLD) | Automatic shutoff device (AELLD) |  |  | Annual line testing | Annual line testing |  | UST Currently In Use: 4; UST Temp Close: 0; AST Currently In Use: 0; AST Temp Closed: 0 | 4 | 0 | 0 | 22176-073-018835 | CIRCLE K
50376 | Currently in Use |  | 1996-10-02 |  | Petroleum | On road diesel | On road diesel | Emergency power generator | Double Wall | Double Wall |  |  | Double Wall |  | 1901-01-01 | Catchment Basin | Automatic shutoff device At 95% full | Audible high level alarm At 90% full |  |  | Automatic Tank Gauge | Double walled submersible pump containment sump | Containment Sump | Containment Sump | Interstitial Monitoring within Secondary Containment | SENSOR TO ATG | Continuous alarm system | Continuous alarm system |  | UST Currently In Use: 1; UST Temp Close: 0; AST Currently In Use: 0; AST Temp Closed: 0 | 1 | 0 | 0 | 14566-073-018836 | ST VINCENTS HOSPITAL
50377 | Currently in Use |  | 2002-07-10 |  | Petroleum | Unleaded gasoline | Unleaded gasoline | Retail | Fiberglass coated steel | Fiberglass coated steel |  |  | Fiberglass reinforced plastic |  | 1901-01-01 | Catchment Basin | Flow Rest 90% Full | Flow Rest 90% Full |  |  | Continuous Automatic Tank Gauge | [8 empty] | UST Currently In Use: 1; UST Temp Close: 0; AST Currently In Use: 0; AST Temp Closed: 0 | 1 | 0 | 0 | 24751-131-018837 | YELLOW BLUFF MINI-MART, LLC
50378 | Currently in Use |  | 2002-10-02 |  | Petroleum | Unleaded gasoline | Unleaded gasoline | Retail | Single Wall | Fiberglass coated steel |  |  | Double Wall |  | 1901-01-01 | Catchment Basin | Flow Rest 90% Full | Flow Rest 90% Full |  |  | Automatic Tank Gauge | Single walled submersible pump containment sump | Containment Sump | Automatic flow restrictor (MLLD) |  | SENSOR TO ATG | Annual line testing | Annual line testing |  | UST Currently In Use: 1; UST Temp Close: 0; AST Currently In Use: 0; AST Temp Closed: 0 | 1 | 0 | 0 | 25124-077-018841 | SRI VENKATESHWARA INC
50379 | Currently in Use |  | 2002-11-15 |  | Petroleum | Unleaded gasoline | Unleaded gasoline | Retail | Single Wall | Fiberglass coated steel |  |  | Single Wall |  | 1901-01-01 | Catchment Basin | Automatic shutoff device At 95% full | Automatic shutoff device At 95% full |  |  | Continuous Automatic Tank Gauge | [8 empty] | UST Currently In Use: 1; UST Temp Close: 0; AST Currently In Use: 0; AST Temp Closed: 0 | 1 | 0 | 0 | 24589-073-003969 | MAHA 1 CORPORATION
50380 | Permanently Closed | 1999-07-01 | 1990-08-22 | 2002-12-21 | Petroleum | Unleaded gasoline | Unleaded gasoline | Retail | [6 empty] | 1901-01-01 | [14 empty] | UST Currently In Use: 0; UST Temp Close: 0; AST Currently In Use: 0; AST Temp Closed: 0 | 0 | 0 | 3 | 12409-069-005400 | Tim Shirley
50381 | Permanently Closed | 1999-07-01 | 1990-08-22 | 2002-12-21 | Petroleum | Unleaded gasoline | Unleaded gasoline | Retail | [6 empty] | 1901-01-01 | [14 empty] | UST Currently In Use: 0; UST Temp Close: 0; AST Currently In Use: 0; AST Temp Closed: 0 | 0 | 0 | 3 | 12409-069-005400 | Tim Shirley
50382 | Permanently Closed | 1999-07-01 | 1990-08-22 | 2002-12-21 | Petroleum | Unleaded gasoline | Unleaded gasoline | Retail | [6 empty] | 1901-01-01 | [14 empty] | UST Currently In Use: 0; UST Temp Close: 0; AST Currently In Use: 0; AST Temp Closed: 0 | 0 | 0 | 3 | 12409-069-005400 | Tim Shirley
50385 | Currently in Use |  | 2002-12-10 |  | Petroleum | Unleaded gasoline | Unleaded gasoline | Retail | Double Wall | Double Wall |  |  | Double Wall | OPW | 2004-04-19 | Catchment Basin | Automatic shutoff device At 95% full | Automatic shutoff device At 95% full |  |  | Continuous Automatic Tank Gauge |  | Automatic shutoff device (AELLD) | Automatic shutoff device (AELLD) | [5 empty] | UST Currently In Use: 2; UST Temp Close: 0; AST Currently In Use: 0; AST Temp Closed: 0 | 2 | 0 | 2 | 21411-073-018726 | 79 PETRO LLC
50386 | Currently in Use |  | 2002-12-10 |  | Petroleum | Premium gasoline | Premium gasoline | Retail | 8D/4P | Double Wall |  |  | Flexible | OPW | 2004-04-19 | Catchment Basin | Automatic shutoff device At 95% full | Automatic shutoff device At 95% full |  |  | Continuous Automatic Tank Gauge |  | Automatic shutoff device (AELLD) | Automatic shutoff device (AELLD) | [5 empty] | UST Currently In Use: 2; UST Temp Close: 0; AST Currently In Use: 0; AST Temp Closed: 0 | 2 | 0 | 2 | 21411-073-018726 | 79 PETRO LLC
50387 | Currently in Use |  | 2003-03-09 |  | Petroleum | Premium gasoline | Premium gasoline | Retail | Single Wall | Fiberglass coated steel |  |  | Double Wall | APT | 1901-01-01 | Catchment Basin | Automatic shutoff device At 95% full | Automatic shutoff device At 95% full |  |  | Continuous Automatic Tank Gauge |  | Automatic shutoff device (AELLD) | Automatic shutoff device (AELLD) | [5 empty] | UST Currently In Use: 3; UST Temp Close: 0; AST Currently In Use: 0; AST Temp Closed: 0 | 3 | 0 | 0 | 24293-073-018847 | GEORGE H. GREEN OIL, INC
50388 | Currently in Use |  | 2003-03-09 |  | Petroleum | Premium gasoline | Premium gasoline | Retail | Single Wall | Fiberglass coated steel |  |  | Flexible | APT | 1901-01-01 | Catchment Basin | Automatic shutoff device At 95% full | Automatic shutoff device At 95% full |  |  | Continuous Automatic Tank Gauge |  | Containment Sump | Automatic shutoff device (AELLD) | [5 empty] | UST Currently In Use: 3; UST Temp Close: 0; AST Currently In Use: 0; AST Temp Closed: 0 | 3 | 0 | 0 | 24293-073-018847 | GEORGE H. GREEN OIL, INC
50389 | Currently in Use |  | 2003-03-09 |  | Petroleum | Unleaded gasoline | Unleaded gasoline | Retail | 4R/2P | Fiberglass coated steel |  |  | Flexible | APT | 1901-01-01 | Catchment Basin | Automatic shutoff device At 95% full | Automatic shutoff device At 95% full |  |  | Continuous Automatic Tank Gauge |  | Automatic shutoff device (AELLD) | Automatic shutoff device (AELLD) | [5 empty] | UST Currently In Use: 3; UST Temp Close: 0; AST Currently In Use: 0; AST Temp Closed: 0 | 3 | 0 | 0 | 24293-073-018847 | GEORGE H. GREEN OIL, INC
50390 | Currently in Use |  | 2002-05-10 |  | Petroleum | Unleaded gasoline | Unleaded gasoline | Retail | Fiberglass reinforced plastic | Double Wall |  |  | Flexible |  | 1901-01-01 | Catchment Basin | Flow Rest 90% Full | Flow Rest 90% Full | Interstitial Monitoring within Secondary Containment |  | Automatic Tank Gauge |  | Containment Sump | Automatic flow restrictor (MLLD) |  |  | Annual line testing | Annual line testing |  | UST Currently In Use: 1; UST Temp Close: 0; AST Currently In Use: 0; AST Temp Closed: 0 | 1 | 0 | 5 | 21283-097-014647 | TAM TRINH
50391 | Currently in Use |  | 2002-06-25 |  | Petroleum | On road diesel | On road diesel | Retail | Fiberglass reinforced plastic | Fiberglass reinforced plastic |  |  | Double Wall | OPW | 1901-01-01 | Catchment Basin | Automatic shutoff device At 95% full | Automatic shutoff device At 95% full |  |  | Continuous Automatic Tank Gauge |  | Automatic flow restrictor (MLLD) | Automatic flow restrictor (MLLD) |  |  | Annual line testing | Annual line testing |  | UST Currently In Use: 3; UST Temp Close: 0; AST Currently In Use: 0; AST Temp Closed: 0 | 3 | 0 | 5 | 25438-073-005292 | DAVID 18 LLC
50392 | Currently in Use |  | 2003-01-01 |  | Petroleum | On road diesel | On road diesel | Retail | Fiberglass coated steel | Fiberglass coated steel |  |  | Flexible |  |  | Catchment Basin | Flow Rest 90% Full | Flow Rest 90% Full |  |  | Automatic Tank Gauge |  | Automatic flow restrictor (MLLD) | Automatic flow restrictor (MLLD) |  |  | Annual line testing | Annual line testing |  | UST Currently In Use: 4; UST Temp Close: 0; AST Currently In Use: 0; AST Temp Closed: 0 | 4 | 0 | 4 | 10611-035-005922 | BOBBY EDGAR
50393 | Currently in Use |  | 2001-01-15 |  | Petroleum | Unleaded gasoline | Unleaded gasoline | Retail | Fiberglass reinforced plastic | Fiberglass reinforced plastic |  |  | Flexible |  | 1901-01-01 | Catchment Basin | Flow Rest 90% Full | Flow Rest 90% Full |  |  | Continuous Automatic Tank Gauge |  | Automatic flow restrictor (MLLD) | Automatic flow restrictor (MLLD) |  |  | Annual line testing | Annual line testing |  | UST Currently In Use: 3; UST Temp Close: 0; AST Currently In Use: 0; AST Temp Closed: 0 | 3 | 0 | 4 | 21308-121-003592 | PETRO AMERICA LLC
50394 | Currently in Use |  | 2001-01-15 |  | Petroleum | Premium gasoline | Premium gasoline | Retail | Fiberglass reinforced plastic | Fiberglass reinforced plastic |  |  | Flexible |  | 1901-01-01 | Catchment Basin | Flow Rest 90% Full | Flow Rest 90% Full |  |  | Continuous Automatic Tank Gauge |  | Containment Sump | Automatic flow restrictor (MLLD) |  |  | Annual line testing | Annual line testing |  | UST Currently In Use: 3; UST Temp Close: 0; AST Currently In Use: 0; AST Temp Closed: 0 | 3 | 0 | 4 | 21308-121-003592 | PETRO AMERICA LLC
50395 | Currently in Use |  | 2002-06-01 |  | Petroleum | Unleaded gasoline | Unleaded gasoline | Retail | Fiberglass coated steel | Fiberglass coated steel |  |  | Flexible |  | 1901-01-01 | Catchment Basin | Automatic shutoff device At 95% full | Automatic shutoff device At 95% full |  |  | Continuous Automatic Tank Gauge |  | Automatic flow restrictor (MLLD) | Automatic flow restrictor (MLLD) |  |  | Annual line testing | Annual line testing |  | UST Currently In Use: 1; UST Temp Close: 1; AST Currently In Use: 0; AST Temp Closed: 0 | 1 | 1 | 0 | 16290-097-018848 | BILLY BUI HILL
50396 | Temporary Closed | 2018-11-30 | 2002-06-01 |  | Petroleum | Unleaded gasoline | Unleaded gasoline | Retail | Fiberglass coated steel | Fiberglass coated steel |  |  | Flexible |  | 1901-01-01 | Catchment Basin | Flow Rest 90% Full | Flow Rest 90% Full |  |  | Continuous Automatic Tank Gauge |  | Automatic flow restrictor (MLLD) | Automatic flow restrictor (MLLD) |  |  | Annual line testing | Annual line testing |  | UST Currently In Use: 1; UST Temp Close: 1; AST Currently In Use: 0; AST Temp Closed: 0 | 1 | 1 | 0 | 16290-097-018848 | BILLY BUI HILL
50397 | Currently in Use |  | 2003-01-29 |  | Petroleum | Unleaded gasoline | Unleaded gasoline | Retail | Fiberglass coated steel | Fiberglass coated steel |  |  | Flexible |  | 1901-01-01 | Catchment Basin | Flow Rest 90% Full | Flow Rest 90% Full |  |  | Continuous Automatic Tank Gauge | Single walled submersible pump containment sump | Automatic shutoff device (AELLD) | Automatic shutoff device (AELLD) | Interstitial Monitoring within Secondary Containment | SENSOR TO ATG | Annual line testing | Annual line testing |  | UST Currently In Use: 2; UST Temp Close: 0; AST Currently In Use: 0; AST Temp Closed: 0 | 2 | 0 | 0 | 24967-049-018849 | FOODLAND PLUS FUEL CENTER INC
50398 | Currently in Use |  | 2003-01-29 |  | Petroleum | Premium gasoline | Premium gasoline | Retail | Fiberglass coated steel | Fiberglass coated steel |  |  | Double Wall |  | 1901-01-01 | Catchment Basin | Flow Rest 90% Full | Flow Rest 90% Full |  |  | Continuous Automatic Tank Gauge | Single walled submersible pump containment sump | Automatic shutoff device (AELLD) | Automatic shutoff device (AELLD) | Interstitial Monitoring within Secondary Containment | SENSOR TO ATG | Annual line testing | Annual line testing |  | UST Currently In Use: 2; UST Temp Close: 0; AST Currently In Use: 0; AST Temp Closed: 0 | 2 | 0 | 0 | 24967-049-018849 | FOODLAND PLUS FUEL CENTER INC
50399 | Currently in Use |  | 2003-02-28 |  | Petroleum | Unleaded gasoline | Unleaded gasoline | Retail | Fiberglass reinforced plastic | Fiberglass reinforced plastic |  |  | Flexible |  | 1901-01-01 | Catchment Basin | Automatic shutoff device At 95% full | Automatic shutoff device At 95% full | Interstitial Monitoring within Secondary Containment |  | Continuous Automatic Tank Gauge |  | Automatic flow restrictor (MLLD) | Automatic flow restrictor (MLLD) | Interstitial Monitoring within Secondary Containment |  | Annual line testing | Annual line testing |  | UST Currently In Use: 2; UST Temp Close: 0; AST Currently In Use: 0; AST Temp Closed: 0 | 2 | 0 | 0 | 13579-051-018850 | MURPHY OIL USA, INC.
50400 | Currently in Use |  | 2003-02-28 |  | Petroleum | Premium gasoline | Premium gasoline | Retail | Fiberglass reinforced plastic | Fiberglass reinforced plastic |  |  | Flexible |  | 1901-01-01 | Catchment Basin | Automatic shutoff device At 95% full | Automatic shutoff device At 95% full | Interstitial Monitoring within Secondary Containment |  | Continuous Automatic Tank Gauge |  | Containment Sump | Automatic flow restrictor (MLLD) | Interstitial Monitoring within Secondary Containment |  | Annual line testing | Annual line testing |  | UST Currently In Use: 2; UST Temp Close: 0; AST Currently In Use: 0; AST Temp Closed: 0 | 2 | 0 | 0 | 13579-051-018850 | MURPHY OIL USA, INC.
50401 | Currently in Use |  | 2003-03-14 |  | Petroleum | Unleaded gasoline | Unleaded gasoline | Retail | Double Wall | Double Wall |  |  | Flexible |  | 1901-01-01 | Catchment Basin | Automatic shutoff device At 95% full | Automatic shutoff device At 95% full | Interstitial Monitoring within Secondary Containment | SENSOR TO ATG | Automatic Tank Gauge | Single walled submersible pump containment sump | Containment Sump | Automatic flow restrictor (MLLD) |  | SENSOR TO ATG | Annual line testing | Annual line testing |  | UST Currently In Use: 3; UST Temp Close: 0; AST Currently In Use: 0; AST Temp Closed: 0 | 3 | 0 | 0 | 21237-089-018851 | SAM'S EAST, INC. C/O APTIM
50402 | Currently in Use |  | 2003-03-14 |  | Petroleum | Unleaded gasoline | Unleaded gasoline | Retail | Double Wall | Double Wall |  |  | Flexible |  | 1901-01-01 | Catchment Basin | Automatic shutoff device At 95% full | Automatic shutoff device At 95% full | Interstitial Monitoring within Secondary Containment | SENSOR TO ATG | Automatic Tank Gauge | Single walled submersible pump containment sump | Containment Sump | Automatic flow restrictor (MLLD) |  | SENSOR TO ATG | Annual line testing | Annual line testing |  | UST Currently In Use: 3; UST Temp Close: 0; AST Currently In Use: 0; AST Temp Closed: 0 | 3 | 0 | 0 | 21237-089-018851 | SAM'S EAST, INC. C/O APTIM
50403 | Currently in Use |  | 2003-03-14 |  | Petroleum | Premium gasoline | Premium gasoline | Retail | Fiberglass reinforced plastic | Double Wall |  |  | Flexible |  | 1901-01-01 | Catchment Basin | Automatic shutoff device At 95% full | Automatic shutoff device At 95% full | Interstitial Monitoring within Secondary Containment | SENSOR TO ATG | Automatic Tank Gauge | Single walled submersible pump containment sump | Containment Sump | Automatic flow restrictor (MLLD) |  | SENSOR TO ATG | Annual line testing | Annual line testing |  | UST Currently In Use: 3; UST Temp Close: 0; AST Currently In Use: 0; AST Temp Closed: 0 | 3 | 0 | 0 | 21237-089-018851 | SAM'S EAST, INC. C/O APTIM
50404 | Currently in Use |  | 2003-02-14 |  | Petroleum | On road diesel | On road diesel | Retail | Fiberglass coated steel | Fiberglass coated steel |  |  | Fiberglass reinforced plastic |  |  | Catchment Basin | Flow Rest 90% Full | Flow Rest 90% Full |  |  | Automatic Tank Gauge | [8 empty] | UST Currently In Use: 4; UST Temp Close: 0; AST Currently In Use: 1; AST Temp Closed: 0 | 4 | 0 | 0 | 21670-005-014362 | JOE YOUNG
50405 | Currently in Use |  | 2001-04-01 |  | Petroleum | Unleaded gasoline | Unleaded gasoline | Retail | 8R/4P/4D | Fiberglass coated steel |  |  | Fiberglass reinforced plastic |  | 1901-01-01 | Catchment Basin | Automatic shutoff device At 95% full | Automatic shutoff device At 95% full |  |  | Automatic Tank Gauge |  | Automatic flow restrictor (MLLD) | Automatic flow restrictor (MLLD) |  |  | Statistical inventory reconciliation (SIR) | Statistical inventory reconciliation (SIR) |  | UST Currently In Use: 1; UST Temp Close: 0; AST Currently In Use: 0; AST Temp Closed: 0 | 1 | 0 | 0 | 24166-029-004641 | LIMA A CHOWDHURY CHEAHA C STORE
50407 | Permanently Closed | 2009-01-20 | 2003-01-07 | 2009-01-20 | Petroleum | Mid-grade gasoline | Mid-grade gasoline | Industrial | Fiberglass coated steel | Fiberglass coated steel |  |  | Flexible |  | 1901-01-01 | Catchment Basin | Flow Rest 90% Full | Flow Rest 90% Full |  |  | Continuous Automatic Tank Gauge | [8 empty] | UST Currently In Use: 0; UST Temp Close: 0; AST Currently In Use: 0; AST Temp Closed: 0 | 0 | 0 | 2 | 13378-103-013516 | MCPHERSON COMPANIES, INC.
50408 | Currently in Use |  | 2002-12-06 |  | Petroleum | Unleaded gasoline | Unleaded gasoline | Retail | Double Wall | Double Wall |  |  | Flexible | APT | 2003-05-01 | Catchment Basin | Flow Rest 90% Full | Flow Rest 90% Full |  | SENSOR TO ATG | Continuous Automatic Tank Gauge |  | Automatic shutoff device (AELLD) | Automatic shutoff device (AELLD) | [5 empty] | UST Currently In Use: 2; UST Temp Close: 0; AST Currently In Use: 0; AST Temp Closed: 0 | 2 | 0 | 0 | 23679-073-018809 | BOCA PROPERTIES LLC
50409 | Currently in Use |  | 2002-12-06 |  | Petroleum | Premium gasoline | Premium gasoline | Retail | Double Wall | Double Wall |  |  | Flexible | APT | 2003-05-01 | Catchment Basin | Flow Rest 90% Full | Flow Rest 90% Full |  | SENSOR TO ATG | Continuous Automatic Tank Gauge |  | Automatic shutoff device (AELLD) | Automatic shutoff device (AELLD) | [5 empty] | UST Currently In Use: 2; UST Temp Close: 0; AST Currently In Use: 0; AST Temp Closed: 0 | 2 | 0 | 0 | 23679-073-018809 | BOCA PROPERTIES LLC
50410 | Temporary Closed | 2011-05-31 | 2002-05-01 |  | Petroleum | Unleaded gasoline | Unleaded gasoline | Retail | Steel | Steel | Coated & cathodic protection (sti-P3) |  | Fiberglass reinforced plastic |  |  | Catchment Basin | Flow Rest 90% Full | Flow Rest 90% Full |  |  | Statistical Inventory Reconciliation (SIR) | [8 empty] | UST Currently In Use: 0; UST Temp Close: 1; AST Currently In Use: 0; AST Temp Closed: 0 | 0 | 1 | 2 | 21315-097-004162 | GROVER STEWART
50411 | Currently in Use |  | 2000-04-20 |  | Petroleum | On road diesel | On road diesel | Retail | 3D/1 OFFRD | Fiberglass coated steel |  |  | Fiberglass reinforced plastic |  | 1901-01-01 | Catchment Basin | Automatic shutoff device At 95% full | Automatic shutoff device At 95% full |  |  | Continuous Automatic Tank Gauge | [8 empty] | UST Currently In Use: 3; UST Temp Close: 0; AST Currently In Use: 0; AST Temp Closed: 0 | 3 | 0 | 0 | 23429-015-018815 | MUSA PROPERTIES, LLC
50413 | Currently in Use |  | 2003-01-01 |  | Petroleum | Unleaded gasoline | Unleaded gasoline | Retail | Single Wall | Fiberglass coated steel |  |  | Single Wall |  |  | Catchment Basin | Flow Rest 90% Full | Flow Rest 90% Full |  |  | Statistical Inventory Reconciliation (SIR) | [8 empty] | UST Currently In Use: 2; UST Temp Close: 0; AST Currently In Use: 0; AST Temp Closed: 0 | 2 | 0 | 3 | 13529-093-006532 | MOORE PETROLEUM COMPANY, INC.
50414 | Currently in Use |  | 2003-01-01 |  | Petroleum | Unleaded gasoline | Unleaded gasoline | Retail | Fiberglass coated steel | Fiberglass coated steel |  |  | Single Wall |  |  | Catchment Basin | Flow Rest 90% Full | Flow Rest 90% Full |  |  | Statistical Inventory Reconciliation (SIR) | [8 empty] | UST Currently In Use: 2; UST Temp Close: 0; AST Currently In Use: 0; AST Temp Closed: 0 | 2 | 0 | 3 | 13529-093-006532 | MOORE PETROLEUM COMPANY, INC.
50415 | Currently in Use |  | 2002-10-19 |  | Petroleum | Unleaded gasoline | Unleaded gasoline | Retail | Fiberglass coated steel | Fiberglass coated steel |  |  | Fiberglass reinforced plastic |  | 1901-01-01 | Catchment Basin | Audible high level alarm At 90% full | Audible high level alarm At 90% full | Interstitial Monitoring within Secondary Containment |  | Continuous Automatic Tank Gauge | Single walled submersible pump containment sump | Automatic shutoff device (AELLD) | Automatic shutoff device (AELLD) | Interstitial Monitoring within Secondary Containment |  | Continuous alarm system | Annual line testing |  | UST Currently In Use: 2; UST Temp Close: 0; AST Currently In Use: 0; AST Temp Closed: 0 | 2 | 0 | 0 | 14001-003-018853 | RACETRAC PETROLEUM, INC.
50416 | Currently in Use |  | 2002-10-19 |  | Petroleum | Premium gasoline | Premium gasoline | Retail | Fiberglass coated steel | Fiberglass coated steel |  |  | Fiberglass reinforced plastic |  | 1901-01-01 | Catchment Basin | Flow Rest 90% Full | Audible high level alarm At 90% full | Interstitial Monitoring within Secondary Containment |  | Continuous Automatic Tank Gauge | Single walled submersible pump containment sump | Automatic shutoff device (AELLD) | Automatic shutoff device (AELLD) | Interstitial Monitoring within Secondary Containment |  | Annual line testing | Annual line testing |  | UST Currently In Use: 2; UST Temp Close: 0; AST Currently In Use: 0; AST Temp Closed: 0 | 2 | 0 | 0 | 14001-003-018853 | RACETRAC PETROLEUM, INC.
50417 | Currently in Use |  | 2003-01-01 |  | Petroleum | Unleaded gasoline | Unleaded gasoline | Retail | Fiberglass coated steel | Fiberglass coated steel |  |  | Flexible |  | 1901-01-01 | Catchment Basin | Automatic shutoff device At 95% full | Automatic shutoff device At 95% full | Interstitial Monitoring within Secondary Containment |  | Continuous Automatic Tank Gauge |  | Containment Sump | Containment Sump | Interstitial Monitoring within Secondary Containment |  | Continuous alarm system | Continuous alarm system |  | UST Currently In Use: 3; UST Temp Close: 0; AST Currently In Use: 0; AST Temp Closed: 0 | 3 | 0 | 0 | 12373-123-018854 | HILL PETROLEUM CO INC
50418 | Currently in Use |  | 2003-01-01 |  | Petroleum | Premium gasoline | Premium gasoline | Retail | Fiberglass coated steel | Fiberglass coated steel |  |  | Flexible |  | 1901-01-01 | Catchment Basin | Automatic shutoff device At 95% full | Automatic shutoff device At 95% full |  |  | Continuous Automatic Tank Gauge |  | Sump sensor relayed to automatically shut off submersible pump | Containment Sump | Interstitial Monitoring within Secondary Containment |  | Continuous alarm system | Continuous alarm system |  | UST Currently In Use: 3; UST Temp Close: 0; AST Currently In Use: 0; AST Temp Closed: 0 | 3 | 0 | 0 | 12373-123-018854 | HILL PETROLEUM CO INC
50419 | Currently in Use |  | 2003-01-01 |  | Petroleum | On road diesel | On road diesel | Retail | Fiberglass coated steel | Fiberglass coated steel |  |  | Flexible |  | 1901-01-01 | Catchment Basin | Automatic shutoff device At 95% full | Automatic shutoff device At 95% full |  |  | Continuous Automatic Tank Gauge |  | Containment Sump | Containment Sump | Interstitial Monitoring within Secondary Containment |  | Continuous alarm system | Continuous alarm system |  | UST Currently In Use: 3; UST Temp Close: 0; AST Currently In Use: 0; AST Temp Closed: 0 | 3 | 0 | 0 | 12373-123-018854 | HILL PETROLEUM CO INC
50422 | Currently in Use |  | 2003-04-15 |  | Petroleum | Unleaded gasoline | Unleaded gasoline | Retail | Double Wall | Double Wall |  |  | Flexible | OPW | 1901-01-01 | Catchment Basin | Flow Rest 90% Full | Flow Rest 90% Full | Interstitial Monitoring within Secondary Containment | SENSOR TO ATG | Continuous Automatic Tank Gauge |  | Containment Sump | Automatic flow restrictor (MLLD) |  |  | Annual line testing | Annual line testing |  | UST Currently In Use: 3; UST Temp Close: 1; AST Currently In Use: 0; AST Temp Closed: 0 | 3 | 1 | 6 | 24380-015-011630 | R & V ENTERPRISES LLC
50423 | Currently in Use |  | 2003-04-15 |  | Petroleum | Premium gasoline | Premium gasoline | Retail | Double Wall | Double Wall |  |  | Double Wall | OPW | 1901-01-01 | Catchment Basin | Flow Rest 90% Full | Flow Rest 90% Full | Interstitial Monitoring within Secondary Containment |  | Continuous Automatic Tank Gauge |  | Containment Sump | Automatic flow restrictor (MLLD) |  |  | Annual line testing | Annual line testing |  | UST Currently In Use: 3; UST Temp Close: 1; AST Currently In Use: 0; AST Temp Closed: 0 | 3 | 1 | 6 | 24380-015-011630 | R & V ENTERPRISES LLC
50424 | Currently in Use |  | 2003-04-15 |  | Petroleum | On road diesel | On road diesel | Retail | Double Wall | Double Wall |  |  | Flexible | OPW | 1901-01-01 | Catchment Basin | Flow Rest 90% Full | Flow Rest 90% Full | Interstitial Monitoring within Secondary Containment |  | Continuous Automatic Tank Gauge |  | Automatic flow restrictor (MLLD) | Automatic flow restrictor (MLLD) |  |  | Annual line testing | Annual line testing |  | UST Currently In Use: 3; UST Temp Close: 1; AST Currently In Use: 0; AST Temp Closed: 0 | 3 | 1 | 6 | 24380-015-011630 | R & V ENTERPRISES LLC
50426 | Temporary Closed |  | 2003-04-15 |  | Petroleum | Kerosene | Kerosene | Retail | Double Wall | Double Wall |  |  | Double Wall | OPW | 1901-01-01 | Catchment Basin | Flow Rest 90% Full | Flow Rest 90% Full | Interstitial Monitoring within Secondary Containment |  | Continuous Automatic Tank Gauge | [8 empty] | UST Currently In Use: 3; UST Temp Close: 1; AST Currently In Use: 0; AST Temp Closed: 0 | 3 | 1 | 6 | 24380-015-011630 | R & V ENTERPRISES LLC
50428 | Temporary Closed | 2011-01-01 | 2000-12-05 |  | Petroleum | On road diesel | On road diesel | State/Federal Government | Fiberglass coated steel | Fiberglass coated steel |  |  | Flexible |  | 1901-01-01 | Catchment Basin | Flow Rest 90% Full | Flow Rest 90% Full | Interstitial Monitoring within Secondary Containment | [10 empty] | UST Currently In Use: 0; UST Temp Close: 2; AST Currently In Use: 1; AST Temp Closed: 0 | 0 | 2 | 4 | 10112-051-000486 | ALABAMA DEPT OF CORRECTIONS
50429 | Currently in Use |  | 2002-12-28 |  | Petroleum | Unleaded gasoline | Unleaded gasoline | Retail | Double Wall | Double Wall |  |  | 2 PIECES |  | 2002-12-28 | Catchment Basin | Audible high level alarm At 90% full | Audible high level alarm At 90% full | Interstitial Monitoring within Secondary Containment | SENSOR TO ATG |  |  | Automatic shutoff device (AELLD) | Automatic shutoff device (AELLD) |  | SENSOR TO ATG | Annual line testing | Annual line testing |  | UST Currently In Use: 3; UST Temp Close: 0; AST Currently In Use: 0; AST Temp Closed: 0 | 3 | 0 | 0 | 14001-073-018855 | RACETRAC PETROLEUM, INC.
50430 | Currently in Use |  | 2002-12-28 |  | Petroleum | On road diesel | On road diesel | Retail | Double Wall | Double Wall |  |  | Fiberglass reinforced plastic |  | 2002-12-28 | Catchment Basin | Flow Rest 90% Full | Audible high level alarm At 90% full | Interstitial Monitoring within Secondary Containment | SENSOR TO ATG |  |  | Automatic shutoff device (AELLD) | Automatic shutoff device (AELLD) |  | SENSOR TO ATG | Annual line testing | Annual line testing |  | UST Currently In Use: 3; UST Temp Close: 0; AST Currently In Use: 0; AST Temp Closed: 0 | 3 | 0 | 0 | 14001-073-018855 | RACETRAC PETROLEUM, INC.
50431 | Currently in Use |  | 2002-12-28 |  | Petroleum | Premium gasoline | Premium gasoline | Retail | Double Wall | Double Wall |  |  | 2 PIECES |  | 2002-12-28 | Catchment Basin | Audible high level alarm At 90% full | Audible high level alarm At 90% full | Interstitial Monitoring within Secondary Containment | SENSOR TO ATG |  | Single walled submersible pump containment sump | Automatic shutoff device (AELLD) | Automatic shutoff device (AELLD) |  | SENSOR TO ATG | Annual line testing | Annual line testing |  | UST Currently In Use: 3; UST Temp Close: 0; AST Currently In Use: 0; AST Temp Closed: 0 | 3 | 0 | 0 | 14001-073-018855 | RACETRAC PETROLEUM, INC.
50432 | Currently in Use |  | 1994-04-08 |  | Petroleum | Unleaded gasoline | Unleaded gasoline | Retail | Steel | Steel | Coated & cathodic protection (sti-P3) |  | Fiberglass reinforced plastic |  | 1901-01-01 | Catchment Basin | Flow Rest 90% Full | Flow Rest 90% Full |  |  | Statistical Inventory Reconciliation (SIR) | [8 empty] | UST Currently In Use: 1; UST Temp Close: 0; AST Currently In Use: 0; AST Temp Closed: 0 | 1 | 0 | 3 | 23186-105-004901 | ROBERT EDWARDS
50433 | Currently in Use |  | 2001-12-07 |  | Petroleum | Unleaded gasoline | Unleaded gasoline | Retail | Double Wall | Double Wall |  |  | Flexible | APT | 1901-01-01 | Catchment Basin | Flow Rest 90% Full | Flow Rest 90% Full | Interstitial Monitoring within Secondary Containment | SENSOR TO ATG |  |  | Automatic flow restrictor (MLLD) | Automatic flow restrictor (MLLD) | Interstitial Monitoring within Secondary Containment | SENSOR TO ATG | Continuous alarm system | Continuous alarm system |  | UST Currently In Use: 3; UST Temp Close: 0; AST Currently In Use: 0; AST Temp Closed: 0 | 3 | 0 | 0 | 22285-115-018808 | HIGH TIDE OIL COMPANY, INC.
50434 | Currently in Use |  | 2001-12-07 |  | Petroleum | Premium gasoline | Premium gasoline | Retail | 8-P/4-D | Double Wall |  |  | Double Wall | APT | 1901-01-01 | Catchment Basin | Flow Rest 90% Full | Flow Rest 90% Full | Interstitial Monitoring within Secondary Containment | SENSOR TO ATG |  |  | Containment Sump | Automatic flow restrictor (MLLD) | Interstitial Monitoring within Secondary Containment | SENSOR TO ATG | Continuous alarm system | Continuous alarm system |  | UST Currently In Use: 3; UST Temp Close: 0; AST Currently In Use: 0; AST Temp Closed: 0 | 3 | 0 | 0 | 22285-115-018808 | HIGH TIDE OIL COMPANY, INC.
50435 | Currently in Use |  | 2003-04-14 |  | Petroleum | Unleaded gasoline | Unleaded gasoline | Retail | Fiberglass coated steel | Fiberglass coated steel |  |  | Flexible |  |  | Catchment Basin | Flow Rest 90% Full | Flow Rest 90% Full |  |  | Continuous Automatic Tank Gauge | Single walled submersible pump containment sump | Automatic flow restrictor (MLLD) | Automatic flow restrictor (MLLD) |  |  | Annual line testing | Annual line testing |  | UST Currently In Use: 2; UST Temp Close: 0; AST Currently In Use: 0; AST Temp Closed: 0 | 2 | 0 | 0 | 21710-103-018856 | MIKE PEEBLES
50436 | Currently in Use |  | 2003-04-14 |  | Petroleum | Premium gasoline | Premium gasoline | Retail | Single Wall | Fiberglass coated steel |  |  | Double Wall |  |  | Catchment Basin | Flow Rest 90% Full | Flow Rest 90% Full |  |  | Continuous Automatic Tank Gauge | Single walled submersible pump containment sump | Automatic flow restrictor (MLLD) | Automatic flow restrictor (MLLD) |  |  | Annual line testing | Annual line testing |  | UST Currently In Use: 2; UST Temp Close: 0; AST Currently In Use: 0; AST Temp Closed: 0 | 2 | 0 | 0 | 21710-103-018856 | MIKE PEEBLES
50437 | Permanently Closed | 2009-01-18 | 2003-04-15 | 2011-12-08 | Petroleum | Unleaded gasoline | Unleaded gasoline | Retail | Steel | Steel | Coated & cathodic protection (sti-P3) |  | Flexible |  |  | Catchment Basin | Flow Rest 90% Full | Flow Rest 90% Full |  |  | Statistical Inventory Reconciliation (SIR) |  | Containment Sump | Containment Sump |  |  | Statistical inventory reconciliation (SIR) | Statistical inventory reconciliation (SIR) |  | UST Currently In Use: 0; UST Temp Close: 0; AST Currently In Use: 0; AST Temp Closed: 0 | 0 | 0 | 4 | 13939-003-010389 | PUCKETT OIL CO INC
50438 | Currently in Use |  | 2003-04-20 |  | Petroleum | Unleaded gasoline | Unleaded gasoline | Retail | Fiberglass coated steel | Fiberglass coated steel |  |  | Double Wall | APT | 1901-01-01 | Catchment Basin | Flow Rest 90% Full | Flow Rest 90% Full |  |  | Automatic Tank Gauge |  | Automatic flow restrictor (MLLD) | Automatic flow restrictor (MLLD) | Interstitial Monitoring within Secondary Containment |  | Annual line testing | Annual line testing |  | UST Currently In Use: 2; UST Temp Close: 0; AST Currently In Use: 0; AST Temp Closed: 0 | 2 | 0 | 0 | 10249-007-018857 | ANDALUSIA ENTERPRISES INC.
50439 | Currently in Use |  | 2003-04-20 |  | Petroleum | Premium gasoline | Premium gasoline | Retail | Fiberglass coated steel | Fiberglass coated steel |  |  | Flexible | APT | 1901-01-01 | Catchment Basin | Flow Rest 90% Full | Flow Rest 90% Full |  |  | Automatic Tank Gauge |  | Automatic flow restrictor (MLLD) | Automatic flow restrictor (MLLD) | Interstitial Monitoring within Secondary Containment |  | Annual line testing | Annual line testing |  | UST Currently In Use: 2; UST Temp Close: 0; AST Currently In Use: 0; AST Temp Closed: 0 | 2 | 0 | 0 | 10249-007-018857 | ANDALUSIA ENTERPRISES INC.
50440 | Currently in Use |  | 2003-02-13 |  | Petroleum | Unleaded gasoline | Unleaded gasoline | Retail | Double Wall | Double Wall |  |  | Fiberglass reinforced plastic |  | 1901-01-01 | Catchment Basin | Automatic shutoff device At 95% full | Automatic shutoff device At 95% full |  |  | Continuous Automatic Tank Gauge |  | Containment Sump | Automatic shutoff device (AELLD) | [5 empty] | UST Currently In Use: 3; UST Temp Close: 0; AST Currently In Use: 0; AST Temp Closed: 0 | 3 | 0 | 0 | 22176-055-018858 | CIRCLE K
50441 | Currently in Use |  | 2003-02-13 |  | Petroleum | Premium gasoline | Premium gasoline | Retail | Fiberglass coated steel | Double Wall |  |  | Fiberglass reinforced plastic |  | 1901-01-01 | Catchment Basin | Automatic shutoff device At 95% full | Automatic shutoff device At 95% full |  |  | Continuous Automatic Tank Gauge |  | Containment Sump | Automatic shutoff device (AELLD) | [5 empty] | UST Currently In Use: 3; UST Temp Close: 0; AST Currently In Use: 0; AST Temp Closed: 0 | 3 | 0 | 0 | 22176-055-018858 | CIRCLE K
50442 | Currently in Use |  | 2003-02-13 |  | Petroleum | On road diesel | On road diesel | Retail | Fiberglass coated steel | Double Wall |  |  | Fiberglass reinforced plastic |  | 1901-01-01 | Catchment Basin | Automatic shutoff device At 95% full | Automatic shutoff device At 95% full |  |  | Continuous Automatic Tank Gauge |  | Automatic shutoff device (AELLD) | Automatic shutoff device (AELLD) | [5 empty] | UST Currently In Use: 3; UST Temp Close: 0; AST Currently In Use: 0; AST Temp Closed: 0 | 3 | 0 | 0 | 22176-055-018858 | CIRCLE K
50443 | Permanently Closed | 2020-07-31 | 2003-04-15 |  | Petroleum | On road diesel | On road diesel | Retail | Double Wall | Double Wall |  |  | Double Wall |  | 1901-01-01 | Catchment Basin | Audible high level alarm At 90% full | Audible high level alarm At 90% full |  |  | Statistical Inventory Reconciliation (SIR) |  | Automatic shutoff device (AELLD) | Automatic shutoff device (AELLD) |  |  | Statistical inventory reconciliation (SIR) | Continuous alarm system |  | UST Currently In Use: 3; UST Temp Close: 0; AST Currently In Use: 0; AST Temp Closed: 0 | 3 | 0 | 1 | 11576-089-016017 | DUTCH OIL COMPANY
50444 | Currently in Use |  | 2003-04-30 |  | Petroleum | Unleaded gasoline | Unleaded gasoline | Retail | Double Wall | Double Wall |  |  | Double Wall | ENVIRON | 1901-01-01 | Catchment Basin | Flow Rest 90% Full | Flow Rest 90% Full | Interstitial Monitoring within Secondary Containment | SENSOR TO ATG |  |  | Containment Sump | Automatic flow restrictor (MLLD) | Interstitial Monitoring within Secondary Containment | SENSOR TO ATG | Continuous alarm system | Continuous alarm system |  | UST Currently In Use: 2; UST Temp Close: 0; AST Currently In Use: 0; AST Temp Closed: 0 | 2 | 0 | 0 | 13579-115-018859 | MURPHY OIL USA, INC.
50445 | Currently in Use |  | 2003-04-30 |  | Petroleum | Premium gasoline | Premium gasoline | Retail | Double Wall | Double Wall |  |  | Double Wall | ENVIRON | 1901-01-01 | Catchment Basin | Automatic shutoff device At 95% full | Automatic shutoff device At 95% full | Interstitial Monitoring within Secondary Containment | SENSOR TO ATG |  |  | Automatic flow restrictor (MLLD) | Automatic flow restrictor (MLLD) | Interstitial Monitoring within Secondary Containment | SENSOR TO ATG | Continuous alarm system | Continuous alarm system |  | UST Currently In Use: 2; UST Temp Close: 0; AST Currently In Use: 0; AST Temp Closed: 0 | 2 | 0 | 0 | 13579-115-018859 | MURPHY OIL USA, INC.
50446 | Currently in Use |  | 2003-05-12 |  | Petroleum | On road diesel | On road diesel | Retail | Single Wall | Single Wall | Coated & cathodic protection (sti-P3) |  | Fiberglass reinforced plastic |  |  | Catchment Basin | Automatic shutoff device At 95% full | Automatic shutoff device At 95% full |  |  | Continuous Automatic Tank Gauge | Single walled submersible pump containment sump | Automatic flow restrictor (MLLD) | Automatic flow restrictor (MLLD) |  |  | Annual line testing | Annual line testing |  | UST Currently In Use: 5; UST Temp Close: 1; AST Currently In Use: 0; AST Temp Closed: 0 | 5 | 1 | 0 | 25265-055-005694 | LGWS/CROSS AMERICA PARTNERS
50447 | Currently in Use |  | 1999-10-29 |  | Petroleum | Unleaded gasoline | Unleaded gasoline | State/federal government | Single Wall | Fiberglass reinforced plastic |  |  | Single Wall |  | 1901-01-01 | Catchment Basin | Automatic shutoff device At 95% full | Automatic shutoff device At 95% full |  |  | Continuous Automatic Tank Gauge | [8 empty] | UST Currently In Use: 1; UST Temp Close: 0; AST Currently In Use: 0; AST Temp Closed: 0 | 1 | 0 | 4 | 21890-095-014180 | LAKE GUNTERSVILLE STATE PARK
50448 | Currently in Use |  | 1999-10-15 |  | Petroleum | Unleaded gasoline | Unleaded gasoline | Retail | Double Wall | Double Wall |  |  | Double Wall |  | 1901-01-01 | Catchment Basin | Automatic shutoff device At 95% full | Automatic shutoff device At 95% full |  |  | Continuous Automatic Tank Gauge | Single walled submersible pump containment sump | Automatic flow restrictor (MLLD) | Automatic flow restrictor (MLLD) |  |  | Annual line testing | Annual line testing |  | UST Currently In Use: 1; UST Temp Close: 0; AST Currently In Use: 0; AST Temp Closed: 0 | 1 | 0 | 0 | 21890-095-000572 | LAKE GUNTERSVILLE STATE PARK
50449 | Currently in Use |  | 2002-11-15 |  | Petroleum | On road diesel | On road diesel | Retail | Fiberglass reinforced plastic | Fiberglass reinforced plastic |  |  | Fiberglass reinforced plastic |  | 1901-01-01 | Catchment Basin | Automatic shutoff device At 95% full | Automatic shutoff device At 95% full |  |  | Continuous Automatic Tank Gauge |  | Automatic shutoff device (AELLD) | Automatic shutoff device (AELLD) | [5 empty] | UST Currently In Use: 4; UST Temp Close: 0; AST Currently In Use: 0; AST Temp Closed: 0 | 4 | 0 | 4 | 13434-013-005262 | MIDDLETON OIL COMPANY, INC.
50450 | Currently in Use |  | 2002-10-01 |  | Petroleum | Unleaded gasoline | Unleaded gasoline | Retail | Steel | Steel | Coated & cathodic protection (sti-P3) |  | Fiberglass reinforced plastic |  |  | Catchment Basin | Flow Rest 90% Full | Flow Rest 90% Full |  |  | Continuous Automatic Tank Gauge |  | Automatic flow restrictor (MLLD) | Automatic flow restrictor (MLLD) |  |  | Annual line testing | Annual line testing |  | UST Currently In Use: 5; UST Temp Close: 0; AST Currently In Use: 0; AST Temp Closed: 0 | 5 | 0 | 0 | 19061-001-015984 | D AND D ONE STOP
50451 | Currently in Use |  | 2002-10-01 |  | Petroleum | On road diesel | On road diesel | Retail | Steel | Steel | Coated & cathodic protection (sti-P3) |  | Fiberglass reinforced plastic |  |  | Catchment Basin | Flow Rest 90% Full | Flow Rest 90% Full |  |  | Continuous Automatic Tank Gauge |  | Automatic flow restrictor (MLLD) | Automatic flow restrictor (MLLD) |  |  | Annual line testing | Annual line testing |  | UST Currently In Use: 5; UST Temp Close: 0; AST Currently In Use: 0; AST Temp Closed: 0 | 5 | 0 | 0 | 19061-001-015984 | D AND D ONE STOP
50452 | Currently in Use |  | 2002-10-01 |  | Petroleum | On road diesel | On road diesel | Retail | Steel | Steel | Coated & cathodic protection (sti-P3) |  | Fiberglass reinforced plastic |  |  | Catchment Basin | Flow Rest 90% Full | Flow Rest 90% Full |  |  | Continuous Automatic Tank Gauge |  | Automatic flow restrictor (MLLD) | Automatic flow restrictor (MLLD) |  |  | Annual line testing | Annual line testing |  | UST Currently In Use: 5; UST Temp Close: 0; AST Currently In Use: 0; AST Temp Closed: 0 | 5 | 0 | 0 | 19061-001-015984 | D AND D ONE STOP
50453 | Temporary Closed | 2005-05-06 | 2003-05-19 |  | Petroleum | Unleaded gasoline | Unleaded gasoline | Retail | Fiberglass coated steel | Fiberglass coated steel |  |  | Flexible |  | 1901-01-01 | Catchment Basin | Flow Rest 90% Full | Flow Rest 90% Full |  |  | Continuous Automatic Tank Gauge |  | Automatic shutoff device (AELLD) | Automatic shutoff device (AELLD) | Interstitial Monitoring within Secondary Containment |  | Continuous alarm system | Continuous alarm system |  | UST Currently In Use: 0; UST Temp Close: 2; AST Currently In Use: 0; AST Temp Closed: 0 | 0 | 2 | 0 | 21717-121-018860 | ROY MCCAIG
50454 | Temporary Closed | 2005-05-13 | 2003-05-19 |  | Petroleum | Premium gasoline | Premium gasoline | Retail | Fiberglass coated steel | Fiberglass coated steel |  |  | Flexible |  | 1901-01-01 | Catchment Basin | Flow Rest 90% Full | Flow Rest 90% Full |  |  | Continuous Automatic Tank Gauge |  | Automatic shutoff device (AELLD) | Automatic shutoff device (AELLD) | Interstitial Monitoring within Secondary Containment |  | Continuous alarm system | Continuous alarm system |  | UST Currently In Use: 0; UST Temp Close: 2; AST Currently In Use: 0; AST Temp Closed: 0 | 0 | 2 | 0 | 21717-121-018860 | ROY MCCAIG
50455 | Currently in Use |  | 1991-01-01 |  | Petroleum | Unleaded gasoline | Unleaded gasoline | Retail | Fiberglass reinforced plastic | Fiberglass reinforced plastic |  |  | Fiberglass reinforced plastic |  | 1901-01-01 | Catchment Basin | Automatic shutoff device At 95% full | Automatic shutoff device At 95% full |  |  | Statistical Inventory Reconciliation (SIR) |  | Automatic flow restrictor (MLLD) | Automatic flow restrictor (MLLD) |  |  | Statistical inventory reconciliation (SIR) | Statistical inventory reconciliation (SIR) |  | UST Currently In Use: 4; UST Temp Close: 0; AST Currently In Use: 0; AST Temp Closed: 0 | 4 | 0 | 1 | 14681-035-010546 | STERLING OIL COMPANY, INC.
50456 | Currently in Use |  | 2000-03-16 |  | Petroleum | Unleaded gasoline | Unleaded gasoline | Retail | Fiberglass reinforced plastic | Double Wall |  |  | Fiberglass reinforced plastic |  | 2003-06-19 | Catchment Basin | Automatic shutoff device At 95% full | Automatic shutoff device At 95% full |  |  | Continuous Automatic Tank Gauge |  | Containment Sump | Automatic flow restrictor (MLLD) |  |  | Annual line testing | Annual line testing |  | UST Currently In Use: 2; UST Temp Close: 0; AST Currently In Use: 0; AST Temp Closed: 0 | 2 | 0 | 0 | 21308-121-018861 | PETRO AMERICA LLC
50457 | Currently in Use |  | 2000-03-16 |  | Petroleum | Premium gasoline | Premium gasoline | Retail | Double Wall | Double Wall |  |  | Double Wall |  | 2003-06-19 | Catchment Basin | Automatic shutoff device At 95% full | Automatic shutoff device At 95% full |  |  | Continuous Automatic Tank Gauge |  | Containment Sump | Automatic flow restrictor (MLLD) |  |  | Annual line testing | Annual line testing |  | UST Currently In Use: 2; UST Temp Close: 0; AST Currently In Use: 0; AST Temp Closed: 0 | 2 | 0 | 0 | 21308-121-018861 | PETRO AMERICA LLC
50458 | Currently in Use |  | 1998-09-30 |  | Petroleum | On road diesel | On road diesel | Industrial | Single Wall | Fiberglass reinforced plastic |  |  | Double Wall | OPW | 1901-01-01 | Catchment Basin | Automatic shutoff device At 95% full | Automatic shutoff device At 95% full |  |  | Continuous Automatic Tank Gauge |  | Automatic flow restrictor (MLLD) | Automatic flow restrictor (MLLD) |  |  | Annual line testing | Annual line testing |  | UST Currently In Use: 1; UST Temp Close: 0; AST Currently In Use: 0; AST Temp Closed: 0 | 1 | 0 | 7 | 25767-073-003671 | EAST SIDE JERSEY DAIRY INC
50459 | Currently in Use |  | 2003-05-02 |  | Petroleum | Unleaded gasoline | Unleaded gasoline | Retail | Double Wall | Double Wall |  |  | Fiberglass reinforced plastic |  | 1901-01-01 | Catchment Basin | Flow Rest 90% Full | Flow Rest 90% Full | Interstitial Monitoring within Secondary Containment | SENSOR TO ATG | Continuous Automatic Tank Gauge |  | Automatic flow restrictor (MLLD) | Automatic flow restrictor (MLLD) |  |  | Annual line testing | Annual line testing |  | UST Currently In Use: 7; UST Temp Close: 0; AST Currently In Use: 0; AST Temp Closed: 0 | 7 | 0 | 2 | 17067-055-018862 | TA OPERATING, LLC
50460 | Currently in Use |  | 2003-05-02 |  | Petroleum | Premium gasoline | Premium gasoline | Retail | Fiberglass coated steel | Double Wall |  |  | Double Wall |  | 1901-01-01 | Catchment Basin | Flow Rest 90% Full | Flow Rest 90% Full | Interstitial Monitoring within Secondary Containment | SENSOR TO ATG | Continuous Automatic Tank Gauge |  | Automatic flow restrictor (MLLD) | Automatic flow restrictor (MLLD) |  |  | Annual line testing | Annual line testing |  | UST Currently In Use: 7; UST Temp Close: 0; AST Currently In Use: 0; AST Temp Closed: 0 | 7 | 0 | 2 | 17067-055-018862 | TA OPERATING, LLC
50461 | Permanently Closed | 2009-12-01 | 2003-05-02 |  | Petroleum | Other, ULS DIESEL | Other | Retail | Double Wall | Double Wall |  |  | Double Wall |  | 1901-01-01 | Catchment Basin | Flow Rest 90% Full | Flow Rest 90% Full | Interstitial Monitoring within Secondary Containment | SENSOR TO ATG | Continuous Automatic Tank Gauge |  | Containment Sump | Containment Sump | Interstitial Monitoring within Secondary Containment | SENSOR TO ATG | Annual line testing | Annual line testing |  | UST Currently In Use: 7; UST Temp Close: 0; AST Currently In Use: 0; AST Temp Closed: 0 | 7 | 0 | 2 | 17067-055-018862 | TA OPERATING, LLC
50462 | Permanently Closed | 2009-12-01 | 2003-05-02 |  | Petroleum | Other, ULS DIESEL | Other | Retail | Double Wall | Double Wall |  |  | Double Wall |  | 1901-01-01 | Catchment Basin | Flow Rest 90% Full | Flow Rest 90% Full | Interstitial Monitoring within Secondary Containment | SENSOR TO ATG | Continuous Automatic Tank Gauge |  | Containment Sump | Containment Sump |  | SENSOR TO ATG | Annual line testing | Annual line testing |  | UST Currently In Use: 7; UST Temp Close: 0; AST Currently In Use: 0; AST Temp Closed: 0 | 7 | 0 | 2 | 17067-055-018862 | TA OPERATING, LLC
50464 | Currently in Use |  | 2003-05-02 |  | Petroleum | On road diesel | On road diesel | Retail | Double Wall | Double Wall |  |  | Double Wall |  | 1901-01-01 | Catchment Basin | Flow Rest 90% Full | Flow Rest 90% Full | Interstitial Monitoring within Secondary Containment | SENSOR TO ATG | Continuous Automatic Tank Gauge |  | Containment Sump | Automatic flow restrictor (MLLD) |  |  | Annual line testing | Annual line testing |  | UST Currently In Use: 7; UST Temp Close: 0; AST Currently In Use: 0; AST Temp Closed: 0 | 7 | 0 | 2 | 17067-055-018862 | TA OPERATING, LLC
50465 | Currently in Use |  | 2003-05-02 |  | Petroleum | On road diesel | On road diesel | Retail | Double Wall | Double Wall |  |  | Double Wall |  | 1901-01-01 | Catchment Basin | Flow Rest 90% Full | Flow Rest 90% Full | Interstitial Monitoring within Secondary Containment | SENSOR TO ATG | Continuous Automatic Tank Gauge |  | Containment Sump | Automatic flow restrictor (MLLD) |  |  | Annual line testing | Annual line testing |  | UST Currently In Use: 7; UST Temp Close: 0; AST Currently In Use: 0; AST Temp Closed: 0 | 7 | 0 | 2 | 17067-055-018862 | TA OPERATING, LLC
50466 | Currently in Use |  | 2003-05-27 |  | Petroleum | Unleaded gasoline | Unleaded gasoline | Retail | Fiberglass reinforced plastic | Double Wall |  |  | Double Wall | UPP | 1901-01-01 | Catchment Basin | Automatic shutoff device At 95% full | Automatic shutoff device At 95% full | Interstitial Monitoring within Secondary Containment | SENSOR TO ATG |  |  | Automatic flow restrictor (MLLD) | Automatic flow restrictor (MLLD) |  | SENSOR TO ATG | Annual line testing | Annual line testing |  | UST Currently In Use: 2; UST Temp Close: 0; AST Currently In Use: 0; AST Temp Closed: 0 | 2 | 0 | 0 | 13579-019-018863 | MURPHY OIL USA, INC.
50467 | Currently in Use |  | 2003-05-27 |  | Petroleum | Premium gasoline | Premium gasoline | Retail | Fiberglass reinforced plastic | Double Wall |  |  | Double Wall | UPP | 1901-01-01 | Catchment Basin | Automatic shutoff device At 95% full | Automatic shutoff device At 95% full | Interstitial Monitoring within Secondary Containment | SENSOR TO ATG |  |  | Automatic flow restrictor (MLLD) | Automatic flow restrictor (MLLD) |  | SENSOR TO ATG | Annual line testing | Annual line testing |  | UST Currently In Use: 2; UST Temp Close: 0; AST Currently In Use: 0; AST Temp Closed: 0 | 2 | 0 | 0 | 13579-019-018863 | MURPHY OIL USA, INC.
50468 | Permanently Closed | 2007-06-29 | 1998-01-01 | 2009-12-10 | Petroleum | Unleaded gasoline | Unleaded gasoline | Retail | Steel | Steel | Coated & cathodic protection (sti-P3) |  | Flexible |  | 1901-01-01 | Catchment Basin | Flow Rest 90% Full | Flow Rest 90% Full | [8 empty] | Annual line testing | Annual line testing |  | UST Currently In Use: 0; UST Temp Close: 0; AST Currently In Use: 0; AST Temp Closed: 0 | 0 | 0 | 6 | 16290-097-014127 | BILLY BUI HILL
50469 | Permanently Closed | 2007-06-29 | 1998-01-01 | 2009-12-10 | Petroleum | Premium gasoline | Premium gasoline | Retail | Steel | Steel | Coated & cathodic protection (sti-P3) |  | Flexible |  | 1901-01-01 | Catchment Basin | Flow Rest 90% Full | Flow Rest 90% Full | [8 empty] | Annual line testing | Annual line testing |  | UST Currently In Use: 0; UST Temp Close: 0; AST Currently In Use: 0; AST Temp Closed: 0 | 0 | 0 | 6 | 16290-097-014127 | BILLY BUI HILL
50470 | Currently in Use |  | 2003-03-07 |  | Petroleum | Unleaded gasoline | Unleaded gasoline | Retail | Fiberglass coated steel | Fiberglass coated steel |  |  | Flexible |  | 1901-01-01 | Catchment Basin | Flow Rest 90% Full | Flow Rest 90% Full | Interstitial Monitoring within Secondary Containment | SENSOR TO ATG | Continuous Automatic Tank Gauge |  | Automatic flow restrictor (MLLD) | Automatic flow restrictor (MLLD) | Interstitial Monitoring within Secondary Containment | SENSOR TO ATG | Continuous alarm system | Continuous alarm system |  | UST Currently In Use: 2; UST Temp Close: 0; AST Currently In Use: 0; AST Temp Closed: 0 | 2 | 0 | 5 | 13939-003-010349 | PUCKETT OIL CO INC
50471 | Currently in Use |  | 2003-03-07 |  | Petroleum | Premium gasoline | Premium gasoline | Retail | Fiberglass coated steel | Fiberglass coated steel |  |  | Flexible |  | 1901-01-01 | Catchment Basin | Flow Rest 90% Full | Flow Rest 90% Full | Interstitial Monitoring within Secondary Containment | SENSOR TO ATG | Continuous Automatic Tank Gauge |  | Containment Sump | Automatic flow restrictor (MLLD) | Interstitial Monitoring within Secondary Containment | SENSOR TO ATG | Continuous alarm system | Continuous alarm system |  | UST Currently In Use: 2; UST Temp Close: 0; AST Currently In Use: 0; AST Temp Closed: 0 | 2 | 0 | 5 | 13939-003-010349 | PUCKETT OIL CO INC
50472 | Temporary Closed | 2007-01-18 | 1998-06-01 |  | Petroleum | On road diesel | On road diesel | Industrial | Steel | Steel | Coated & cathodic protection (sti-P3) |  | Flexible |  |  | Catchment Basin | Automatic shutoff device At 95% full | Automatic shutoff device At 95% full | Interstitial Monitoring within Secondary Containment |  | Statistical Inventory Reconciliation (SIR) |  | Automatic flow restrictor (MLLD) | Automatic flow restrictor (MLLD) | [5 empty] | UST Currently In Use: 0; UST Temp Close: 4; AST Currently In Use: 0; AST Temp Closed: 0 | 0 | 4 | 7 | 25378-035-000106 | CONECUH COUNTY BOARD OF EDUCTION
50473 | Temporary Closed | 2007-01-18 | 1998-06-01 |  | Petroleum | Virgin oil | Virgin oil | Industrial | Steel | Steel | Coated & cathodic protection (sti-P3) |  | Steel |  |  | Catchment Basin | Automatic shutoff device At 95% full | Automatic shutoff device At 95% full | Interstitial Monitoring within Secondary Containment | [10 empty] | UST Currently In Use: 0; UST Temp Close: 4; AST Currently In Use: 0; AST Temp Closed: 0 | 0 | 4 | 7 | 25378-035-000106 | CONECUH COUNTY BOARD OF EDUCTION
50474 | Temporary Closed | 2007-01-18 | 1998-01-01 |  | Petroleum | On road diesel | On road diesel | Bulk facility | Steel | Steel | Coated & cathodic protection (sti-P3) |  | COPPER |  |  | Catchment Basin | Automatic shutoff device At 95% full | Automatic shutoff device At 95% full |  |  |  |  | Automatic flow restrictor (MLLD) | Automatic flow restrictor (MLLD) | [5 empty] | UST Currently In Use: 0; UST Temp Close: 4; AST Currently In Use: 0; AST Temp Closed: 0 | 0 | 4 | 7 | 25378-035-000106 | CONECUH COUNTY BOARD OF EDUCTION
50475 | Temporary Closed | 2007-01-18 | 1998-06-01 |  | Petroleum | Used oil | Used oil | Industrial | Steel | Steel | Coated & cathodic protection (sti-P3) |  | Steel |  |  | Catchment Basin | EXEMPT | Other | Interstitial Monitoring within Secondary Containment | [10 empty] | UST Currently In Use: 0; UST Temp Close: 4; AST Currently In Use: 0; AST Temp Closed: 0 | 0 | 4 | 7 | 25378-035-000106 | CONECUH COUNTY BOARD OF EDUCTION
50476 | Currently in Use |  | 2003-06-15 |  | Petroleum | Unleaded gasoline | Unleaded gasoline | Retail | Single Wall | Fiberglass coated steel |  |  | Flexible | APT | 1901-01-01 | Catchment Basin | Automatic shutoff device At 95% full | Automatic shutoff device At 95% full |  |  | Continuous Automatic Tank Gauge |  | Containment Sump | Automatic shutoff device (AELLD) |  |  | Continuous alarm system | Continuous alarm system |  | UST Currently In Use: 2; UST Temp Close: 0; AST Currently In Use: 0; AST Temp Closed: 0 | 2 | 0 | 0 | 10182-037-018865 | ALLEN OIL CO
50477 | Currently in Use |  | 2003-06-15 |  | Petroleum | Premium gasoline | Premium gasoline | Retail | Fiberglass coated steel | Fiberglass coated steel |  |  | Double Wall | APT | 1901-01-01 | Catchment Basin | Automatic shutoff device At 95% full | Automatic shutoff device At 95% full |  |  | Continuous Automatic Tank Gauge |  | Automatic shutoff device (AELLD) | Automatic shutoff device (AELLD) |  |  | Continuous alarm system | Continuous alarm system |  | UST Currently In Use: 2; UST Temp Close: 0; AST Currently In Use: 0; AST Temp Closed: 0 | 2 | 0 | 0 | 10182-037-018865 | ALLEN OIL CO
50479 | Currently in Use |  | 2003-06-04 |  | Petroleum | Unleaded gasoline | Unleaded gasoline | Retail | Fiberglass coated steel | Fiberglass coated steel |  |  | Fiberglass reinforced plastic |  |  | Catchment Basin | Flow Rest 90% Full | Flow Rest 90% Full |  |  | Automatic Tank Gauge |  | Containment Sump | Containment Sump |  |  | MANIFOLDED | Other |  | UST Currently In Use: 3; UST Temp Close: 0; AST Currently In Use: 0; AST Temp Closed: 0 | 3 | 0 | 0 | 25244-083-017350 | MEX NORTH ALABAMA, LLC.
50480 | Currently in Use |  | 2001-01-15 |  | Petroleum | Unleaded gasoline | Unleaded gasoline | Retail | Steel | Steel | Coated & cathodic protection (sti-P3) |  | Flexible |  |  | Catchment Basin | Flow Rest 90% Full | Automatic shutoff device At 95% full |  |  | Automatic Tank Gauge |  | Automatic flow restrictor (MLLD) | Automatic flow restrictor (MLLD) |  |  | Annual line testing | Annual line testing |  | UST Currently In Use: 2; UST Temp Close: 1; AST Currently In Use: 0; AST Temp Closed: 0 | 2 | 1 | 1 | 25754-003-010352 | ROBERTSDALE FOOD MART
50481 | Currently in Use |  | 2003-04-10 |  | Petroleum | Unleaded gasoline | Unleaded gasoline | Retail | TCI | Double Wall |  |  | Flexible |  | 1901-01-01 | Catchment Basin | Flow Rest 90% Full | Flow Rest 90% Full |  |  | Continuous Automatic Tank Gauge |  | Automatic shutoff device (AELLD) | Automatic shutoff device (AELLD) | [5 empty] | UST Currently In Use: 2; UST Temp Close: 0; AST Currently In Use: 0; AST Temp Closed: 0 | 2 | 0 | 0 | 19709-003-018867 | TWIN OAKS COMPANY
50482 | Currently in Use |  | 2003-04-10 |  | Petroleum | Premium gasoline | Premium gasoline | Retail | Double Wall | Double Wall |  |  | Flexible |  | 1901-01-01 | Catchment Basin | Flow Rest 90% Full | Flow Rest 90% Full |  |  | Continuous Automatic Tank Gauge |  | Automatic shutoff device (AELLD) | Automatic shutoff device (AELLD) | [5 empty] | UST Currently In Use: 2; UST Temp Close: 0; AST Currently In Use: 0; AST Temp Closed: 0 | 2 | 0 | 0 | 19709-003-018867 | TWIN OAKS COMPANY
50483 | Permanently Closed | 2021-06-22 | 1999-03-10 |  | Petroleum | On road diesel | On road diesel | Emergency Power Generator | Steel | Steel | Coated & cathodic protection (sti-P3) |  | Other |  |  | Catchment Basin | Automatic shutoff device At 95% full | Automatic shutoff device At 95% full | [11 empty] | UST Currently In Use: 0; UST Temp Close: 0; AST Currently In Use: 1; AST Temp Closed: 0 | 0 | 0 | 1 | 21738-115-018868 | CITY OF PELL CITY WWTP
50484 | Permanently Closed | 2021-06-22 | 1999-03-10 |  | Petroleum | On road diesel | On road diesel | Local Government | Steel | Steel | Coated & cathodic protection (sti-P3) |  | Other |  |  | Catchment Basin | Automatic shutoff device At 95% full | Automatic shutoff device At 95% full |  |  | Other | [8 empty] | UST Currently In Use: 0; UST Temp Close: 0; AST Currently In Use: 0; AST Temp Closed: 0 | 0 | 0 | 1 | 21738-115-018869 | CITY OF PELL CITY WWTP
50485 | Temporary Closed | 2018-09-19 | 2003-03-15 |  | Petroleum | Unleaded gasoline | Unleaded gasoline | Industrial | 2R/10D | Fiberglass coated steel |  |  | Fiberglass reinforced plastic |  | 1901-01-01 | Catchment Basin | Flow Rest 90% Full | Flow Rest 90% Full |  |  | Automatic Tank Gauge | [8 empty] | UST Currently In Use: 0; UST Temp Close: 1; AST Currently In Use: 0; AST Temp Closed: 0 | 0 | 1 | 2 | 25602-015-002262 | SIGNATURE WAREHOUSING
50486 | Currently in Use |  | 2003-05-20 |  | Petroleum | Unleaded gasoline | Unleaded gasoline | Industrial | Fiberglass reinforced plastic | Fiberglass reinforced plastic |  |  | Flexible |  | 1901-01-01 | Catchment Basin | Automatic shutoff device At 95% full | Automatic shutoff device At 95% full |  |  | Continuous Automatic Tank Gauge |  | Containment Sump | Automatic flow restrictor (MLLD) | Interstitial Monitoring within Secondary Containment |  | Continuous alarm system | Continuous alarm system |  | UST Currently In Use: 1; UST Temp Close: 0; AST Currently In Use: 3; AST Temp Closed: 0 | 1 | 0 | 0 | 21743-117-018872 | CARMAX AUTO SUPERSTORES INC.
50487 | Currently in Use |  | 2003-05-01 |  | Petroleum | Unleaded gasoline | Unleaded gasoline | Retail | Fiberglass coated steel | Fiberglass coated steel |  |  | OPW PISCES |  | 1901-01-01 | Catchment Basin | Flow Rest 90% Full | Flow Rest 90% Full | Interstitial Monitoring within Secondary Containment |  | Continuous Automatic Tank Gauge |  | Automatic shutoff device (AELLD) | Automatic shutoff device (AELLD) | Interstitial Monitoring within Secondary Containment | SENSOR TO ATG | Continuous alarm system | Continuous alarm system |  | UST Currently In Use: 3; UST Temp Close: 0; AST Currently In Use: 0; AST Temp Closed: 0 | 3 | 0 | 4 | 24950-085-010538 | MOUNTAIN EXPRESS OIL CO. S.E.
50488 | Currently in Use |  | 2003-05-01 |  | Petroleum | Unleaded gasoline | Unleaded gasoline | Retail | Fiberglass coated steel | Fiberglass coated steel |  |  | OPW PISCES |  | 1901-01-01 | Catchment Basin | Flow Rest 90% Full | Flow Rest 90% Full | Interstitial Monitoring within Secondary Containment |  | Continuous Automatic Tank Gauge |  | Automatic shutoff device (AELLD) | Automatic shutoff device (AELLD) | Interstitial Monitoring within Secondary Containment | SENSOR TO ATG | Continuous alarm system | Continuous alarm system |  | UST Currently In Use: 3; UST Temp Close: 0; AST Currently In Use: 0; AST Temp Closed: 0 | 3 | 0 | 4 | 24950-085-010538 | MOUNTAIN EXPRESS OIL CO. S.E.
50489 | Currently in Use |  | 2003-05-01 |  | Petroleum | On road diesel | On road diesel | Retail | Fiberglass coated steel | Fiberglass coated steel |  |  | OPW PISCES |  | 1901-01-01 | Catchment Basin | Flow Rest 90% Full | Flow Rest 90% Full | Interstitial Monitoring within Secondary Containment |  | Continuous Automatic Tank Gauge | [8 empty] | UST Currently In Use: 3; UST Temp Close: 0; AST Currently In Use: 0; AST Temp Closed: 0 | 3 | 0 | 4 | 24950-085-010538 | MOUNTAIN EXPRESS OIL CO. S.E.
50490 | Currently in Use |  | 2003-06-01 |  | Petroleum | Unleaded gasoline | Unleaded gasoline | Retail | Single Wall | Fiberglass coated steel |  |  | Fiberglass reinforced plastic |  | 1901-01-01 | Catchment Basin | Automatic shutoff device At 95% full | Automatic shutoff device At 95% full |  |  | Automatic Tank Gauge |  | Automatic shutoff device (AELLD) | Automatic shutoff device (AELLD) |  |  | Annual line testing | Annual line testing |  | UST Currently In Use: 2; UST Temp Close: 0; AST Currently In Use: 0; AST Temp Closed: 0 | 2 | 0 | 0 | 22176-055-018873 | CIRCLE K
50491 | Currently in Use |  | 2003-06-01 |  | Petroleum | Premium gasoline | Premium gasoline | Retail | Single Wall | Fiberglass coated steel |  |  | Fiberglass reinforced plastic |  | 1901-01-01 | Catchment Basin | Automatic shutoff device At 95% full | Automatic shutoff device At 95% full |  |  | Automatic Tank Gauge |  | Automatic shutoff device (AELLD) | Automatic shutoff device (AELLD) |  |  | Annual line testing | Annual line testing |  | UST Currently In Use: 2; UST Temp Close: 0; AST Currently In Use: 0; AST Temp Closed: 0 | 2 | 0 | 0 | 22176-055-018873 | CIRCLE K
50492 | Currently in Use |  | 2003-07-04 |  | Petroleum | Unleaded gasoline | Unleaded gasoline | Retail | Single Wall | Fiberglass coated steel |  |  | Single Wall |  | 1901-01-01 | Catchment Basin | Flow Rest 90% Full | Flow Rest 90% Full |  |  | Continuous Automatic Tank Gauge | Single walled submersible pump containment sump | Automatic flow restrictor (MLLD) | Automatic flow restrictor (MLLD) | Interstitial Monitoring within Secondary Containment | MANUAL/VISUAL CHECK | Annual line testing | Annual line testing |  | UST Currently In Use: 4; UST Temp Close: 0; AST Currently In Use: 0; AST Temp Closed: 0 | 4 | 0 | 0 | 23598-071-018874 | R & R PARTNERSHIP
50493 | Currently in Use |  | 2003-07-14 |  | Petroleum | Premium gasoline | Premium gasoline | Retail | Single Wall | Fiberglass coated steel |  |  | Fiberglass reinforced plastic |  | 1901-01-01 | Catchment Basin | Flow Rest 90% Full | Flow Rest 90% Full |  |  | Continuous Automatic Tank Gauge |  | Automatic flow restrictor (MLLD) | Automatic flow restrictor (MLLD) | Interstitial Monitoring within Secondary Containment | MANUAL/VISUAL CHECK | Annual line testing | Annual line testing |  | UST Currently In Use: 4; UST Temp Close: 0; AST Currently In Use: 0; AST Temp Closed: 0 | 4 | 0 | 0 | 23598-071-018874 | R & R PARTNERSHIP
50494 | Currently in Use |  | 2003-07-14 |  | Petroleum | On road diesel | On road diesel | Retail | Fiberglass coated steel | Fiberglass coated steel |  |  | Single Wall |  | 1901-01-01 | Catchment Basin | Flow Rest 90% Full | Flow Rest 90% Full |  |  | Continuous Automatic Tank Gauge |  | Automatic flow restrictor (MLLD) | Automatic flow restrictor (MLLD) | Interstitial Monitoring within Secondary Containment | MANUAL/VISUAL CHECK | Annual line testing | Annual line testing |  | UST Currently In Use: 4; UST Temp Close: 0; AST Currently In Use: 0; AST Temp Closed: 0 | 4 | 0 | 0 | 23598-071-018874 | R & R PARTNERSHIP
50495 | Currently in Use |  | 2003-07-14 |  | Petroleum | Kerosene | Kerosene | Retail | Fiberglass coated steel | Fiberglass coated steel |  |  | Fiberglass reinforced plastic |  | 1901-01-01 | Catchment Basin | Flow Rest 90% Full | Flow Rest 90% Full |  |  | Continuous Automatic Tank Gauge |  | Automatic flow restrictor (MLLD) | Automatic flow restrictor (MLLD) | Interstitial Monitoring within Secondary Containment | MANUAL/VISUAL CHECK | Annual line testing | Annual line testing |  | UST Currently In Use: 4; UST Temp Close: 0; AST Currently In Use: 0; AST Temp Closed: 0 | 4 | 0 | 0 | 23598-071-018874 | R & R PARTNERSHIP
50496 | Currently in Use |  | 2003-04-03 |  | Petroleum | Unleaded gasoline | Unleaded gasoline | Retail | Fiberglass reinforced plastic | Double Wall |  |  | Fiberglass reinforced plastic |  | 1901-01-01 | Catchment Basin | Automatic shutoff device At 95% full | Automatic shutoff device At 95% full |  |  | Continuous Automatic Tank Gauge |  | Containment Sump | Automatic flow restrictor (MLLD) | Interstitial Monitoring within Secondary Containment | SENSOR TO ATG | Annual line testing | Annual line testing |  | UST Currently In Use: 3; UST Temp Close: 0; AST Currently In Use: 0; AST Temp Closed: 0 | 3 | 0 | 0 | 21749-097-018875 | MYERS OIL COMPANY CO CHAMBLISS GROUP
50497 | Currently in Use |  | 2003-04-05 |  | Petroleum | Premium gasoline | Premium gasoline | Retail | Double Wall | Double Wall |  |  | Double Wall |  | 1901-01-01 | Catchment Basin | Automatic shutoff device At 95% full | Automatic shutoff device At 95% full |  |  | Continuous Automatic Tank Gauge |  | Automatic flow restrictor (MLLD) | Automatic flow restrictor (MLLD) | Interstitial Monitoring within Secondary Containment | SENSOR TO ATG | Continuous alarm system | Annual line testing |  | UST Currently In Use: 3; UST Temp Close: 0; AST Currently In Use: 0; AST Temp Closed: 0 | 3 | 0 | 0 | 21749-097-018875 | MYERS OIL COMPANY CO CHAMBLISS GROUP
50498 | Currently in Use |  | 2003-05-29 |  | Petroleum | On road diesel | On road diesel | Retail | Double Wall | Double Wall |  |  | Double Wall |  | 1901-01-01 | Catchment Basin | Automatic shutoff device At 95% full | Automatic shutoff device At 95% full |  |  | Continuous Automatic Tank Gauge |  | Automatic flow restrictor (MLLD) | Automatic flow restrictor (MLLD) | Interstitial Monitoring within Secondary Containment | SENSOR TO ATG | Annual line testing | Annual line testing |  | UST Currently In Use: 3; UST Temp Close: 0; AST Currently In Use: 0; AST Temp Closed: 0 | 3 | 0 | 0 | 21749-097-018875 | MYERS OIL COMPANY CO CHAMBLISS GROUP
50499 | Currently in Use |  | 2003-05-26 |  | Petroleum | Unleaded gasoline | Unleaded gasoline | Retail | Fiberglass coated steel | Fiberglass coated steel |  |  | Flexible | OPW | 1901-01-01 | Catchment Basin | Automatic shutoff device At 95% full | Automatic shutoff device At 95% full | Interstitial Monitoring within Secondary Containment | SENSOR TO ATG | Continuous Automatic Tank Gauge |  | Containment Sump | Automatic shutoff device (AELLD) | Interstitial Monitoring within Secondary Containment |  |  |  |  | UST Currently In Use: 2; UST Temp Close: 0; AST Currently In Use: 0; AST Temp Closed: 0 | 2 | 0 | 0 | 15420-089-018876 | MAPCO EXPRESS, INC.
50500 | Currently in Use |  | 2003-05-26 |  | Petroleum | Premium gasoline | Premium gasoline | Retail | Fiberglass coated steel | Fiberglass coated steel |  |  | Flexible | OPW | 1901-01-01 | Catchment Basin | Automatic shutoff device At 95% full | Automatic shutoff device At 95% full | Interstitial Monitoring within Secondary Containment | SENSOR TO ATG | Continuous Automatic Tank Gauge |  | Containment Sump | Automatic shutoff device (AELLD) | Interstitial Monitoring within Secondary Containment |  |  |  |  | UST Currently In Use: 2; UST Temp Close: 0; AST Currently In Use: 0; AST Temp Closed: 0 | 2 | 0 | 0 | 15420-089-018876 | MAPCO EXPRESS, INC.
50502 | Currently in Use |  | 1970-01-01 |  | Petroleum | Premium gasoline | Premium gasoline | Retail | Single Wall | Single Wall | Field installed cathodic protection |  | Double Wall |  |  | Catchment Basin | Automatic shutoff device At 95% full | Automatic shutoff device At 95% full |  |  | Continuous Automatic Tank Gauge |  | Automatic flow restrictor (MLLD) | Automatic flow restrictor (MLLD) | Interstitial Monitoring within Secondary Containment |  | Statistical inventory reconciliation (SIR) | Continuous alarm system |  | UST Currently In Use: 4; UST Temp Close: 0; AST Currently In Use: 0; AST Temp Closed: 0 | 4 | 0 | 1 | 25265-003-006438 | LGWS/Cross America Partners
50503 | Currently in Use |  | 1969-01-01 |  | Petroleum | Mid-grade gasoline | Mid-grade gasoline | Retail | Steel | Steel | Field installed cathodic protection |  | Fiberglass reinforced plastic |  |  | Catchment Basin | Automatic shutoff device At 95% full | Automatic shutoff device At 95% full |  |  | Automatic Tank Gauge |  | Automatic flow restrictor (MLLD) | Automatic flow restrictor (MLLD) |  |  | Annual line testing | Annual line testing |  | UST Currently In Use: 4; UST Temp Close: 0; AST Currently In Use: 0; AST Temp Closed: 0 | 4 | 0 | 0 | 25554-005-004032 | VILLA RICA REALTY INVESTMENT
50506 | Currently in Use |  | 2003-07-13 |  | Petroleum | Unleaded gasoline | Unleaded gasoline | Retail | Single Wall | Fiberglass coated steel |  |  | Double Wall | APT | 1901-01-01 | Catchment Basin | Automatic shutoff device At 95% full | Automatic shutoff device At 95% full |  |  | Automatic Tank Gauge |  | Containment Sump | Automatic flow restrictor (MLLD) |  |  | Annual line testing | Annual line testing |  | UST Currently In Use: 2; UST Temp Close: 0; AST Currently In Use: 0; AST Temp Closed: 0 | 2 | 0 | 0 | 25138-121-002689 | SHWETA LALANI
50507 | Currently in Use |  | 2003-07-13 |  | Petroleum | Premium gasoline | Premium gasoline | Retail | Fiberglass coated steel | Fiberglass coated steel |  |  | Double Wall | APT | 1901-01-01 | Catchment Basin | Automatic shutoff device At 95% full | Automatic shutoff device At 95% full |  |  | Automatic Tank Gauge |  | Automatic flow restrictor (MLLD) | Automatic flow restrictor (MLLD) |  |  | Continuous alarm system | Annual line testing |  | UST Currently In Use: 2; UST Temp Close: 0; AST Currently In Use: 0; AST Temp Closed: 0 | 2 | 0 | 0 | 25138-121-002689 | SHWETA LALANI
50508 | Currently in Use |  | 1997-10-01 |  | Petroleum | Unleaded gasoline | Unleaded gasoline | Retail | Steel | Steel | Coated & cathodic protection (sti-P3) |  | Flexible |  | 1901-01-01 | Catchment Basin | Flow Rest 90% Full | Flow Rest 90% Full |  |  | Automatic Tank Gauge |  | Automatic flow restrictor (MLLD) | Automatic flow restrictor (MLLD) | Interstitial Monitoring within Secondary Containment |  | Annual line testing | Annual line testing |  | UST Currently In Use: 2; UST Temp Close: 0; AST Currently In Use: 0; AST Temp Closed: 0 | 2 | 0 | 0 | 25929-113-018878 | SHREE KANA LLC
50509 | Currently in Use |  | 1997-10-01 |  | Petroleum | Unleaded gasoline | Unleaded gasoline | Retail | Steel | Steel | Coated & cathodic protection (sti-P3) |  | Flexible |  | 1901-01-01 | Catchment Basin | Flow Rest 90% Full | Flow Rest 90% Full |  |  | Automatic Tank Gauge |  | Automatic flow restrictor (MLLD) | Automatic flow restrictor (MLLD) |  |  | Annual line testing | Annual line testing |  | UST Currently In Use: 2; UST Temp Close: 0; AST Currently In Use: 0; AST Temp Closed: 0 | 2 | 0 | 0 | 25929-113-018878 | SHREE KANA LLC
50510 | Currently in Use |  | 2003-08-21 |  | Petroleum | Unleaded gasoline | Unleaded gasoline | Retail | Double Wall | Double Wall |  |  | 2-PIECES |  | 2003-08-21 | Catchment Basin | Automatic shutoff device At 95% full | Automatic shutoff device At 95% full | Interstitial Monitoring within Secondary Containment | SENSOR TO ATG | Continuous Automatic Tank Gauge |  | Containment Sump | Automatic flow restrictor (MLLD) |  |  | Annual line testing | Annual line testing |  | UST Currently In Use: 2; UST Temp Close: 0; AST Currently In Use: 0; AST Temp Closed: 0 | 2 | 0 | 0 | 21013-073-018879 | MIRAJ INC
50511 | Currently in Use |  | 2003-08-21 |  | Petroleum | Premium gasoline | Premium gasoline | Retail | 8P/4D | Double Wall |  |  | Fiberglass reinforced plastic |  | 2003-08-21 | Catchment Basin | Automatic shutoff device At 95% full | Automatic shutoff device At 95% full | Interstitial Monitoring within Secondary Containment | SENSOR TO ATG | Continuous Automatic Tank Gauge |  | Automatic flow restrictor (MLLD) | Automatic flow restrictor (MLLD) |  |  | Annual line testing | Annual line testing |  | UST Currently In Use: 2; UST Temp Close: 0; AST Currently In Use: 0; AST Temp Closed: 0 | 2 | 0 | 0 | 21013-073-018879 | MIRAJ INC
50512 | Currently in Use |  | 2003-09-11 |  | Petroleum | Unleaded gasoline | Unleaded gasoline | Retail | Fiberglass coated steel | Fiberglass coated steel |  |  | Fiberglass reinforced plastic |  | 1901-01-01 | Catchment Basin | Automatic shutoff device At 95% full | Automatic shutoff device At 95% full |  |  | Continuous Automatic Tank Gauge | [8 empty] | UST Currently In Use: 2; UST Temp Close: 0; AST Currently In Use: 0; AST Temp Closed: 0 | 2 | 0 | 0 | 24291-111-018880 | TARUN PATEL
50513 | Currently in Use |  | 2003-09-11 |  | Petroleum | On road diesel | On road diesel | Retail | Fiberglass coated steel | Fiberglass coated steel |  |  | Fiberglass reinforced plastic |  | 1901-01-01 | Catchment Basin | Automatic shutoff device At 95% full | Automatic shutoff device At 95% full |  |  | Continuous Automatic Tank Gauge | [8 empty] | UST Currently In Use: 2; UST Temp Close: 0; AST Currently In Use: 0; AST Temp Closed: 0 | 2 | 0 | 0 | 24291-111-018880 | TARUN PATEL
50514 | Currently in Use |  | 2003-07-14 |  | Petroleum | On road diesel | On road diesel | Retail | Fiberglass coated steel | Fiberglass coated steel |  |  | Flexible |  |  | Catchment Basin | Flow Rest 90% Full | Automatic shutoff device At 95% full |  |  | Continuous Automatic Tank Gauge |  | Automatic flow restrictor (MLLD) | Automatic flow restrictor (MLLD) |  |  | Annual line testing | Annual line testing |  | UST Currently In Use: 3; UST Temp Close: 0; AST Currently In Use: 0; AST Temp Closed: 0 | 3 | 0 | 0 | 21923-003-015583 | WOODSON'S BARGE-N, LLC
50515 | Temporary Closed | 2003-12-09 | 2001-10-01 |  | Petroleum | Unleaded gasoline | Unleaded gasoline | Retail | Steel | Steel | Coated & cathodic protection (sti-P3) |  | Flexible |  | 1901-01-01 | Catchment Basin | Flow Rest 90% Full | Flow Rest 90% Full |  |  |  |  | Automatic flow restrictor (MLLD) | Automatic flow restrictor (MLLD) |  |  | Annual line testing | Annual line testing |  | UST Currently In Use: 0; UST Temp Close: 2; AST Currently In Use: 0; AST Temp Closed: 0 | 0 | 2 | 0 | 21856-123-018881 | DANIEL YATES
50516 | Temporary Closed | 2003-12-09 | 2001-10-01 |  | Petroleum | Premium gasoline | Premium gasoline | Retail | Steel | Steel | Coated & cathodic protection (sti-P3) |  | Flexible |  | 1901-01-01 | Catchment Basin | Flow Rest 90% Full | Flow Rest 90% Full |  |  |  |  | Automatic flow restrictor (MLLD) | Automatic flow restrictor (MLLD) |  |  | Annual line testing | Annual line testing |  | UST Currently In Use: 0; UST Temp Close: 2; AST Currently In Use: 0; AST Temp Closed: 0 | 0 | 2 | 0 | 21856-123-018881 | DANIEL YATES
50517 | Permanently Closed | 2018-06-15 | 2003-09-03 | 2018-06-15 | Petroleum | On road diesel | On road diesel | Bulk facility | Fiberglass reinforced plastic | Fiberglass reinforced plastic |  |  | Fiberglass reinforced plastic |  |  | Catchment Basin | Automatic shutoff device At 95% full | Automatic shutoff device At 95% full |  |  | Statistical Inventory Reconciliation (SIR) |  | Containment Sump | Automatic flow restrictor (MLLD) | Interstitial Monitoring within Secondary Containment |  | Statistical inventory reconciliation (SIR) | Statistical inventory reconciliation (SIR) |  | UST Currently In Use: 0; UST Temp Close: 0; AST Currently In Use: 0; AST Temp Closed: 0 | 0 | 0 | 4 | 21126-123-012883 | FREEDOM FUELS LLC
50518 | Currently in Use |  | 2002-01-21 |  | Petroleum | On road diesel | On road diesel | Retail | Fiberglass coated steel | Fiberglass coated steel |  |  | Fiberglass reinforced plastic |  |  | Catchment Basin | Flow Rest 90% Full | Flow Rest 90% Full |  |  | Automatic Tank Gauge |  | Automatic flow restrictor (MLLD) | Automatic flow restrictor (MLLD) |  |  | Annual line testing | Annual line testing |  | UST Currently In Use: 3; UST Temp Close: 0; AST Currently In Use: 0; AST Temp Closed: 0 | 3 | 0 | 0 | 22313-005-018589 | SALEEM PUNJANI
50519 | Currently in Use |  | 2003-05-14 |  | Petroleum | Unleaded gasoline | Unleaded gasoline | Retail | Fiberglass coated steel | Double Wall |  |  | Flexible |  | 1901-01-01 | Catchment Basin | Automatic shutoff device At 95% full | Automatic shutoff device At 95% full |  |  | Continuous Automatic Tank Gauge |  | Containment Sump | Automatic flow restrictor (MLLD) |  |  | Annual line testing | Annual line testing |  | UST Currently In Use: 1; UST Temp Close: 0; AST Currently In Use: 0; AST Temp Closed: 0 | 1 | 0 | 0 | 25168-097-018885 | RELIANCE PROPERTIES INC
50520 | Currently in Use |  | 2003-07-01 |  | Petroleum | Unleaded gasoline | Unleaded gasoline | Retail | Fiberglass coated steel | Fiberglass coated steel |  |  | Fiberglass reinforced plastic |  | 1901-01-01 | Catchment Basin | Flow Rest 90% Full | Flow Rest 90% Full |  |  | Continuous Automatic Tank Gauge |  | Containment Sump | Automatic flow restrictor (MLLD) | Interstitial Monitoring within Secondary Containment | SENSOR TO ATG | Continuous alarm system | Annual line testing |  | UST Currently In Use: 3; UST Temp Close: 0; AST Currently In Use: 0; AST Temp Closed: 0 | 3 | 0 | 0 | 22176-089-018886 | CIRCLE K
50521 | Currently in Use |  | 2003-07-01 |  | Petroleum | Premium gasoline | Premium gasoline | Retail | Fiberglass coated steel | Fiberglass coated steel |  |  | Fiberglass reinforced plastic |  | 1901-01-01 | Catchment Basin | Automatic shutoff device At 95% full | Automatic shutoff device At 95% full |  |  | Continuous Automatic Tank Gauge |  | Automatic flow restrictor (MLLD) | Automatic flow restrictor (MLLD) | Interstitial Monitoring within Secondary Containment | SENSOR TO ATG | Continuous alarm system | Annual line testing |  | UST Currently In Use: 3; UST Temp Close: 0; AST Currently In Use: 0; AST Temp Closed: 0 | 3 | 0 | 0 | 22176-089-018886 | CIRCLE K
50522 | Currently in Use |  | 2003-07-01 |  | Petroleum | On road diesel | On road diesel | Retail | Fiberglass coated steel | Fiberglass coated steel |  |  | Fiberglass reinforced plastic |  | 1901-01-01 | Catchment Basin | Flow Rest 90% Full | Flow Rest 90% Full |  |  | Continuous Automatic Tank Gauge |  | Containment Sump | Automatic flow restrictor (MLLD) | Interstitial Monitoring within Secondary Containment | SENSOR TO ATG | Annual line testing | Annual line testing |  | UST Currently In Use: 3; UST Temp Close: 0; AST Currently In Use: 0; AST Temp Closed: 0 | 3 | 0 | 0 | 22176-089-018886 | CIRCLE K
50523 | Currently in Use |  | 2001-05-31 |  | Petroleum | On road diesel | On road diesel | Emergency Power Generator | Double Wall | Double Wall |  |  | Fiberglass reinforced plastic |  | 1901-01-01 | Catchment Basin | Automatic shutoff device At 95% full | Automatic shutoff device At 95% full | Interstitial Monitoring within Secondary Containment | SENSOR TO ATG |  |  | EXEMPT | Containment Sump | Interstitial Monitoring within Secondary Containment | SENSOR TO ATG | Continuous alarm system | Continuous alarm system |  | UST Currently In Use: 3; UST Temp Close: 0; AST Currently In Use: 1; AST Temp Closed: 0 | 3 | 0 | 1 | 12713-073-009408 | JEFFERSON COUNTY COMMISSION
50524 | Currently in Use |  | 2001-05-31 |  | Petroleum | On road diesel | On road diesel | Emergency Power Generator | Fiberglass reinforced plastic | Double Wall |  |  | Fiberglass reinforced plastic |  | 1901-01-01 | Catchment Basin | Automatic shutoff device At 95% full | Automatic shutoff device At 95% full | Interstitial Monitoring within Secondary Containment | SENSOR TO ATG |  |  | EXEMPT | Containment Sump |  | SENSOR TO ATG | Continuous alarm system | Continuous alarm system |  | UST Currently In Use: 3; UST Temp Close: 0; AST Currently In Use: 1; AST Temp Closed: 0 | 3 | 0 | 1 | 12713-073-009408 | JEFFERSON COUNTY COMMISSION
50525 | Currently in Use |  | 2001-05-31 |  | Petroleum | On road diesel | On road diesel | Emergency Power Generator | Double Wall | Double Wall |  |  | Fiberglass reinforced plastic |  | 1901-01-01 | Catchment Basin | Automatic shutoff device At 95% full | Automatic shutoff device At 95% full | Interstitial Monitoring within Secondary Containment | SENSOR TO ATG |  |  | Containment Sump | Containment Sump |  | SENSOR TO ATG | Continuous alarm system | Continuous alarm system |  | UST Currently In Use: 3; UST Temp Close: 0; AST Currently In Use: 1; AST Temp Closed: 0 | 3 | 0 | 1 | 12713-073-009408 | JEFFERSON COUNTY COMMISSION
50526 | Currently in Use |  | 2003-08-01 |  | Petroleum | Unleaded gasoline | Unleaded gasoline | Retail | Double Wall | Double Wall |  |  | OLD TYPE |  | 1901-01-01 | Catchment Basin | Automatic shutoff device At 95% full | Automatic shutoff device At 95% full | Interstitial Monitoring within Secondary Containment |  | Continuous Automatic Tank Gauge |  | Automatic shutoff device (AELLD) | Automatic shutoff device (AELLD) | [5 empty] | UST Currently In Use: 2; UST Temp Close: 0; AST Currently In Use: 0; AST Temp Closed: 0 | 2 | 0 | 5 | 15201-073-005564 | VULCAN OIL COMPANY INC.
50527 | Currently in Use |  | 2003-08-01 |  | Petroleum | Premium gasoline | Premium gasoline | Retail | Double Wall | Double Wall |  |  | Fiberglass reinforced plastic |  | 1901-01-01 | Catchment Basin | Automatic shutoff device At 95% full | Automatic shutoff device At 95% full | Interstitial Monitoring within Secondary Containment |  | Continuous Automatic Tank Gauge |  | Automatic shutoff device (AELLD) | Automatic shutoff device (AELLD) | [5 empty] | UST Currently In Use: 2; UST Temp Close: 0; AST Currently In Use: 0; AST Temp Closed: 0 | 2 | 0 | 5 | 15201-073-005564 | VULCAN OIL COMPANY INC.
50528 | Currently in Use |  | 2003-07-09 |  | Petroleum | Unleaded gasoline | Unleaded gasoline | Retail | Fiberglass coated steel | Fiberglass coated steel |  |  | Flexible |  | 1901-01-01 | Catchment Basin | Automatic shutoff device At 95% full | Automatic shutoff device At 95% full | Interstitial Monitoring within Secondary Containment | SENSOR TO ATG | Automatic Tank Gauge |  | Containment Sump | Automatic flow restrictor (MLLD) |  |  | Annual line testing | Annual line testing |  | UST Currently In Use: 1; UST Temp Close: 0; AST Currently In Use: 0; AST Temp Closed: 0 | 1 | 0 | 0 | 12084-129-018887 | GOC LTD
50530 | Currently in Use |  | 2003-01-01 |  | Petroleum | Unleaded gasoline | Unleaded gasoline | Retail | Fiberglass coated steel | Double Wall |  |  | Double Wall |  | 1901-01-01 | Catchment Basin | Flow Rest 90% Full | Flow Rest 90% Full | Interstitial Monitoring within Secondary Containment | SENSOR TO ATG | Automatic Tank Gauge |  | Automatic flow restrictor (MLLD) | Automatic flow restrictor (MLLD) | Interstitial Monitoring within Secondary Containment |  | Continuous alarm system | Continuous alarm system |  | UST Currently In Use: 1; UST Temp Close: 0; AST Currently In Use: 0; AST Temp Closed: 0 | 1 | 0 | 0 | 25127-097-018888 | SIKANDER, LLC
50531 | Currently in Use |  | 2003-10-01 |  | Petroleum | Premium gasoline | Premium gasoline | Retail | Fiberglass coated steel | Fiberglass coated steel |  |  | Flexible |  | 1901-01-01 | Catchment Basin | Automatic shutoff device At 95% full | Automatic shutoff device At 95% full |  |  | Continuous Automatic Tank Gauge |  | Automatic shutoff device (AELLD) | Automatic shutoff device (AELLD) | [5 empty] | UST Currently In Use: 2; UST Temp Close: 0; AST Currently In Use: 0; AST Temp Closed: 0 | 2 | 0 | 0 | 22187-125-018889 | TRADEMART INC
50532 | Currently in Use |  | 2003-10-01 |  | Petroleum | Unleaded gasoline | Unleaded gasoline | Retail | Fiberglass coated steel | Fiberglass coated steel |  |  | Flexible |  | 1901-01-01 | Catchment Basin | Automatic shutoff device At 95% full | Automatic shutoff device At 95% full |  |  | Continuous Automatic Tank Gauge |  | Automatic shutoff device (AELLD) | Automatic shutoff device (AELLD) | [5 empty] | UST Currently In Use: 2; UST Temp Close: 0; AST Currently In Use: 0; AST Temp Closed: 0 | 2 | 0 | 0 | 22187-125-018889 | TRADEMART INC
50533 | Temporary Closed | 2007-12-01 | 2001-11-01 |  | Petroleum | On road diesel | On road diesel | Retail | Fiberglass coated steel | Fiberglass coated steel |  |  | Fiberglass reinforced plastic |  |  | Catchment Basin | Automatic shutoff device At 95% full | Automatic shutoff device At 95% full |  |  | Statistical Inventory Reconciliation (SIR) | [8 empty] | UST Currently In Use: 0; UST Temp Close: 3; AST Currently In Use: 0; AST Temp Closed: 0 | 0 | 3 | 0 | 23524-097-015593 | KRISTEN PRY & JACKIE T. PRY, III
50534 | Currently in Use |  | 2003-10-15 |  | Petroleum | Unleaded gasoline | Unleaded gasoline | Retail | Fiberglass coated steel | Fiberglass coated steel |  |  | Fiberglass reinforced plastic |  | 1901-01-01 | Catchment Basin | Automatic shutoff device At 95% full | Automatic shutoff device At 95% full |  |  | Statistical Inventory Reconciliation (SIR) | [8 empty] | UST Currently In Use: 3; UST Temp Close: 0; AST Currently In Use: 0; AST Temp Closed: 0 | 3 | 0 | 1 | 16220-017-014038 | GEORGE CHAMBLEY
50535 | Permanently Closed | 2022-05-16 | 2003-10-09 | 2022-05-23 | Petroleum | Unleaded gasoline | Unleaded gasoline | Retail | Fiberglass reinforced plastic | Fiberglass reinforced plastic |  |  | Flexible |  | 1901-01-01 | Catchment Basin | Automatic shutoff device At 95% full | Automatic shutoff device At 95% full | Interstitial Monitoring within Secondary Containment | SENSOR TO ATG |  |  | Automatic flow restrictor (MLLD) | Automatic flow restrictor (MLLD) |  | SENSOR TO ATG | Annual line testing | Annual line testing |  | UST Currently In Use: 0; UST Temp Close: 0; AST Currently In Use: 0; AST Temp Closed: 0 | 0 | 0 | 2 | 13579-097-018890 | MURPHY OIL USA, INC.
50536 | Permanently Closed | 2022-05-16 | 2003-10-09 | 2022-05-23 | Petroleum | Premium gasoline | Premium gasoline | Retail | Fiberglass reinforced plastic | Fiberglass reinforced plastic |  |  | Flexible |  | 1901-01-01 | Catchment Basin | Automatic shutoff device At 95% full | Automatic shutoff device At 95% full | Interstitial Monitoring within Secondary Containment | SENSOR TO ATG |  |  | Automatic flow restrictor (MLLD) | Automatic flow restrictor (MLLD) |  | SENSOR TO ATG | Annual line testing | Annual line testing |  | UST Currently In Use: 0; UST Temp Close: 0; AST Currently In Use: 0; AST Temp Closed: 0 | 0 | 0 | 2 | 13579-097-018890 | MURPHY OIL USA, INC.
50537 | Cannot Locate or abandoned | 2007-10-01 | 2003-10-23 |  | Petroleum | Mid-grade gasoline | Mid-grade gasoline | Retail | Steel | Steel | Coated & cathodic protection (sti-P3) |  | Flexible |  | 1901-01-01 | Catchment Basin | Flow Rest 90% Full | Flow Rest 90% Full | Interstitial Monitoring within Secondary Containment |  | Statistical Inventory Reconciliation (SIR) | [8 empty] | UST Currently In Use: 0; UST Temp Close: 0; AST Currently In Use: 0; AST Temp Closed: 0 | 0 | 0 | 0 | 17612-083-004799 | ROBERTSON ENTERPRISES, INC.
50538 | Temporary Closed | 2009-05-22 | 2003-07-12 |  | Petroleum | Unleaded gasoline | Unleaded gasoline | Retail | Steel | Single Wall | Coated & cathodic protection (sti-P3) |  | Flexible |  |  | Catchment Basin | Flow Rest 90% Full | Flow Rest 90% Full |  |  | Statistical Inventory Reconciliation (SIR) | [8 empty] | UST Currently In Use: 0; UST Temp Close: 4; AST Currently In Use: 0; AST Temp Closed: 0 | 0 | 4 | 1 | 25670-095-006217 | RANDALL MARTIN
50539 | Temporary Closed | 2005-09-01 | 2003-07-12 |  | Petroleum | Kerosene | Kerosene | Retail | Single Wall | Single Wall | Field installed cathodic protection |  | Single Wall |  |  | Catchment Basin | Flow Rest 90% Full | Flow Rest 90% Full |  |  | Statistical Inventory Reconciliation (SIR) | [8 empty] | UST Currently In Use: 0; UST Temp Close: 4; AST Currently In Use: 0; AST Temp Closed: 0 | 0 | 4 | 1 | 25670-095-006217 | RANDALL MARTIN
50540 | Currently in Use |  | 2003-07-28 |  | Petroleum | Unleaded gasoline | Unleaded gasoline | Retail | Double Wall | Double Wall |  |  | Double Wall |  | 1901-01-01 | Catchment Basin | Audible high level alarm At 90% full | Audible high level alarm At 90% full | Interstitial Monitoring within Secondary Containment |  |  | Single walled submersible pump containment sump | Automatic shutoff device (AELLD) | Automatic shutoff device (AELLD) | Interstitial Monitoring within Secondary Containment | SENSOR TO ATG | Continuous alarm system | Annual line testing |  | UST Currently In Use: 3; UST Temp Close: 0; AST Currently In Use: 0; AST Temp Closed: 0 | 3 | 0 | 0 | 14001-069-018891 | RACETRAC PETROLEUM, INC.
50541 | Currently in Use |  | 2003-07-28 |  | Petroleum | On road diesel | On road diesel | Retail | Double Wall | Double Wall |  |  | Double Wall |  | 1901-01-01 | Catchment Basin | Audible high level alarm At 90% full | Audible high level alarm At 90% full | Interstitial Monitoring within Secondary Containment |  |  | Single walled submersible pump containment sump | Containment Sump | Automatic shutoff device (AELLD) | Interstitial Monitoring within Secondary Containment | SENSOR TO ATG | Continuous alarm system | Annual line testing |  | UST Currently In Use: 3; UST Temp Close: 0; AST Currently In Use: 0; AST Temp Closed: 0 | 3 | 0 | 0 | 14001-069-018891 | RACETRAC PETROLEUM, INC.
50542 | Currently in Use |  | 2003-07-28 |  | Petroleum | Premium gasoline | Premium gasoline | Retail | Double Wall | Double Wall |  |  | Double Wall |  | 1901-01-01 | Catchment Basin | TEST IS BF | Audible high level alarm At 90% full | Interstitial Monitoring within Secondary Containment |  |  | Single walled submersible pump containment sump | Automatic shutoff device (AELLD) | Automatic shutoff device (AELLD) | Interstitial Monitoring within Secondary Containment | SENSOR TO ATG | Continuous alarm system | Annual line testing |  | UST Currently In Use: 3; UST Temp Close: 0; AST Currently In Use: 0; AST Temp Closed: 0 | 3 | 0 | 0 | 14001-069-018891 | RACETRAC PETROLEUM, INC.
50543 | Permanently Closed | 2021-08-29 | 2003-11-05 | 2021-09-08 | Petroleum | Unleaded gasoline | Unleaded gasoline | Retail | Double Wall | Double Wall |  |  | Double Wall | UPP | 1901-01-01 | Catchment Basin | Automatic shutoff device At 95% full | Automatic shutoff device At 95% full | Interstitial Monitoring within Secondary Containment | SENSOR TO ATG | Automatic Tank Gauge |  | Automatic flow restrictor (MLLD) | Automatic flow restrictor (MLLD) | Interstitial Monitoring within Secondary Containment | SENSOR TO ATG | Continuous alarm system | Continuous alarm system |  | UST Currently In Use: 2; UST Temp Close: 0; AST Currently In Use: 0; AST Temp Closed: 0 | 2 | 0 | 2 | 13579-111-018892 | MURPHY OIL USA, INC.
50544 | Permanently Closed | 2021-08-29 | 2003-11-05 | 2021-09-08 | Petroleum | Premium gasoline | Premium gasoline | Retail | 8K-P/12K-D | Double Wall |  |  | Flexible | UPP | 1901-01-01 | Catchment Basin | Automatic shutoff device At 95% full | Automatic shutoff device At 95% full | Interstitial Monitoring within Secondary Containment | SENSOR TO ATG | Automatic Tank Gauge |  | Automatic flow restrictor (MLLD) | Automatic flow restrictor (MLLD) | Interstitial Monitoring within Secondary Containment | SENSOR TO ATG | Continuous alarm system | Continuous alarm system |  | UST Currently In Use: 2; UST Temp Close: 0; AST Currently In Use: 0; AST Temp Closed: 0 | 2 | 0 | 2 | 13579-111-018892 | MURPHY OIL USA, INC.
50545 | Permanently Closed | 2022-05-04 | 1982-01-01 | 2022-05-04 | Petroleum | On road diesel | On road diesel | Emergency power generator | Steel | Steel | Field installed cathodic protection |  | Steel |  |  | Catchment Basin | Automatic shutoff device At 95% full | Automatic shutoff device At 95% full | [11 empty] | UST Currently In Use: 0; UST Temp Close: 0; AST Currently In Use: 2; AST Temp Closed: 0 | 0 | 0 | 3 | 14460-003-002480 | FOLEY HOSPITAL CORPORATION
50546 | Currently in Use |  | 1977-01-01 |  | Petroleum | Unleaded gasoline | Unleaded gasoline | Bulk facility | Steel | Steel | Field installed cathodic protection |  | Steel |  |  | Catchment Basin | Flow Rest 90% Full | Flow Rest 90% Full |  |  | Automatic Tank Gauge |  | Automatic flow restrictor (MLLD) | Automatic flow restrictor (MLLD) |  |  | Annual line testing | Annual line testing |  | UST Currently In Use: 4; UST Temp Close: 0; AST Currently In Use: 0; AST Temp Closed: 0 | 4 | 0 | 0 | 14249-101-005185 | RUSSELL PETROLEUM CORP
50547 | Currently in Use |  | 1977-01-01 |  | Petroleum | Unleaded gasoline | Unleaded gasoline | Bulk facility | Steel | Steel | Field installed cathodic protection |  | Steel |  |  | Catchment Basin | Flow Rest 90% Full | Flow Rest 90% Full |  |  | Automatic Tank Gauge |  | Automatic flow restrictor (MLLD) | Automatic flow restrictor (MLLD) |  |  | Annual line testing | Annual line testing |  | UST Currently In Use: 4; UST Temp Close: 0; AST Currently In Use: 0; AST Temp Closed: 0 | 4 | 0 | 0 | 14249-101-005185 | RUSSELL PETROLEUM CORP
50548 | Currently in Use |  | 1985-01-01 |  | Petroleum | Unleaded gasoline | Unleaded gasoline |  | Single Wall | Fiberglass reinforced plastic |  |  | Fiberglass reinforced plastic |  | 1901-01-01 | Catchment Basin | Flow Rest 90% Full | Flow Rest 90% Full |  |  | Continuous Automatic Tank Gauge |  | Automatic shutoff device (AELLD) | Automatic shutoff device (AELLD) | [5 empty] | UST Currently In Use: 5; UST Temp Close: 0; AST Currently In Use: 0; AST Temp Closed: 0 | 5 | 0 | 0 | 25265-095-000126 | LGWS/CROSS AMERICA PARTNERS
50549 | Currently in Use |  | 2003-12-01 |  | Petroleum | Unleaded gasoline | Unleaded gasoline | Retail | Fiberglass coated steel | Fiberglass coated steel |  |  | Fiberglass reinforced plastic |  | 1901-01-01 | Catchment Basin | Flow Rest 90% Full | Flow Rest 90% Full |  |  | Continuous Automatic Tank Gauge |  | Automatic shutoff device (AELLD) | Automatic shutoff device (AELLD) |  |  | Annual line testing | Annual line testing |  | UST Currently In Use: 2; UST Temp Close: 0; AST Currently In Use: 0; AST Temp Closed: 0 | 2 | 0 | 0 | 22176-089-018893 | CIRCLE K
50550 | Currently in Use |  | 2003-12-01 |  | Petroleum | Premium gasoline | Premium gasoline | Retail | Fiberglass coated steel | Fiberglass coated steel |  |  | Fiberglass reinforced plastic |  | 1901-01-01 | Catchment Basin | Flow Rest 90% Full | Flow Rest 90% Full |  |  | Continuous Automatic Tank Gauge |  | Automatic shutoff device (AELLD) | Automatic shutoff device (AELLD) |  |  | Annual line testing | Annual line testing |  | UST Currently In Use: 2; UST Temp Close: 0; AST Currently In Use: 0; AST Temp Closed: 0 | 2 | 0 | 0 | 22176-089-018893 | CIRCLE K
50552 | Currently in Use |  | 2003-08-28 |  | Petroleum | Unleaded gasoline | Unleaded gasoline | Retail | Fiberglass reinforced plastic | Double Wall |  |  | Fiberglass reinforced plastic | ENVIRON | 1901-01-01 | Catchment Basin | Audible high level alarm At 90% full | Audible high level alarm At 90% full | Interstitial Monitoring within Secondary Containment | SENSOR TO ATG |  | Single walled submersible pump containment sump | Automatic shutoff device (AELLD) | Automatic shutoff device (AELLD) | Interstitial Monitoring within Secondary Containment | SENSOR TO ATG | Continuous alarm system | Continuous alarm system |  | UST Currently In Use: 3; UST Temp Close: 0; AST Currently In Use: 0; AST Temp Closed: 0 | 3 | 0 | 0 | 21094-073-018894 | COSTCO C/O BARGHAUSEN CONSULTING
50554 | Currently in Use |  | 2003-08-28 |  | Petroleum | Premium gasoline | Premium gasoline | Retail | Double Wall | Double Wall |  |  | Fiberglass reinforced plastic | ENVIRON | 1901-01-01 | Catchment Basin | Audible high level alarm At 90% full | Audible high level alarm At 90% full | Interstitial Monitoring within Secondary Containment | SENSOR TO ATG |  | Single walled submersible pump containment sump | Automatic shutoff device (AELLD) | Automatic shutoff device (AELLD) | Interstitial Monitoring within Secondary Containment | SENSOR TO ATG | Continuous alarm system | Continuous alarm system |  | UST Currently In Use: 3; UST Temp Close: 0; AST Currently In Use: 0; AST Temp Closed: 0 | 3 | 0 | 0 | 21094-073-018894 | COSTCO C/O BARGHAUSEN CONSULTING
50555 | Currently in Use |  | 2003-11-20 |  | Petroleum | Unleaded gasoline | Unleaded gasoline | Retail | Fiberglass coated steel | Double Wall |  |  | Fiberglass reinforced plastic |  |  | Catchment Basin | Automatic shutoff device At 95% full | Automatic shutoff device At 95% full | Interstitial Monitoring within Secondary Containment |  | Continuous Automatic Tank Gauge | [8 empty] | UST Currently In Use: 4; UST Temp Close: 0; AST Currently In Use: 0; AST Temp Closed: 0 | 4 | 0 | 0 | 25272-089-014459 | JAYANTILAL V PATEL
50556 | Currently in Use |  | 2003-10-28 |  | Petroleum | Unleaded gasoline | Unleaded gasoline | Retail | Fiberglass reinforced plastic | Fiberglass reinforced plastic |  |  | Flexible |  | 1901-01-01 | Catchment Basin | Flow Rest 90% Full | Flow Rest 90% Full |  |  | Continuous Automatic Tank Gauge |  | Automatic flow restrictor (MLLD) | Automatic flow restrictor (MLLD) |  |  | Annual line testing | Annual line testing |  | UST Currently In Use: 1; UST Temp Close: 0; AST Currently In Use: 0; AST Temp Closed: 0 | 1 | 0 | 0 | 21851-129-018895 | GREER REALTY, LLC
50557 | Currently in Use |  | 2004-01-19 |  | Petroleum | On road diesel | On road diesel | Emergency Power Generator | Double Wall | Double Wall |  |  | Double Wall |  | 1901-01-01 | Catchment Basin | Flow Rest 90% Full | Automatic shutoff device At 95% full | Interstitial Monitoring within Secondary Containment | SENSOR TO ATG | Continuous Automatic Tank Gauge |  | EXMPT | Containment Sump | Interstitial Monitoring within Secondary Containment | SENSOR TO ATG | Continuous alarm system | Continuous alarm system |  | UST Currently In Use: 2; UST Temp Close: 0; AST Currently In Use: 0; AST Temp Closed: 0 | 2 | 0 | 0 | 22341-073-018896 | AFFINITY HOSPITAL LLC
50558 | Currently in Use |  | 2004-01-19 |  | Petroleum | On road diesel | On road diesel | Industrial | Fiberglass reinforced plastic | Double Wall |  |  | Fiberglass reinforced plastic |  | 1901-01-01 | Catchment Basin | Automatic shutoff device At 95% full | Automatic shutoff device At 95% full | Interstitial Monitoring within Secondary Containment | SENSOR TO ATG | Continuous Automatic Tank Gauge |  | Containment Sump | Containment Sump | Interstitial Monitoring within Secondary Containment | SENSOR TO ATG | Continuous alarm system | Continuous alarm system |  | UST Currently In Use: 2; UST Temp Close: 0; AST Currently In Use: 0; AST Temp Closed: 0 | 2 | 0 | 0 | 22341-073-018896 | AFFINITY HOSPITAL LLC
50559 | Currently in Use |  | 1998-06-12 |  | Petroleum | On road diesel | On road diesel | Retail | Fiberglass reinforced plastic | Fiberglass reinforced plastic |  |  | Fiberglass reinforced plastic |  |  | Catchment Basin | Automatic shutoff device At 95% full | Automatic shutoff device At 95% full |  |  | Continuous Automatic Tank Gauge | [8 empty] | UST Currently In Use: 4; UST Temp Close: 0; AST Currently In Use: 0; AST Temp Closed: 0 | 4 | 0 | 0 | 25265-103-018074 | LGWS/CROSS AMERICA PARTNERS
50560 | Permanently Closed | 2022-07-11 | 2003-11-08 | 2022-07-18 | Petroleum | Unleaded gasoline | Unleaded gasoline | Retail | Fiberglass reinforced plastic | Double Wall |  |  | Double Wall | UPP | 1901-01-01 | Catchment Basin | Automatic shutoff device At 95% full | Automatic shutoff device At 95% full | Interstitial Monitoring within Secondary Containment | SENSOR TO ATG |  |  | Automatic flow restrictor (MLLD) | Automatic flow restrictor (MLLD) | Interstitial Monitoring within Secondary Containment | SENSOR TO ATG | Continuous alarm system | Continuous alarm system |  | UST Currently In Use: 0; UST Temp Close: 0; AST Currently In Use: 0; AST Temp Closed: 0 | 0 | 0 | 2 | 13579-073-018897 | MURPHY OIL USA, INC.
50561 | Permanently Closed | 2022-07-11 | 2003-11-08 | 2022-07-18 | Petroleum | Premium gasoline | Premium gasoline | Retail | Double Wall | Double Wall |  |  | Double Wall | UPP | 1901-01-01 | Catchment Basin | Automatic shutoff device At 95% full | Automatic shutoff device At 95% full | Interstitial Monitoring within Secondary Containment | SENSOR TO ATG |  |  | Automatic flow restrictor (MLLD) | Automatic flow restrictor (MLLD) | Interstitial Monitoring within Secondary Containment | SENSOR TO ATG | Continuous alarm system | Continuous alarm system |  | UST Currently In Use: 0; UST Temp Close: 0; AST Currently In Use: 0; AST Temp Closed: 0 | 0 | 0 | 2 | 13579-073-018897 | MURPHY OIL USA, INC.
50562 | Temporary Closed | 2013-10-15 | 1995-03-01 |  | Petroleum | Unleaded gasoline | Unleaded gasoline | Local government | Steel | Steel | Field installed cathodic protection |  | Fiberglass reinforced plastic |  |  | Catchment Basin | Flow Rest 90% Full | Flow Rest 90% Full |  |  | Automatic Tank Gauge | [8 empty] | UST Currently In Use: 0; UST Temp Close: 1; AST Currently In Use: 0; AST Temp Closed: 0 | 0 | 1 | 0 | 21857-073-018898 | BIRMINGHAM CITY SCHOOLS
50563 | Temporary Closed | 2014-07-16 | 1994-08-08 |  | Petroleum | Mid-grade gasoline | Mid-grade gasoline |  | Fiberglass reinforced plastic | Fiberglass reinforced plastic |  |  | Fiberglass reinforced plastic |  | 1901-01-01 | Catchment Basin | Automatic shutoff device At 95% full | Automatic shutoff device At 95% full |  |  | Automatic Tank Gauge | [8 empty] | UST Currently In Use: 0; UST Temp Close: 2; AST Currently In Use: 0; AST Temp Closed: 0 | 0 | 2 | 2 | 25314-073-018899 | ROBERT MCCORMICK
50564 | Temporary Closed | 2014-07-16 | 1994-08-08 |  | Petroleum | On road diesel | On road diesel |  | Fiberglass reinforced plastic | Fiberglass reinforced plastic |  |  | Fiberglass reinforced plastic |  | 1901-01-01 | Catchment Basin | Automatic shutoff device At 95% full | Automatic shutoff device At 95% full |  |  | Automatic Tank Gauge | [8 empty] | UST Currently In Use: 0; UST Temp Close: 2; AST Currently In Use: 0; AST Temp Closed: 0 | 0 | 2 | 2 | 25314-073-018899 | ROBERT MCCORMICK
50565 | Permanently Closed | 2021-08-29 | 2003-12-19 | 2021-09-07 | Petroleum | Unleaded gasoline | Unleaded gasoline | Retail | Double Wall | Double Wall |  |  | Flexible |  | 1901-01-01 | Catchment Basin | Automatic shutoff device At 95% full | Automatic shutoff device At 95% full | Interstitial Monitoring within Secondary Containment | SENSOR TO ATG | Automatic Tank Gauge | Single walled submersible pump containment sump | Containment Sump | Automatic flow restrictor (MLLD) | Interstitial Monitoring within Secondary Containment | SENSOR TO ATG | Continuous alarm system | Annual line testing |  | UST Currently In Use: 0; UST Temp Close: 0; AST Currently In Use: 0; AST Temp Closed: 0 | 0 | 0 | 2 | 13579-089-018900 | MURPHY OIL USA, INC.
50566 | Permanently Closed | 2021-08-29 | 2003-12-19 | 2021-09-07 | Petroleum | Premium gasoline | Premium gasoline | Retail | Fiberglass reinforced plastic | Double Wall |  |  | Double Wall |  | 1901-01-01 | Catchment Basin | Automatic shutoff device At 95% full | Automatic shutoff device At 95% full | Interstitial Monitoring within Secondary Containment | SENSOR TO ATG | Automatic Tank Gauge | Single walled submersible pump containment sump | Containment Sump | Automatic flow restrictor (MLLD) | Interstitial Monitoring within Secondary Containment | SENSOR TO ATG | Continuous alarm system | Annual line testing |  | UST Currently In Use: 0; UST Temp Close: 0; AST Currently In Use: 0; AST Temp Closed: 0 | 0 | 0 | 2 | 13579-089-018900 | MURPHY OIL USA, INC.
50568 | Permanently Closed | 2004-07-07 | 1981-01-01 | 2004-07-07 | Petroleum | On road diesel | On road diesel | State/Federal Government | Steel | Steel |  | Painted or None | Steel |  | 1901-01-01 | [14 empty] | UST Currently In Use: 1; UST Temp Close: 2; AST Currently In Use: 0; AST Temp Closed: 0 | 1 | 2 | 8 | 10112-053-004961 | ALABAMA DEPT OF CORRECTIONS
50569 | Permanently Closed | 2004-07-07 | 1981-01-01 | 2004-07-07 | Petroleum | On road diesel | On road diesel | State/Federal Government | Steel | Steel |  | Painted or None | Steel |  | 1901-01-01 | [14 empty] | UST Currently In Use: 1; UST Temp Close: 2; AST Currently In Use: 0; AST Temp Closed: 0 | 1 | 2 | 8 | 10112-053-004961 | ALABAMA DEPT OF CORRECTIONS
50570 | Permanently Closed | 2004-07-07 | 1981-01-01 | 2004-07-07 | Petroleum | On road diesel | On road diesel | State/Federal Government | Steel | Steel |  | Painted or None | Steel |  | 1901-01-01 | [14 empty] | UST Currently In Use: 1; UST Temp Close: 2; AST Currently In Use: 0; AST Temp Closed: 0 | 1 | 2 | 8 | 10112-053-004961 | ALABAMA DEPT OF CORRECTIONS
50571 | Currently in Use |  | 2003-10-24 |  | Petroleum | Unleaded gasoline | Unleaded gasoline | Retail | Fiberglass reinforced plastic | Fiberglass reinforced plastic |  |  | APT 150 SC |  | 1901-01-01 | Catchment Basin | Flow Rest 90% Full | Flow Rest 90% Full |  |  | Continuous Automatic Tank Gauge |  | Automatic shutoff device (AELLD) | Automatic shutoff device (AELLD) | [5 empty] | UST Currently In Use: 2; UST Temp Close: 0; AST Currently In Use: 0; AST Temp Closed: 0 | 2 | 0 | 0 | 25884-047-018902 | PAREE INC DBA LION PRIDE
50572 | Currently in Use |  | 2003-10-24 |  | Petroleum | Premium gasoline | Premium gasoline | Retail | Fiberglass coated steel | Fiberglass coated steel |  |  | APT 150 SC |  | 1901-01-01 | Catchment Basin | Flow Rest 90% Full | Flow Rest 90% Full |  |  | Continuous Automatic Tank Gauge |  | Automatic shutoff device (AELLD) | Automatic shutoff device (AELLD) | [5 empty] | UST Currently In Use: 2; UST Temp Close: 0; AST Currently In Use: 0; AST Temp Closed: 0 | 2 | 0 | 0 | 25884-047-018902 | PAREE INC DBA LION PRIDE
50573 | Currently in Use |  | 2003-12-24 |  | Petroleum | Unleaded gasoline | Unleaded gasoline | Retail | Fiberglass reinforced plastic | Fiberglass reinforced plastic |  |  | Double Wall |  |  | Catchment Basin | Flow Rest 90% Full | Automatic shutoff device At 95% full |  |  | Continuous Automatic Tank Gauge | Single walled submersible pump containment sump | Automatic flow restrictor (MLLD) | Automatic flow restrictor (MLLD) |  |  | Annual line testing | Annual line testing |  | UST Currently In Use: 3; UST Temp Close: 0; AST Currently In Use: 0; AST Temp Closed: 0 | 3 | 0 | 0 | 25694-103-018903 | JAY JALDEV INC
50574 | Currently in Use |  | 2003-12-24 |  | Petroleum | Premium gasoline | Premium gasoline | Retail | Fiberglass reinforced plastic | Fiberglass reinforced plastic |  |  | Double Wall |  |  | Catchment Basin | Automatic shutoff device At 95% full | Automatic shutoff device At 95% full |  |  | Continuous Automatic Tank Gauge | Single walled submersible pump containment sump | Automatic flow restrictor (MLLD) | Automatic flow restrictor (MLLD) |  |  | Annual line testing | Annual line testing |  | UST Currently In Use: 3; UST Temp Close: 0; AST Currently In Use: 0; AST Temp Closed: 0 | 3 | 0 | 0 | 25694-103-018903 | JAY JALDEV INC
50575 | Currently in Use |  | 2003-12-24 |  | Petroleum | Unleaded gasoline | Unleaded gasoline | Retail | Single Wall | Fiberglass reinforced plastic |  |  | Fiberglass reinforced plastic |  |  | Catchment Basin | Automatic shutoff device At 95% full | Automatic shutoff device At 95% full |  |  | Continuous Automatic Tank Gauge | Single walled submersible pump containment sump | Automatic flow restrictor (MLLD) | Automatic flow restrictor (MLLD) |  |  | Annual line testing | Annual line testing |  | UST Currently In Use: 3; UST Temp Close: 0; AST Currently In Use: 0; AST Temp Closed: 0 | 3 | 0 | 0 | 25694-103-018903 | JAY JALDEV INC
50576 | Currently in Use |  | 2002-03-01 |  | Petroleum | Unleaded gasoline | Unleaded gasoline | Retail | Fiberglass reinforced plastic | Fiberglass reinforced plastic |  |  | Flexible |  | 1901-01-01 | Catchment Basin | Automatic shutoff device At 95% full | Automatic shutoff device At 95% full |  |  | Continuous Automatic Tank Gauge |  | Containment Sump | Automatic flow restrictor (MLLD) |  |  | Annual line testing | Annual line testing |  | UST Currently In Use: 3; UST Temp Close: 0; AST Currently In Use: 0; AST Temp Closed: 0 | 3 | 0 | 0 | 24289-003-018904 | MINAL S.V. INC
50577 | Currently in Use |  | 2002-03-01 |  | Petroleum | Premium gasoline | Premium gasoline | Retail | Fiberglass reinforced plastic | Fiberglass reinforced plastic |  |  | Double Wall |  | 1901-01-01 | Catchment Basin | Flow Rest 90% Full | Flow Rest 90% Full |  |  | Continuous Automatic Tank Gauge |  | Automatic flow restrictor (MLLD) | Automatic flow restrictor (MLLD) |  |  | Annual line testing | Annual line testing |  | UST Currently In Use: 3; UST Temp Close: 0; AST Currently In Use: 0; AST Temp Closed: 0 | 3 | 0 | 0 | 24289-003-018904 | MINAL S.V. INC
50578 | Currently in Use |  | 2002-03-01 |  | Petroleum | On road diesel | On road diesel | Retail | Fiberglass reinforced plastic | Fiberglass reinforced plastic |  |  | Double Wall |  | 1901-01-01 | Catchment Basin | Automatic shutoff device At 95% full | Automatic shutoff device At 95% full |  |  | Continuous Automatic Tank Gauge |  | Containment Sump | Automatic flow restrictor (MLLD) |  |  | Annual line testing | Annual line testing |  | UST Currently In Use: 3; UST Temp Close: 0; AST Currently In Use: 0; AST Temp Closed: 0 | 3 | 0 | 0 | 24289-003-018904 | MINAL S.V. INC
50579 | Currently in Use |  | 2004-01-21 |  | Petroleum | Unleaded gasoline | Unleaded gasoline | Retail | Double Wall | Double Wall |  |  | Flexible |  | 1901-01-01 | Catchment Basin | Automatic shutoff device At 95% full | Automatic shutoff device At 95% full | Interstitial Monitoring within Secondary Containment | SENSOR TO ATG | Automatic Tank Gauge |  | Automatic shutoff device (AELLD) | Automatic shutoff device (AELLD) | Interstitial Monitoring within Secondary Containment | SENSOR TO ATG | Continuous alarm system | Continuous alarm system |  | UST Currently In Use: 1; UST Temp Close: 0; AST Currently In Use: 0; AST Temp Closed: 0 | 1 | 0 | 0 | 21257-089-018905 | KROGER BUSINESS LICENSES
50580 | Currently in Use |  | 1999-10-01 |  | Petroleum | Unleaded gasoline | Unleaded gasoline | Retail | 8U,4P | Double Wall | PVCJACKET |  | Flexible |  |  | Catchment Basin | Automatic shutoff device At 95% full | Automatic shutoff device At 95% full |  |  | Continuous Automatic Tank Gauge | Single walled submersible pump containment sump | Automatic flow restrictor (MLLD) | Automatic flow restrictor (MLLD) |  | SENSOR TO ATG | Annual line testing | Annual line testing |  | UST Currently In Use: 1; UST Temp Close: 0; AST Currently In Use: 0; AST Temp Closed: 0 | 1 | 0 | 0 | 22966-103-007483 | MITAL PATEL
50581 | Currently in Use |  | 1999-08-13 |  | Petroleum | Unleaded gasoline | Unleaded gasoline | Local government | Steel | Steel | Coated & cathodic protection (sti-P3) |  | Fiberglass reinforced plastic |  |  | Catchment Basin | Automatic shutoff device At 95% full | Automatic shutoff device At 95% full |  |  | Automatic Tank Gauge | [8 empty] | UST Currently In Use: 1; UST Temp Close: 0; AST Currently In Use: 0; AST Temp Closed: 0 | 1 | 0 | 0 | 11068-001-018906 | CITY OF PRATTVILLE
50582 | Currently in Use |  | 2004-02-09 |  | Petroleum | On road diesel | On road diesel | Retail | Fiberglass coated steel | Fiberglass coated steel |  |  | Flexible | APT | 2004-02-09 | Catchment Basin | Flow Rest 90% Full | Flow Rest 90% Full |  |  | Continuous Automatic Tank Gauge |  | Automatic shutoff device (AELLD) | Automatic shutoff device (AELLD) | [5 empty] | UST Currently In Use: 3; UST Temp Close: 0; AST Currently In Use: 2; AST Temp Closed: 0 | 3 | 0 | 0 | 20712-055-018231 | KITCHENS EXPRESS LANE
50583 | Currently in Use |  | 2003-06-15 |  | Petroleum | Unleaded gasoline | Unleaded gasoline | Retail | Double Wall | Double Wall |  |  | Double Wall | OPW | 1901-01-01 | Catchment Basin | Flow Rest 90% Full | Flow Rest 90% Full |  | SENSOR TO ATG | Automatic Tank Gauge |  | Containment Sump | Automatic flow restrictor (MLLD) |  |  | Annual line testing | Annual line testing |  | UST Currently In Use: 2; UST Temp Close: 0; AST Currently In Use: 0; AST Temp Closed: 0 | 2 | 0 | 0 | 23429-121-018908 | MUSA PROPERTIES, LLC
50584 | Currently in Use |  | 2003-06-15 |  | Petroleum | Premium gasoline | Premium gasoline | Retail | 8P/4D | Double Wall |  |  | Double Wall | APT | 1901-01-01 | Catchment Basin | Flow Rest 90% Full | Flow Rest 90% Full |  |  | Automatic Tank Gauge |  | Containment Sump | Automatic flow restrictor (MLLD) |  |  | Annual line testing | Annual line testing |  | UST Currently In Use: 2; UST Temp Close: 0; AST Currently In Use: 0; AST Temp Closed: 0 | 2 | 0 | 0 | 23429-121-018908 | MUSA PROPERTIES, LLC
50585 | Permanently Closed | 2011-12-20 | 2003-01-05 | 2012-07-18 | Petroleum | On road diesel | On road diesel | Retail | Fiberglass coated steel | Fiberglass coated steel |  |  | Fiberglass reinforced plastic |  |  | Catchment Basin | Automatic shutoff device At 95% full | Automatic shutoff device At 95% full |  |  | Statistical Inventory Reconciliation (SIR) | [8 empty] | UST Currently In Use: 0; UST Temp Close: 0; AST Currently In Use: 0; AST Temp Closed: 0 | 0 | 0 | 5 | 16568-131-012942 | TLD PETRO
50586 | Permanently Closed | 2022-03-28 | 2004-02-05 | 2022-03-28 | Petroleum | Unleaded gasoline | Unleaded gasoline | Retail | Double Wall | Double Wall |  |  | Double Wall | UPP | 1901-01-01 | Catchment Basin | Automatic shutoff device At 95% full | Automatic shutoff device At 95% full | Interstitial Monitoring within Secondary Containment | SENSOR TO ATG |  |  | Automatic flow restrictor (MLLD) | Automatic flow restrictor (MLLD) | Interstitial Monitoring within Secondary Containment | SENSOR TO ATG | Continuous alarm system | Continuous alarm system |  | UST Currently In Use: 0; UST Temp Close: 0; AST Currently In Use: 0; AST Temp Closed: 0 | 0 | 0 | 2 | 13579-121-018911 | MURPHY OIL USA, INC.
50587 | Permanently Closed | 2022-03-28 | 2004-02-05 | 2022-03-28 | Petroleum | Premium gasoline | Premium gasoline | Retail | 12K/8K | Double Wall |  |  | Double Wall | UPP | 1901-01-01 | Catchment Basin | Automatic shutoff device At 95% full | Automatic shutoff device At 95% full | Interstitial Monitoring within Secondary Containment | SENSOR TO ATG |  |  | Containment Sump | Automatic flow restrictor (MLLD) | Interstitial Monitoring within Secondary Containment | SENSOR TO ATG | Continuous alarm system | Continuous alarm system |  | UST Currently In Use: 0; UST Temp Close: 0; AST Currently In Use: 0; AST Temp Closed: 0 | 0 | 0 | 2 | 13579-121-018911 | MURPHY OIL USA, INC.
50589 | Currently in Use |  | 2003-11-10 |  | Petroleum | Unleaded gasoline | Unleaded gasoline | Retail | Double Wall | Double Wall |  |  | Flexible |  | 1901-01-01 | Catchment Basin | Automatic shutoff device At 95% full | Automatic shutoff device At 95% full | Interstitial Monitoring within Secondary Containment |  | Continuous Automatic Tank Gauge |  | Automatic shutoff device (AELLD) | Automatic shutoff device (AELLD) | [5 empty] | UST Currently In Use: 2; UST Temp Close: 0; AST Currently In Use: 0; AST Temp Closed: 0 | 2 | 0 | 0 | 21903-117-018912 | CALERA PROPERTIES, LLC
50590 | Currently in Use |  | 2003-11-10 |  | Petroleum | Premium gasoline | Premium gasoline | Retail | Fiberglass coated steel | Double Wall |  |  | Flexible |  | 1901-01-01 | Catchment Basin | Automatic shutoff device At 95% full | Automatic shutoff device At 95% full | Interstitial Monitoring within Secondary Containment | SENSOR TO ATG | Continuous Automatic Tank Gauge |  | Automatic shutoff device (AELLD) | Automatic shutoff device (AELLD) | [5 empty] | UST Currently In Use: 2; UST Temp Close: 0; AST Currently In Use: 0; AST Temp Closed: 0 | 2 | 0 | 0 | 21903-117-018912 | CALERA PROPERTIES, LLC
50593 | Currently in Use |  | 2003-10-01 |  | Petroleum | Unleaded gasoline | Unleaded gasoline | Retail | Fiberglass reinforced plastic | Fiberglass reinforced plastic |  |  | Fiberglass reinforced plastic |  | 1901-01-01 | Catchment Basin | Flow Rest 90% Full | Flow Rest 90% Full |  |  | Continuous Automatic Tank Gauge |  | Containment Sump | Automatic flow restrictor (MLLD) | Interstitial Monitoring within Secondary Containment | SENSOR TO ATG | Annual line testing | Annual line testing |  | UST Currently In Use: 2; UST Temp Close: 0; AST Currently In Use: 0; AST Temp Closed: 0 | 2 | 0 | 0 | 22176-125-018913 | CIRCLE K
50594 | Currently in Use |  | 2003-10-01 |  | Petroleum | Premium gasoline | Premium gasoline | Retail | Fiberglass reinforced plastic | Fiberglass reinforced plastic |  |  | Fiberglass reinforced plastic |  | 1901-01-01 | Catchment Basin | Automatic shutoff device At 95% full | Automatic shutoff device At 95% full |  |  | Continuous Automatic Tank Gauge |  | Containment Sump | Automatic flow restrictor (MLLD) | Interstitial Monitoring within Secondary Containment | SENSOR TO ATG | Annual line testing | Annual line testing |  | UST Currently In Use: 2; UST Temp Close: 0; AST Currently In Use: 0; AST Temp Closed: 0 | 2 | 0 | 0 | 22176-125-018913 | CIRCLE K
50595 | Currently in Use |  | 2003-10-01 |  | Petroleum | Unleaded gasoline | Unleaded gasoline | Retail | Fiberglass coated steel | Fiberglass coated steel |  |  | Flexible |  | 1901-01-01 | Catchment Basin | Flow Rest 90% Full | Flow Rest 90% Full |  |  | Continuous Automatic Tank Gauge |  | Automatic shutoff device (AELLD) | Automatic shutoff device (AELLD) |  |  | Annual line testing | Annual line testing |  | UST Currently In Use: 3; UST Temp Close: 0; AST Currently In Use: 0; AST Temp Closed: 0 | 3 | 0 | 0 | 23868-047-018914 | SLIDELL OIL COMPANY, LLC
50596 | Currently in Use |  | 2003-10-01 |  | Petroleum | Premium gasoline | Premium gasoline | Retail | Fiberglass coated steel | Fiberglass coated steel |  |  | Flexible |  | 1901-01-01 | Catchment Basin | Flow Rest 90% Full | Flow Rest 90% Full |  |  | Continuous Automatic Tank Gauge |  | Automatic shutoff device (AELLD) | Automatic shutoff device (AELLD) |  |  | Annual line testing | Annual line testing |  | UST Currently In Use: 3; UST Temp Close: 0; AST Currently In Use: 0; AST Temp Closed: 0 | 3 | 0 | 0 | 23868-047-018914 | SLIDELL OIL COMPANY, LLC
50597 | Currently in Use |  | 2003-10-01 |  | Petroleum | On road diesel | On road diesel | Retail | Fiberglass coated steel | Fiberglass coated steel |  |  | PICES SP15 |  | 1901-01-01 | Catchment Basin | Flow Rest 90% Full | Flow Rest 90% Full |  |  | Continuous Automatic Tank Gauge |  | Automatic shutoff device (AELLD) | Automatic shutoff device (AELLD) |  |  | Annual line testing | Annual line testing |  | UST Currently In Use: 3; UST Temp Close: 0; AST Currently In Use: 0; AST Temp Closed: 0 | 3 | 0 | 0 | 23868-047-018914 | SLIDELL OIL COMPANY, LLC
50598 | Permanently Closed | 2007-02-27 | 2003-12-20 | 2007-02-27 | Petroleum | On road diesel | On road diesel | Retail | Fiberglass coated steel | Fiberglass coated steel |  |  | Fiberglass reinforced plastic |  | 1901-01-01 | Catchment Basin | Flow Rest 90% Full | Flow Rest 90% Full |  |  | Automatic Tank Gauge | [8 empty] | UST Currently In Use: 0; UST Temp Close: 0; AST Currently In Use: 0; AST Temp Closed: 0 | 0 | 0 | 5 | 13638-013-012995 | NEWTON OIL COMPANY
50599 | Currently in Use |  | 2004-01-20 |  | Petroleum | Unleaded gasoline | Unleaded gasoline | Retail | Fiberglass reinforced plastic | Fiberglass reinforced plastic |  |  | Flexible |  | 1901-01-01 | Catchment Basin | Automatic shutoff device At 95% full | Automatic shutoff device At 95% full | Interstitial Monitoring within Secondary Containment |  | Automatic Tank Gauge |  | Containment Sump | Automatic flow restrictor (MLLD) |  |  | Annual line testing | Annual line testing |  | UST Currently In Use: 2; UST Temp Close: 0; AST Currently In Use: 0; AST Temp Closed: 0 | 2 | 0 | 0 | 13579-117-018915 | MURPHY OIL USA, INC.
50600 | Currently in Use |  | 2004-01-20 |  | Petroleum | Premium gasoline | Premium gasoline | Retail | Fiberglass reinforced plastic | Fiberglass reinforced plastic |  |  | Flexible |  | 1901-01-01 | Catchment Basin | Flow Rest 90% Full | Automatic shutoff device At 95% full | Interstitial Monitoring within Secondary Containment |  | Automatic Tank Gauge |  | Automatic flow restrictor (MLLD) | Automatic flow restrictor (MLLD) |  |  | Continuous alarm system | Annual line testing |  | UST Currently In Use: 2; UST Temp Close: 0; AST Currently In Use: 0; AST Temp Closed: 0 | 2 | 0 | 0 | 13579-117-018915 | MURPHY OIL USA, INC.
50601 | Currently in Use |  | 2004-02-02 |  | Petroleum | Unleaded gasoline | Unleaded gasoline | Retail | Single Wall | Fiberglass coated steel |  |  | Single Wall |  | 1901-01-01 | Catchment Basin | Automatic shutoff device At 95% full | Automatic shutoff device At 95% full |  |  | Continuous Automatic Tank Gauge |  | Automatic shutoff device (AELLD) | Automatic shutoff device (AELLD) | [5 empty] | UST Currently In Use: 2; UST Temp Close: 0; AST Currently In Use: 0; AST Temp Closed: 0 | 2 | 0 | 0 | 13951-073-018916 | QUALITY PETROLEUM OF ALABAMA INC
50602 | Currently in Use |  | 2004-02-02 |  | Petroleum | On road diesel | On road diesel | Retail | Fiberglass coated steel | Fiberglass coated steel |  |  | Fiberglass reinforced plastic |  | 1901-01-01 | Catchment Basin | Automatic shutoff device At 95% full | Automatic shutoff device At 95% full |  |  | Continuous Automatic Tank Gauge |  | Automatic shutoff device (AELLD) | Automatic shutoff device (AELLD) | [5 empty] | UST Currently In Use: 2; UST Temp Close: 0; AST Currently In Use: 0; AST Temp Closed: 0 | 2 | 0 | 0 | 13951-073-018916 | QUALITY PETROLEUM OF ALABAMA INC
50603 | Currently in Use |  | 2002-06-15 |  | Petroleum | On road diesel | On road diesel | Retail | Fiberglass reinforced plastic | Fiberglass reinforced plastic |  |  | Fiberglass reinforced plastic |  | 1901-01-01 | Catchment Basin | Automatic shutoff device At 95% full | Automatic shutoff device At 95% full | Interstitial Monitoring within Secondary Containment | SENSOR TO ATG |  |  | Automatic flow restrictor (MLLD) | Automatic flow restrictor (MLLD) |  | SENSOR TO ATG | Annual line testing | Annual line testing |  | UST Currently In Use: 3; UST Temp Close: 0; AST Currently In Use: 3; AST Temp Closed: 0 | 3 | 0 | 0 | 21994-109-018917 | WAL-MART STORES E C/O APTIM
50604 | Currently in Use |  | 2002-06-15 |  | Petroleum | Virgin oil | Virgin oil | Retail | Fiberglass reinforced plastic | Fiberglass reinforced plastic |  |  | Fiberglass reinforced plastic |  | 1901-01-01 | Catchment Basin | Automatic shutoff device At 95% full | Audible high level alarm At 90% full | Interstitial Monitoring within Secondary Containment | SENSOR TO ATG | [6 empty] | Continuous alarm system | Continuous alarm system |  | UST Currently In Use: 3; UST Temp Close: 0; AST Currently In Use: 3; AST Temp Closed: 0 | 3 | 0 | 0 | 21994-109-018917 | WAL-MART STORES E C/O APTIM
50605 | Currently in Use |  | 2002-06-28 |  | Petroleum | Used oil | Used oil | Retail | Fiberglass reinforced plastic | Fiberglass reinforced plastic |  |  | Fiberglass reinforced plastic |  | 1901-01-01 | Other | EXEMPT | Other | Interstitial Monitoring within Secondary Containment | SENSOR TO ATG | [6 empty] | Continuous alarm system | Continuous alarm system |  | UST Currently In Use: 3; UST Temp Close: 0; AST Currently In Use: 3; AST Temp Closed: 0 | 3 | 0 | 0 | 21994-109-018917 | WAL-MART STORES E C/O APTIM
50606 | Currently in Use |  | 2003-10-15 |  | Petroleum | Premium gasoline | Premium gasoline | Retail | Double Wall | Double Wall |  |  | Double Wall |  | 1901-01-01 | Catchment Basin | Flow Rest 90% Full | Flow Rest 90% Full | Interstitial Monitoring within Secondary Containment | SENSOR TO ATG | Continuous Automatic Tank Gauge |  | Containment Sump | Automatic flow restrictor (MLLD) |  |  | Annual line testing | Annual line testing |  | UST Currently In Use: 2; UST Temp Close: 0; AST Currently In Use: 0; AST Temp Closed: 0 | 2 | 0 | 0 | 13929-097-018919 | PRINCE OIL COMPANY, INC.
50607 | Currently in Use |  | 2003-10-15 |  | Petroleum | Unleaded gasoline | Unleaded gasoline | Retail | Double Wall | Double Wall |  |  | Double Wall |  | 1901-01-01 | Catchment Basin | Flow Rest 90% Full | Flow Rest 90% Full | Interstitial Monitoring within Secondary Containment | SENSOR TO ATG | Continuous Automatic Tank Gauge |  | Automatic flow restrictor (MLLD) | Automatic flow restrictor (MLLD) |  |  | Annual line testing | Annual line testing |  | UST Currently In Use: 2; UST Temp Close: 0; AST Currently In Use: 0; AST Temp Closed: 0 | 2 | 0 | 0 | 13929-097-018919 | PRINCE OIL COMPANY, INC.
50608 | Currently in Use |  | 2004-03-23 |  | Petroleum | Unleaded gasoline | Unleaded gasoline | Local government | Fiberglass reinforced plastic | Fiberglass reinforced plastic |  |  | Fiberglass reinforced plastic |  | 1901-01-01 | Catchment Basin | Audible high level alarm At 90% full | Audible high level alarm At 90% full | Interstitial Monitoring within Secondary Containment | SENSOR TO ATG | Continuous Automatic Tank Gauge | [8 empty] | UST Currently In Use: 2; UST Temp Close: 0; AST Currently In Use: 0; AST Temp Closed: 0 | 2 | 0 | 0 | 10994-073-018920 | CITY OF BIRMINGHAM
50609 | Currently in Use |  | 2004-03-23 |  | Petroleum | On road diesel | On road diesel | Local government | Fiberglass reinforced plastic | Fiberglass reinforced plastic |  |  | Single Wall |  | 1901-01-01 | Catchment Basin | Audible high level alarm At 90% full | Audible high level alarm At 90% full | Interstitial Monitoring within Secondary Containment | SENSOR TO ATG | Continuous Automatic Tank Gauge | [8 empty] | UST Currently In Use: 2; UST Temp Close: 0; AST Currently In Use: 0; AST Temp Closed: 0 | 2 | 0 | 0 | 10994-073-018920 | CITY OF BIRMINGHAM
50610 | Currently in Use |  | 2004-02-01 |  | Petroleum | On road diesel | On road diesel | Industrial | Double Wall | Double Wall |  |  | Fiberglass reinforced plastic |  | 1901-01-01 | Catchment Basin | Flow Rest 90% Full | Automatic shutoff device At 95% full | Interstitial Monitoring within Secondary Containment | SENSOR TO ATG | Continuous Automatic Tank Gauge | [8 empty] | UST Currently In Use: 1; UST Temp Close: 0; AST Currently In Use: 0; AST Temp Closed: 0 | 1 | 0 | 1 | 12191-095-015353 | MARSHALL MEDICAL CENTER NORTH
50611 | Currently in Use |  | 2004-03-01 |  | Petroleum | On road diesel | On road diesel | Retail | Fiberglass coated steel | Fiberglass coated steel |  |  | Flexible |  | 1901-01-01 | Catchment Basin | Flow Rest 90% Full | Flow Rest 90% Full |  |  | Continuous Automatic Tank Gauge |  | Automatic flow restrictor (MLLD) | Automatic flow restrictor (MLLD) |  |  | Annual line testing | Annual line testing |  | UST Currently In Use: 3; UST Temp Close: 0; AST Currently In Use: 0; AST Temp Closed: 0 | 3 | 0 | 4 | 11453-053-001033 | DIAMOND GASOLINE STATIONS, INC.
50612 | Currently in Use |  | 2004-01-01 |  | Petroleum | On road diesel | On road diesel | Emergency Power Generator | Double Wall | Double Wall |  |  | GREEN | OPW | 1901-01-01 | Catchment Basin | Automatic shutoff device At 95% full | Automatic shutoff device At 95% full | Interstitial Monitoring within Secondary Containment |  | Continuous Automatic Tank Gauge |  | Containment Sump | Containment Sump | Interstitial Monitoring within Secondary Containment | SENSOR TO ATG | EXEMPT | Continuous alarm system |  | UST Currently In Use: 1; UST Temp Close: 0; AST Currently In Use: 0; AST Temp Closed: 0 | 1 | 0 | 0 | 16273-073-018922 | UAB DEPT. HEALTH & SAFETY
50614 | Currently in Use |  | 2003-03-01 |  | Petroleum | Unleaded gasoline | Unleaded gasoline | Retail | Fiberglass coated steel | Fiberglass coated steel |  |  | Flexible |  | 1901-01-01 | Catchment Basin | Automatic shutoff device At 95% full | Automatic shutoff device At 95% full | Interstitial Monitoring within Secondary Containment | SENSOR TO ATG | Automatic Tank Gauge |  | Automatic flow restrictor (MLLD) | Automatic flow restrictor (MLLD) |  |  | Annual line testing | Annual line testing |  | UST Currently In Use: 2; UST Temp Close: 0; AST Currently In Use: 0; AST Temp Closed: 0 | 2 | 0 | 0 | 24347-023-018923 | ALI SHOHATEE
50615 | Currently in Use |  | 2003-03-01 |  | Petroleum | Premium gasoline | Premium gasoline | Retail | Fiberglass coated steel | Fiberglass coated steel |  |  | Flexible |  | 1901-01-01 | Catchment Basin | Automatic shutoff device At 95% full | Automatic shutoff device At 95% full | Interstitial Monitoring within Secondary Containment | SENSOR TO ATG | Automatic Tank Gauge |  | Containment Sump | Automatic flow restrictor (MLLD) |  |  | Annual line testing | Annual line testing |  | UST Currently In Use: 2; UST Temp Close: 0; AST Currently In Use: 0; AST Temp Closed: 0 | 2 | 0 | 0 | 24347-023-018923 | ALI SHOHATEE
50616 | Currently in Use |  | 2003-11-29 |  | Petroleum | Unleaded gasoline | Unleaded gasoline | Industrial | Fiberglass coated steel | Fiberglass coated steel |  |  | Fiberglass reinforced plastic |  | 1901-01-01 | Catchment Basin | Automatic shutoff device At 95% full | Automatic shutoff device At 95% full |  |  | Continuous Automatic Tank Gauge | [8 empty] | UST Currently In Use: 1; UST Temp Close: 0; AST Currently In Use: 0; AST Temp Closed: 0 | 1 | 0 | 0 | 21921-089-018924 | NEW HOPE TELEPHONE COOPERATIVE
50618 | Permanently Closed | 2004-06-20 | 1983-01-01 | 2004-07-02 | Petroleum | Virgin oil | Virgin oil | Bulk facility | Fiberglass reinforced plastic | Fiberglass reinforced plastic |  |  | Fiberglass reinforced plastic |  | 1901-01-01 | Catchment Basin | Automatic shutoff device At 95% full | Automatic shutoff device At 95% full |  |  | Manual Tank Gauging (only tanks 1000 gal. or less and 48” or 64” in diameter) | [8 empty] | UST Currently In Use: 0; UST Temp Close: 2; AST Currently In Use: 0; AST Temp Closed: 0 | 0 | 2 | 2 | 25314-073-018899 | ROBERT MCCORMICK
50619 | Permanently Closed | 2004-06-20 | 1983-01-01 | 2004-07-02 | Petroleum | Virgin oil | Virgin oil | Bulk facility | Fiberglass reinforced plastic | Fiberglass reinforced plastic |  |  | Fiberglass reinforced plastic |  | 1901-01-01 | Catchment Basin | Automatic shutoff device At 95% full | Automatic shutoff device At 95% full |  |  | Manual Tank Gauging (only tanks 1000 gal. or less and 48” or 64” in diameter) | [8 empty] | UST Currently In Use: 0; UST Temp Close: 2; AST Currently In Use: 0; AST Temp Closed: 0 | 0 | 2 | 2 | 25314-073-018899 | ROBERT MCCORMICK
50620 | Currently in Use |  | 2004-02-15 |  | Petroleum | On road diesel | On road diesel | Retail | Fiberglass coated steel | Fiberglass coated steel |  |  | Flexible |  |  | Catchment Basin | Flow Rest 90% Full | Flow Rest 90% Full |  |  | Continuous Automatic Tank Gauge |  | Automatic flow restrictor (MLLD) | Automatic flow restrictor (MLLD) |  | SENSOR TO ATG | Continuous alarm system | Annual line testing |  | UST Currently In Use: 3; UST Temp Close: 0; AST Currently In Use: 0; AST Temp Closed: 0 | 3 | 0 | 0 | 21712-069-002219 | ALABAMA COMMERCIAL PROPERTIES
50621 | Currently in Use |  | 2003-08-01 |  | Petroleum | Unleaded gasoline | Unleaded gasoline | Retail | Fiberglass coated steel | Double Wall |  |  | Double Wall |  |  | Catchment Basin | Automatic shutoff device At 95% full | Automatic shutoff device At 95% full | Interstitial Monitoring within Secondary Containment | SENSOR TO ATG | Continuous Automatic Tank Gauge |  | Automatic flow restrictor (MLLD) | Automatic flow restrictor (MLLD) |  |  | Annual line testing | Annual line testing |  | UST Currently In Use: 2; UST Temp Close: 0; AST Currently In Use: 0; AST Temp Closed: 0 | 2 | 0 | 3 | 20759-039-013149 | SOUTHWEST GEORGIA OIL COMPANY
50622 | Currently in Use |  | 2003-04-10 |  | Petroleum | Premium gasoline | Premium gasoline | Retail | 8P-4D | Double Wall |  |  | Flexible | APT | 1901-01-01 | Catchment Basin | Automatic shutoff device At 95% full | Automatic shutoff device At 95% full | Interstitial Monitoring within Secondary Containment | SENSOR TO ATG | Continuous Automatic Tank Gauge |  | Automatic flow restrictor (MLLD) | Automatic flow restrictor (MLLD) |  |  | Annual line testing | Annual line testing |  | UST Currently In Use: 2; UST Temp Close: 0; AST Currently In Use: 0; AST Temp Closed: 0 | 2 | 0 | 0 | 25710-073-018926 | GDRN REAL PROPERTIES
50623 | Currently in Use |  | 2003-04-10 |  | Petroleum | Unleaded gasoline | Unleaded gasoline | Retail | Fiberglass coated steel | Double Wall |  |  | Double Wall | APT | 1901-01-01 | Catchment Basin | Automatic shutoff device At 95% full | Automatic shutoff device At 95% full | Interstitial Monitoring within Secondary Containment | SENSOR TO ATG | Continuous Automatic Tank Gauge |  | Automatic flow restrictor (MLLD) | Automatic flow restrictor (MLLD) |  |  | Annual line testing | Annual line testing |  | UST Currently In Use: 2; UST Temp Close: 0; AST Currently In Use: 0; AST Temp Closed: 0 | 2 | 0 | 0 | 25710-073-018926 | GDRN REAL PROPERTIES
50624 | Currently in Use |  | 1997-11-24 |  | Petroleum | Unleaded gasoline | Unleaded gasoline | Emergency power generator | Fiberglass reinforced plastic | Double Wall |  |  | COPPER |  | 1901-01-01 | Catchment Basin | Audible high level alarm At 90% full | Audible high level alarm At 90% full | Interstitial Monitoring within Secondary Containment | SENSOR TO ATG | Automatic Tank Gauge | [8 empty] | UST Currently In Use: 1; UST Temp Close: 0; AST Currently In Use: 0; AST Temp Closed: 0 | 1 | 0 | 2 | 14462-071-012080 | BELLSOUTH TELECOMM. DBA AT&T ALA.
50625 | Permanently Closed | 2012-03-07 | 1996-10-31 | 2012-03-07 | Petroleum | On road diesel | On road diesel | Emergency power generator | Fiberglass reinforced plastic | Fiberglass reinforced plastic |  |  | COPPER |  | 1901-01-01 | Catchment Basin | Automatic shutoff device At 95% full | Audible high level alarm At 90% full | Interstitial Monitoring within Secondary Containment |  | Automatic Tank Gauge | [8 empty] | UST Currently In Use: 0; UST Temp Close: 0; AST Currently In Use: 0; AST Temp Closed: 0 | 0 | 0 | 2 | 14462-089-012143 | BELLSOUTH TELECOMM. DBA AT&T ALA.
50626 | Permanently Closed | 2012-08-16 | 1997-08-12 | 2012-08-16 | Petroleum | On road diesel | On road diesel | Emergency Power Generator | Double Wall | Double Wall |  |  | Double Wall |  | 1901-01-01 | Catchment Basin | Audible high level alarm At 90% full | Audible high level alarm At 90% full | Interstitial Monitoring within Secondary Containment | SENSOR TO ATG | Continuous Automatic Tank Gauge | [8 empty] | UST Currently In Use: 1; UST Temp Close: 0; AST Currently In Use: 0; AST Temp Closed: 0 | 1 | 0 | 2 | 14462-103-012148 | BELLSOUTH TELECOMM. DBA AT&T ALA.
50627 | Currently in Use |  | 1996-04-02 |  | Petroleum | On road diesel | On road diesel | Emergency power generator | Fiberglass reinforced plastic | Fiberglass reinforced plastic |  |  | Other |  | 1901-01-01 | Catchment Basin | Automatic shutoff device At 95% full | Audible high level alarm At 90% full | Interstitial Monitoring within Secondary Containment |  | Automatic Tank Gauge | [5 empty] | Continuous alarm system | Continuous alarm system |  | UST Currently In Use: 1; UST Temp Close: 0; AST Currently In Use: 0; AST Temp Closed: 0 | 1 | 0 | 2 | 14462-101-015283 | BELLSOUTH TELECOMM. DBA AT&T ALA.
50628 | Currently in Use |  | 1997-11-24 |  | Petroleum | Unleaded gasoline | Unleaded gasoline | Emergency power generator | Double Wall | Double Wall |  |  | Other |  | 1901-01-01 | Catchment Basin | Audible high level alarm At 90% full | Audible high level alarm At 90% full | Interstitial Monitoring within Secondary Containment | SENSOR TO ATG | Automatic Tank Gauge | [5 empty] | Continuous alarm system | Continuous alarm system |  | UST Currently In Use: 1; UST Temp Close: 0; AST Currently In Use: 0; AST Temp Closed: 0 | 1 | 0 | 1 | 14462-071-012208 | BELLSOUTH TELECOMM. DBA AT&T ALA.
50630 | Currently in Use |  | 1996-09-05 |  | Petroleum | On road diesel | On road diesel | Emergency power generator | Fiberglass reinforced plastic | Fiberglass reinforced plastic |  |  | COPPER |  | 1901-01-01 | Catchment Basin | Automatic shutoff device At 95% full | Audible high level alarm At 90% full | Interstitial Monitoring within Secondary Containment |  | Automatic Tank Gauge | [5 empty] | Continuous alarm system | Continuous alarm system |  | UST Currently In Use: 1; UST Temp Close: 0; AST Currently In Use: 0; AST Temp Closed: 0 | 1 | 0 | 2 | 14462-087-012220 | BELLSOUTH TELECOMM. DBA AT&T ALA.
50631 | Currently in Use |  | 1996-07-28 |  | Petroleum | On road diesel | On road diesel | Emergency power generator | Fiberglass reinforced plastic | Fiberglass reinforced plastic |  |  | Other |  | 1901-01-01 | Catchment Basin | Audible high level alarm At 90% full | Audible high level alarm At 90% full | Interstitial Monitoring within Secondary Containment |  | Automatic Tank Gauge | [5 empty] | Continuous alarm system | Continuous alarm system |  | UST Currently In Use: 1; UST Temp Close: 0; AST Currently In Use: 0; AST Temp Closed: 0 | 1 | 0 | 1 | 14462-005-012116 | BELLSOUTH TELECOMM. DBA AT&T ALA.
50632 | Temporary Closed | 2009-12-09 | 1997-01-10 |  | Petroleum | On road diesel | On road diesel | Emergency power generator | Fiberglass reinforced plastic | Fiberglass reinforced plastic |  |  | Other |  | 1901-01-01 | Catchment Basin | Audible high level alarm At 90% full | Audible high level alarm At 90% full | Interstitial Monitoring within Secondary Containment |  | Automatic Tank Gauge | [8 empty] | UST Currently In Use: 0; UST Temp Close: 1; AST Currently In Use: 0; AST Temp Closed: 0 | 0 | 1 | 1 | 23447-073-015655 | 5565 BAGBY AS LLC C/O PF FINANCIAL
50633 | Currently in Use |  | 2004-03-18 |  | Petroleum | Unleaded gasoline | Unleaded gasoline | Retail | 20K/20K | Double Wall |  |  | Fiberglass reinforced plastic | OPW | 1901-01-01 | Catchment Basin | Automatic shutoff device At 95% full | Automatic shutoff device At 95% full | Interstitial Monitoring within Secondary Containment | SENSOR TO ATG |  |  | Automatic flow restrictor (MLLD) | Automatic flow restrictor (MLLD) |  | SENSOR TO ATG | Continuous alarm system | Annual line testing |  | UST Currently In Use: 2; UST Temp Close: 0; AST Currently In Use: 0; AST Temp Closed: 0 | 2 | 0 | 0 | 21237-073-018940 | SAM'S EAST, INC. C/O APTIM
50635 | Currently in Use |  | 2004-03-18 |  | Petroleum | Premium gasoline | Premium gasoline | Retail | Double Wall | Double Wall |  |  | Double Wall | OPW | 1901-01-01 | Catchment Basin | Automatic shutoff device At 95% full | Automatic shutoff device At 95% full | Interstitial Monitoring within Secondary Containment | SENSOR TO ATG |  |  | Containment Sump | Automatic flow restrictor (MLLD) |  | SENSOR TO ATG | Continuous alarm system | Annual line testing |  | UST Currently In Use: 2; UST Temp Close: 0; AST Currently In Use: 0; AST Temp Closed: 0 | 2 | 0 | 0 | 21237-073-018940 | SAM'S EAST, INC. C/O APTIM
50636 | Currently in Use |  | 2003-04-25 |  | Petroleum | On road diesel | On road diesel | Retail | 2D/2 OFFRD | Fiberglass reinforced plastic |  |  | Fiberglass reinforced plastic |  | 1901-01-01 | Catchment Basin | Automatic shutoff device At 95% full | Automatic shutoff device At 95% full |  |  | Continuous Automatic Tank Gauge | [8 empty] | UST Currently In Use: 3; UST Temp Close: 0; AST Currently In Use: 0; AST Temp Closed: 0 | 3 | 0 | 4 | 21308-121-003592 | PETRO AMERICA LLC
50638 | Currently in Use |  | 2004-05-19 |  | Petroleum | Unleaded gasoline | Unleaded gasoline | Retail | Fiberglass reinforced plastic | Fiberglass reinforced plastic |  |  | Flexible |  | 1901-01-01 | Catchment Basin | Automatic shutoff device At 95% full | Automatic shutoff device At 95% full | Interstitial Monitoring within Secondary Containment |  |  |  | Automatic flow restrictor (MLLD) | Automatic flow restrictor (MLLD) |  |  | Continuous alarm system | Annual line testing |  | UST Currently In Use: 2; UST Temp Close: 0; AST Currently In Use: 0; AST Temp Closed: 0 | 2 | 0 | 0 | 13579-013-018943 | MURPHY OIL USA, INC.
50639 | Currently in Use |  | 2004-05-19 |  | Petroleum | Premium gasoline | Premium gasoline | Retail | Fiberglass reinforced plastic | Fiberglass reinforced plastic |  |  | Flexible |  | 1901-01-01 | Catchment Basin | Automatic shutoff device At 95% full | Automatic shutoff device At 95% full | Interstitial Monitoring within Secondary Containment |  |  |  | Automatic flow restrictor (MLLD) | Automatic flow restrictor (MLLD) | Interstitial Monitoring within Secondary Containment |  | Continuous alarm system | Annual line testing |  | UST Currently In Use: 2; UST Temp Close: 0; AST Currently In Use: 0; AST Temp Closed: 0 | 2 | 0 | 0 | 13579-013-018943 | MURPHY OIL USA, INC.
50640 | Currently in Use |  | 1998-02-10 |  | Petroleum | On road diesel | On road diesel | Local government | Steel | Steel | Coated & cathodic protection (sti-P3) |  | Fiberglass reinforced plastic |  |  | Catchment Basin | Flow Rest 90% Full | Flow Rest 90% Full | Interstitial Monitoring within Secondary Containment |  | Automatic Tank Gauge | [8 empty] | UST Currently In Use: 1; UST Temp Close: 0; AST Currently In Use: 0; AST Temp Closed: 0 | 1 | 0 | 0 | 11068-001-018944 | CITY OF PRATTVILLE
50641 | Temporary Closed | 2010-02-28 | 1987-01-01 |  | Petroleum | Unleaded gasoline | Unleaded gasoline | Retail | Steel | Steel | Coated & cathodic protection (sti-P3) |  | Steel |  |  | Catchment Basin | Automatic shutoff device At 95% full | Automatic shutoff device At 95% full | [11 empty] | UST Currently In Use: 0; UST Temp Close: 3; AST Currently In Use: 0; AST Temp Closed: 0 | 0 | 3 | 0 | 20371-097-013642 | ROBERT ODOM
50642 | Temporary Closed | 2010-02-28 | 1987-01-01 |  | Petroleum | On road diesel | On road diesel | Retail | Steel | Steel | Coated & cathodic protection (sti-P3) |  | Steel |  |  | Catchment Basin | Automatic shutoff device At 95% full | Automatic shutoff device At 95% full | [11 empty] | UST Currently In Use: 0; UST Temp Close: 3; AST Currently In Use: 0; AST Temp Closed: 0 | 0 | 3 | 0 | 20371-097-013642 | ROBERT ODOM
50643 | Currently in Use |  | 1987-09-14 |  | Petroleum | Aviation fuel (JP-4; etc.) | Aviation fuel (JP-4; etc.) | Local Government | Steel | Steel | Coated & cathodic protection (sti-P3) |  | Fiberglass reinforced plastic |  | 1901-01-01 | Catchment Basin | Automatic shutoff device At 95% full | Automatic shutoff device At 95% full |  |  | Continuous Automatic Tank Gauge | [8 empty] | UST Currently In Use: 1; UST Temp Close: 0; AST Currently In Use: 0; AST Temp Closed: 0 | 1 | 0 | 0 | 21951-011-018945 | FRANKLIN FIELD AIRPORT AUTHORITY INC
50646 | Currently in Use |  | 2004-03-16 |  | Petroleum | Unleaded gasoline | Unleaded gasoline | Retail | 8P-5D | Fiberglass reinforced plastic |  |  | 2 PIECES |  | 1901-01-01 | Catchment Basin | Flow Rest 90% Full | Flow Rest 90% Full |  |  | Automatic Tank Gauge |  | Automatic flow restrictor (MLLD) | Automatic flow restrictor (MLLD) |  |  | Annual line testing | Annual line testing |  | UST Currently In Use: 2; UST Temp Close: 0; AST Currently In Use: 0; AST Temp Closed: 0 | 2 | 0 | 6 | 21523-073-003823 | DIANE HOANG
50647 | Currently in Use |  | 2004-03-16 |  | Petroleum | Premium gasoline | Premium gasoline | Retail | Fiberglass reinforced plastic | Fiberglass reinforced plastic |  |  | Double Wall |  | 1901-01-01 | Catchment Basin | Flow Rest 90% Full | Flow Rest 90% Full |  |  | Automatic Tank Gauge |  | Automatic flow restrictor (MLLD) | Automatic flow restrictor (MLLD) |  |  | Annual line testing | Annual line testing |  | UST Currently In Use: 2; UST Temp Close: 0; AST Currently In Use: 0; AST Temp Closed: 0 | 2 | 0 | 6 | 21523-073-003823 | DIANE HOANG
50649 | Currently in Use |  | 1996-01-04 |  | Petroleum | On road diesel | On road diesel | State/federal government | Fiberglass reinforced plastic | Fiberglass reinforced plastic |  |  | Flexible |  | 1901-01-01 | Catchment Basin | Automatic shutoff device At 95% full | Automatic shutoff device At 95% full |  |  | Continuous Automatic Tank Gauge |  | Automatic flow restrictor (MLLD) | Automatic flow restrictor (MLLD) | Interstitial Monitoring within Secondary Containment | SENSOR TO ATG | Continuous alarm system | Continuous alarm system |  | UST Currently In Use: 2; UST Temp Close: 0; AST Currently In Use: 0; AST Temp Closed: 0 | 2 | 0 | 2 | 11433-003-002038 | ALABAMA DEPARTMENT OF CONSERVATION
50650 | Currently in Use |  | 1996-01-04 |  | Petroleum | Mid-grade gasoline | Mid-grade gasoline | State/federal government | Fiberglass reinforced plastic | Fiberglass reinforced plastic |  |  | Flexible |  | 1901-01-01 | Catchment Basin | Automatic shutoff device At 95% full | Automatic shutoff device At 95% full |  |  | Continuous Automatic Tank Gauge |  | Automatic flow restrictor (MLLD) | Automatic flow restrictor (MLLD) | Interstitial Monitoring within Secondary Containment | SENSOR TO ATG | Continuous alarm system | Continuous alarm system |  | UST Currently In Use: 2; UST Temp Close: 0; AST Currently In Use: 0; AST Temp Closed: 0 | 2 | 0 | 2 | 11433-003-002038 | ALABAMA DEPARTMENT OF CONSERVATION
50651 | Permanently Closed | 2007-02-21 | 2004-05-13 | 2007-02-28 | Petroleum | Premium gasoline | Premium gasoline | Retail | Fiberglass coated steel | Fiberglass coated steel |  |  | Flexible |  | 1901-01-01 | Catchment Basin | Flow Rest 90% Full | Flow Rest 90% Full |  |  | Continuous Automatic Tank Gauge |  | Automatic shutoff device (AELLD) | Automatic shutoff device (AELLD) | [5 empty] | UST Currently In Use: 0; UST Temp Close: 0; AST Currently In Use: 0; AST Temp Closed: 0 | 0 | 0 | 2 | 17612-083-003834 | ROBERTSON ENTERPRISES, INC.
50652 | Currently in Use |  | 2003-06-20 |  | Petroleum | Unleaded gasoline | Unleaded gasoline | Retail | Fiberglass coated steel | Fiberglass coated steel |  |  | Flexible |  | 1901-01-01 | Catchment Basin | Flow Rest 90% Full | Flow Rest 90% Full | Interstitial Monitoring within Secondary Containment | SENSOR TO ATG |  |  | Automatic shutoff device (AELLD) | Automatic shutoff device (AELLD) |  |  | Automatic electronic line leak detector (AELLD) | Automatic electronic line leak detector (AELLD) |  | UST Currently In Use: 3; UST Temp Close: 0; AST Currently In Use: 0; AST Temp Closed: 0 | 3 | 0 | 0 | 21958-003-018946 | ZIEGLER CORPORATION
50653 | Currently in Use |  | 2004-06-17 |  | Petroleum | Unleaded gasoline | Unleaded gasoline | Retail | Fiberglass coated steel | Fiberglass coated steel |  |  | Fiberglass reinforced plastic |  | 1901-01-01 | Catchment Basin | Automatic shutoff device At 95% full | Automatic shutoff device At 95% full |  |  | Continuous Automatic Tank Gauge |  | Automatic flow restrictor (MLLD) | Automatic flow restrictor (MLLD) |  |  | Annual line testing | Annual line testing |  | UST Currently In Use: 3; UST Temp Close: 0; AST Currently In Use: 0; AST Temp Closed: 0 | 3 | 0 | 2 | 25500-003-000414 | AAA PETROLEUM LLC
50654 | Currently in Use |  | 2003-06-20 |  | Petroleum | Premium gasoline | Premium gasoline | Retail | Fiberglass coated steel | Fiberglass coated steel |  |  | Flexible |  | 1901-01-01 | Catchment Basin | Flow Rest 90% Full | Flow Rest 90% Full | Interstitial Monitoring within Secondary Containment | SENSOR TO ATG |  |  | Automatic shutoff device (AELLD) | Automatic shutoff device (AELLD) |  |  | Automatic electronic line leak detector (AELLD) | Automatic electronic line leak detector (AELLD) |  | UST Currently In Use: 3; UST Temp Close: 0; AST Currently In Use: 0; AST Temp Closed: 0 | 3 | 0 | 0 | 21958-003-018946 | ZIEGLER CORPORATION
50656 | Currently in Use |  | 2003-06-20 |  | Petroleum | On road diesel | On road diesel | Retail | Fiberglass coated steel | Fiberglass coated steel |  |  | Flexible |  | 1901-01-01 | Catchment Basin | Flow Rest 90% Full | Flow Rest 90% Full | Interstitial Monitoring within Secondary Containment | SENSOR TO ATG |  |  | Automatic shutoff device (AELLD) | Automatic shutoff device (AELLD) |  |  | Automatic electronic line leak detector (AELLD) | Automatic electronic line leak detector (AELLD) |  | UST Currently In Use: 3; UST Temp Close: 0; AST Currently In Use: 0; AST Temp Closed: 0 | 3 | 0 | 0 | 21958-003-018946 | ZIEGLER CORPORATION
50657 | Currently in Use |  | 2004-04-10 |  | Petroleum | Unleaded gasoline | Unleaded gasoline | Retail | Double Wall | Double Wall |  |  | Double Wall |  |  | Catchment Basin | Flow Rest 90% Full | Flow Rest 90% Full |  |  | Continuous Automatic Tank Gauge | Single walled submersible pump containment sump | Automatic flow restrictor (MLLD) | Automatic flow restrictor (MLLD) |  |  | Annual line testing | Annual line testing |  | UST Currently In Use: 2; UST Temp Close: 0; AST Currently In Use: 0; AST Temp Closed: 0 | 2 | 0 | 0 | 13252-093-018947 | MAPLES GAS COMPANY
50658 | Currently in Use |  | 2004-04-10 |  | Petroleum | On road diesel | On road diesel | Retail | Double Wall | Double Wall |  |  | Flexible |  |  | Catchment Basin | Flow Rest 90% Full | Flow Rest 90% Full |  |  | Continuous Automatic Tank Gauge | Single walled submersible pump containment sump | Containment Sump | Automatic flow restrictor (MLLD) |  |  | Annual line testing | Annual line testing |  | UST Currently In Use: 2; UST Temp Close: 0; AST Currently In Use: 0; AST Temp Closed: 0 | 2 | 0 | 0 | 13252-093-018947 | MAPLES GAS COMPANY
50659 | Currently in Use |  | 2004-04-01 |  | Petroleum | Unleaded gasoline | Unleaded gasoline | Industrial | Fiberglass coated steel | Fiberglass coated steel |  |  | Double Wall |  | 1901-01-01 | Catchment Basin | Flow Rest 90% Full | Flow Rest 90% Full |  |  | Continuous Automatic Tank Gauge |  | Automatic shutoff device (AELLD) | Automatic shutoff device (AELLD) | Interstitial Monitoring within Secondary Containment |  |  |  |  | UST Currently In Use: 1; UST Temp Close: 0; AST Currently In Use: 0; AST Temp Closed: 0 | 1 | 0 | 0 | 21961-051-018948 | CENTRAL ALABAMA ELECTRIC COOPERATIVE
50660 | Currently in Use |  | 2004-05-25 |  | Petroleum | On road diesel | On road diesel | Retail | Fiberglass coated steel | Fiberglass coated steel |  |  | Fiberglass reinforced plastic |  | 1901-01-01 | Catchment Basin | Automatic shutoff device At 95% full | Automatic shutoff device At 95% full |  |  | Continuous Automatic Tank Gauge | Single walled submersible pump containment sump | Automatic flow restrictor (MLLD) | Automatic flow restrictor (MLLD) |  | SENSOR TO ATG | Annual line testing | Annual line testing |  | UST Currently In Use: 3; UST Temp Close: 0; AST Currently In Use: 0; AST Temp Closed: 0 | 3 | 0 | 0 | 22176-071-018374 | CIRCLE K
50661 | Permanently Closed |  | 1988-12-02 | 2022-09-14 | Petroleum | Unleaded gasoline | Unleaded gasoline | Local Government | Steel | Single Wall | Coated & cathodic protection (sti-P3) |  | Flexible |  |  | Catchment Basin | Flow Rest 90% Full | Automatic shutoff device At 95% full |  |  | Continuous Automatic Tank Gauge | [8 empty] | UST Currently In Use: 0; UST Temp Close: 0; AST Currently In Use: 0; AST Temp Closed: 0 | 0 | 0 | 1 | 21962-103-018949 | MORGAN COUNTY COMMISSION
50662 | Currently in Use |  | 1995-11-01 |  | Petroleum | Unleaded gasoline | Unleaded gasoline | Local government | Fiberglass reinforced plastic | Fiberglass reinforced plastic |  |  | Fiberglass reinforced plastic |  |  | Catchment Basin | Flow Rest 90% Full | Flow Rest 90% Full |  |  | Automatic Tank Gauge | [8 empty] | UST Currently In Use: 2; UST Temp Close: 0; AST Currently In Use: 0; AST Temp Closed: 0 | 2 | 0 | 0 | 21962-103-018950 | MORGAN COUNTY COMMISSION
50663 | Currently in Use |  | 1995-11-01 |  | Petroleum | On road diesel | On road diesel | Local government | Fiberglass reinforced plastic | Fiberglass reinforced plastic |  |  | Fiberglass reinforced plastic |  |  | Catchment Basin | Flow Rest 90% Full | Flow Rest 90% Full |  |  | Automatic Tank Gauge | [8 empty] | UST Currently In Use: 2; UST Temp Close: 0; AST Currently In Use: 0; AST Temp Closed: 0 | 2 | 0 | 0 | 21962-103-018950 | MORGAN COUNTY COMMISSION
50664 | Permanently Closed | 2015-10-28 | 1988-11-01 | 2017-02-21 | Petroleum | Unleaded gasoline | Unleaded gasoline | Local government | Steel | Single Wall | Coated & cathodic protection (sti-P3) |  | Fiberglass reinforced plastic |  |  | Catchment Basin | Flow Rest 90% Full | Automatic shutoff device At 95% full |  |  | Continuous Automatic Tank Gauge | [8 empty] | UST Currently In Use: 0; UST Temp Close: 0; AST Currently In Use: 0; AST Temp Closed: 0 | 0 | 0 | 2 | 21962-103-018951 | MORGAN COUNTY COMMISSION
50665 | Permanently Closed | 2015-10-28 | 1988-11-01 | 2017-02-21 | Petroleum | On road diesel | On road diesel | Local government | Single Wall | Single Wall | Coated & cathodic protection (sti-P3) |  | Fiberglass reinforced plastic |  |  | Catchment Basin | Flow Rest 90% Full | Automatic shutoff device At 95% full |  |  | Continuous Automatic Tank Gauge | [8 empty] | UST Currently In Use: 0; UST Temp Close: 0; AST Currently In Use: 0; AST Temp Closed: 0 | 0 | 0 | 2 | 21962-103-018951 | MORGAN COUNTY COMMISSION
50666 | Currently in Use |  | 1985-01-01 |  | Petroleum | On road diesel | On road diesel | Retail | Steel | Steel | Field installed cathodic protection |  | Steel |  |  | Catchment Basin | Automatic shutoff device At 95% full | Automatic shutoff device At 95% full |  |  | Automatic Tank Gauge |  | ABOVEGRND | Other |  |  | ABOVEGRND | Other |  | UST Currently In Use: 4; UST Temp Close: 0; AST Currently In Use: 0; AST Temp Closed: 0 | 4 | 0 | 0 | 17974-091-011847 | MARENGO COUNTY PORT AUTHORITY
50667 | Currently in Use |  | 1985-01-01 |  | Petroleum | On road diesel | On road diesel | Local Government | Steel | Steel | Field installed cathodic protection |  | Steel |  |  | Catchment Basin | Automatic shutoff device At 95% full | Automatic shutoff device At 95% full |  |  | Automatic Tank Gauge |  | Containment Sump | Containment Sump |  |  | ABOVEGRND | Other |  | UST Currently In Use: 4; UST Temp Close: 0; AST Currently In Use: 0; AST Temp Closed: 0 | 4 | 0 | 0 | 17974-091-011847 | MARENGO COUNTY PORT AUTHORITY
50668 | Currently in Use |  | 1968-01-01 |  | Petroleum | On road diesel | On road diesel | Local government | Steel | Single Wall | Coated & cathodic protection (sti-P3) |  | Double Wall |  |  | Catchment Basin | Automatic shutoff device At 95% full | Automatic shutoff device At 95% full |  |  | Statistical Inventory Reconciliation (SIR) |  | Containment Sump | Automatic flow restrictor (MLLD) |  |  | Annual line testing | Annual line testing |  | UST Currently In Use: 2; UST Temp Close: 0; AST Currently In Use: 0; AST Temp Closed: 0 | 2 | 0 | 0 | 15375-131-015565 | WILCOX COUNTY COMMISSION
50669 | Currently in Use |  | 1994-01-01 |  | Petroleum | Unleaded gasoline | Unleaded gasoline | Retail | Steel | Steel | Coated & cathodic protection (sti-P3) |  | Flexible |  | 2016-12-01 | Catchment Basin | Flow Rest 90% Full | Flow Rest 90% Full |  |  | Automatic Tank Gauge |  | Automatic flow restrictor (MLLD) | Automatic flow restrictor (MLLD) | Interstitial Monitoring within Secondary Containment | MANUAL/VISUAL CHECK |  |  |  | UST Currently In Use: 2; UST Temp Close: 0; AST Currently In Use: 0; AST Temp Closed: 0 | 2 | 0 | 3 | 24494-001-014816 | RICKY PATEL / SRN 09 LLC
50670 | Currently in Use |  | 1994-01-01 |  | Petroleum | On road diesel | On road diesel | Retail | Steel | Steel | Coated & cathodic protection (sti-P3) |  | Flexible |  | 2016-12-01 | Catchment Basin | Flow Rest 90% Full | Flow Rest 90% Full |  |  | Automatic Tank Gauge |  | Automatic flow restrictor (MLLD) | Automatic flow restrictor (MLLD) | Interstitial Monitoring within Secondary Containment | MANUAL/VISUAL CHECK |  |  |  | UST Currently In Use: 2; UST Temp Close: 0; AST Currently In Use: 0; AST Temp Closed: 0 | 2 | 0 | 3 | 24494-001-014816 | RICKY PATEL / SRN 09 LLC
50671 | Currently in Use |  | 1996-12-18 |  | Petroleum | On road diesel | On road diesel | Emergency power generator | Double Wall | Double Wall |  |  | Double Wall |  | 1901-01-01 | Double walled catchment basin | Automatic shutoff device At 95% full | Audible high level alarm At 90% full | Interstitial Monitoring within Secondary Containment | SENSOR TO ATG | Automatic Tank Gauge | [8 empty] | UST Currently In Use: 1; UST Temp Close: 0; AST Currently In Use: 0; AST Temp Closed: 0 | 1 | 0 | 1 | 14462-073-012087 | BELLSOUTH TELECOMM. DBA AT&T ALA.
50672 | Currently in Use |  | 1996-12-18 |  | Petroleum | On road diesel | On road diesel | Emergency power generator | Fiberglass reinforced plastic | Double Wall |  |  | Fiberglass reinforced plastic |  | 1901-01-01 | Double walled catchment basin | Audible high level alarm At 90% full | Audible high level alarm At 90% full | Interstitial Monitoring within Secondary Containment | SENSOR TO ATG | Automatic Tank Gauge | [8 empty] | UST Currently In Use: 1; UST Temp Close: 0; AST Currently In Use: 0; AST Temp Closed: 0 | 1 | 0 | 1 | 14462-073-012056 | BELLSOUTH TELECOMM. DBA AT&T ALA.
50673 | Currently in Use |  | 1982-09-01 |  | Petroleum | On road diesel | On road diesel | Emergency power generator | Steel | Single Wall | Field installed cathodic protection |  | COPPER |  | 2002-10-29 | Catchment Basin | Audible high level alarm At 90% full | Audible high level alarm At 90% full |  |  | Automatic Tank Gauge |  | Containment Sump | Containment Sump | Interstitial Monitoring within Secondary Containment | SENSOR TO ATG | Continuous alarm system | Continuous alarm system |  | UST Currently In Use: 1; UST Temp Close: 0; AST Currently In Use: 0; AST Temp Closed: 0 | 1 | 0 | 0 | 22945-073-014798 | ST VINCENT'S HEALTH SYSTEM
50674 | Currently in Use |  | 2004-05-05 |  | Petroleum | Unleaded gasoline | Unleaded gasoline | Retail | Fiberglass reinforced plastic | Fiberglass reinforced plastic |  |  | Flexible |  | 1901-01-01 | Catchment Basin | Automatic shutoff device At 95% full | Automatic shutoff device At 95% full | Interstitial Monitoring within Secondary Containment |  |  |  | Automatic flow restrictor (MLLD) | Automatic flow restrictor (MLLD) | Interstitial Monitoring within Secondary Containment | SENSOR TO ATG | Continuous alarm system | Annual line testing |  | UST Currently In Use: 2; UST Temp Close: 0; AST Currently In Use: 0; AST Temp Closed: 0 | 2 | 0 | 0 | 13579-003-018952 | MURPHY OIL USA, INC.
50675 | Currently in Use |  | 2004-05-05 |  | Petroleum | Premium gasoline | Premium gasoline | Retail | Fiberglass reinforced plastic | Fiberglass reinforced plastic |  |  | Fiberglass reinforced plastic |  | 1901-01-01 | Catchment Basin | Automatic shutoff device At 95% full | Automatic shutoff device At 95% full | Interstitial Monitoring within Secondary Containment |  |  |  | Automatic flow restrictor (MLLD) | Automatic flow restrictor (MLLD) | Interstitial Monitoring within Secondary Containment | SENSOR TO ATG | Annual line testing | Annual line testing |  | UST Currently In Use: 2; UST Temp Close: 0; AST Currently In Use: 0; AST Temp Closed: 0 | 2 | 0 | 0 | 13579-003-018952 | MURPHY OIL USA, INC.
50676 | Currently in Use |  | 2004-06-15 |  | Petroleum | On road diesel | On road diesel | Local government | Fiberglass coated steel | Fiberglass coated steel |  |  | Flexible |  | 1901-01-01 | Catchment Basin | Automatic shutoff device At 95% full | Automatic shutoff device At 95% full | Interstitial Monitoring within Secondary Containment |  | Automatic Tank Gauge |  |  |  | Interstitial Monitoring within Secondary Containment | MANUAL/VISUAL CHECK |  |  |  | UST Currently In Use: 1; UST Temp Close: 0; AST Currently In Use: 0; AST Temp Closed: 0 | 1 | 0 | 0 | 11680-051-018953 | ELMORE COUNTY BOARD OF EDUCATION
50677 | Temporary Closed | 2010-12-29 | 1999-07-28 |  | Petroleum | Unleaded gasoline | Unleaded gasoline | Retail | Double Wall | Double Wall |  |  | Flexible |  | 1901-01-01 | Catchment Basin | Automatic shutoff device At 95% full | Automatic shutoff device At 95% full |  |  | Continuous Automatic Tank Gauge |  | Containment Sump | Automatic flow restrictor (MLLD) |  |  | Annual line testing | Annual line testing |  | UST Currently In Use: 0; UST Temp Close: 1; AST Currently In Use: 0; AST Temp Closed: 0 | 0 | 1 | 0 | 21984-003-003200 | DENNY GRAHAM - CORNER MARKET
50678 | Currently in Use |  | 2004-05-26 |  | Petroleum | On road diesel | On road diesel | Retail | Fiberglass reinforced plastic | Fiberglass reinforced plastic |  |  | Fiberglass reinforced plastic |  | 1901-01-01 | Catchment Basin | Flow Rest 90% Full | Flow Rest 90% Full |  |  | Continuous Automatic Tank Gauge |  | Containment Sump | Automatic flow restrictor (MLLD) | Interstitial Monitoring within Secondary Containment | SENSOR TO ATG | Continuous alarm system | Annual line testing |  | UST Currently In Use: 2; UST Temp Close: 0; AST Currently In Use: 0; AST Temp Closed: 0 | 2 | 0 | 0 | 25234-125-017718 | KARAN & KIRAN FOOD MART LLC
50679 | Currently in Use |  | 2004-07-09 |  | Petroleum | Unleaded gasoline | Unleaded gasoline | Retail | Double Wall | Double Wall |  |  | Fiberglass reinforced plastic |  | 1901-01-01 | Catchment Basin | Audible high level alarm At 90% full | Audible high level alarm At 90% full | Interstitial Monitoring within Secondary Containment |  |  | Single walled submersible pump containment sump | Automatic shutoff device (AELLD) | Automatic shutoff device (AELLD) |  |  | Continuous alarm system | Continuous alarm system |  | UST Currently In Use: 3; UST Temp Close: 0; AST Currently In Use: 0; AST Temp Closed: 0 | 3 | 0 | 0 | 14001-003-018956 | RACETRAC PETROLEUM, INC.
50680 | Currently in Use |  | 2004-07-09 |  | Petroleum | On road diesel | On road diesel | Retail | Double Wall | Double Wall |  |  | Fiberglass reinforced plastic |  | 1901-01-01 | Catchment Basin | Audible high level alarm At 90% full | Audible high level alarm At 90% full | Interstitial Monitoring within Secondary Containment |  |  | Single walled submersible pump containment sump | Automatic shutoff device (AELLD) | Automatic shutoff device (AELLD) |  |  | Continuous alarm system | Continuous alarm system |  | UST Currently In Use: 3; UST Temp Close: 0; AST Currently In Use: 0; AST Temp Closed: 0 | 3 | 0 | 0 | 14001-003-018956 | RACETRAC PETROLEUM, INC.
50681 | Currently in Use |  | 2004-07-09 |  | Petroleum | Premium gasoline | Premium gasoline | Retail | Fiberglass coated steel | Double Wall |  |  | Double Wall |  | 1901-01-01 | Catchment Basin | Audible high level alarm At 90% full | Audible high level alarm At 90% full | Interstitial Monitoring within Secondary Containment |  |  | Single walled submersible pump containment sump | Automatic shutoff device (AELLD) | Automatic shutoff device (AELLD) |  |  | Continuous alarm system | Continuous alarm system |  | UST Currently In Use: 3; UST Temp Close: 0; AST Currently In Use: 0; AST Temp Closed: 0 | 3 | 0 | 0 | 14001-003-018956 | RACETRAC PETROLEUM, INC.
50682 | Currently in Use |  | 2004-08-06 |  | Petroleum | On road diesel | On road diesel | Retail | Single Wall | Fiberglass coated steel |  |  | Fiberglass reinforced plastic |  |  | Catchment Basin | Automatic shutoff device At 95% full | Automatic shutoff device At 95% full | [11 empty] | UST Currently In Use: 5; UST Temp Close: 0; AST Currently In Use: 0; AST Temp Closed: 0 | 5 | 0 | 0 | 24596-127-017641 | HOLDEN ENERGY LLC
50683 | Temporary Closed | 2013-06-01 | 2004-07-08 |  | Petroleum | On road diesel | On road diesel | State/Federal Government | Double Wall | Double Wall |  |  | Flexible |  | 1901-01-01 | Catchment Basin | Flow Rest 90% Full | Flow Rest 90% Full | [11 empty] | UST Currently In Use: 1; UST Temp Close: 2; AST Currently In Use: 0; AST Temp Closed: 0 | 1 | 2 | 8 | 10112-053-004961 | ALABAMA DEPT OF CORRECTIONS
50684 | Temporary Closed | 2013-06-01 | 2004-07-08 |  | Petroleum | On road diesel | On road diesel | State/Federal Government | Fiberglass coated steel | Double Wall |  |  | Flexible |  | 1901-01-01 | Catchment Basin | Flow Rest 90% Full | Flow Rest 90% Full | [11 empty] | UST Currently In Use: 1; UST Temp Close: 2; AST Currently In Use: 0; AST Temp Closed: 0 | 1 | 2 | 8 | 10112-053-004961 | ALABAMA DEPT OF CORRECTIONS
50685 | Currently in Use |  | 2004-07-08 |  | Petroleum | On road diesel | On road diesel | State/Federal Government | Double Wall | Double Wall |  |  | Flexible |  | 1901-01-01 | Catchment Basin | Flow Rest 90% Full | Flow Rest 90% Full |  |  | Other | [8 empty] | UST Currently In Use: 1; UST Temp Close: 2; AST Currently In Use: 0; AST Temp Closed: 0 | 1 | 2 | 8 | 10112-053-004961 | ALABAMA DEPT OF CORRECTIONS
50686 | Currently in Use |  | 2003-07-01 |  | Petroleum | On road diesel | On road diesel | Emergency Power Generator | Double Wall | Double Wall |  |  | Flexible |  | 1901-01-01 | Catchment Basin | Automatic shutoff device At 95% full | Automatic shutoff device At 95% full |  |  | Continuous Automatic Tank Gauge |  |  |  | Interstitial Monitoring within Secondary Containment | SENSOR TO ATG |  |  |  | UST Currently In Use: 1; UST Temp Close: 0; AST Currently In Use: 0; AST Temp Closed: 0 | 1 | 0 | 0 | 21990-095-018957 | MARSHALL COUNTY HEALTH CARE AUTH.
50687 | Currently in Use |  | 2003-04-01 |  | Petroleum | On road diesel | On road diesel | Retail | Double Wall | Double Wall |  |  | Double Wall | OPW | 1901-01-01 | Catchment Basin | Flow Rest 90% Full | Automatic shutoff device At 95% full | Interstitial Monitoring within Secondary Containment | SENSOR TO ATG |  |  | Automatic shutoff device (AELLD) | Automatic shutoff device (AELLD) | [5 empty] | UST Currently In Use: 3; UST Temp Close: 0; AST Currently In Use: 0; AST Temp Closed: 0 | 3 | 0 | 0 | 25773-115-017861 | R.K. TRADE, INC.
50688 | Currently in Use |  | 2004-04-18 |  | Petroleum | Unleaded gasoline | Unleaded gasoline | Retail | Double Wall | Double Wall |  |  | Double Wall |  | 2004-04-18 | Catchment Basin | Flow Rest 90% Full | Flow Rest 90% Full |  |  | Continuous Automatic Tank Gauge |  | Automatic shutoff device (AELLD) | Automatic shutoff device (AELLD) | [5 empty] | UST Currently In Use: 2; UST Temp Close: 0; AST Currently In Use: 0; AST Temp Closed: 0 | 2 | 0 | 0 | 20774-073-018960 | SON VAN PHAM
50689 | Currently in Use |  | 2004-04-18 |  | Petroleum | Unleaded gasoline | Unleaded gasoline | Retail | Double Wall | Double Wall |  |  | Double Wall |  | 2004-04-18 | Catchment Basin | Flow Rest 90% Full | Flow Rest 90% Full |  |  | Continuous Automatic Tank Gauge |  | Automatic shutoff device (AELLD) | Automatic shutoff device (AELLD) | [5 empty] | UST Currently In Use: 2; UST Temp Close: 0; AST Currently In Use: 0; AST Temp Closed: 0 | 2 | 0 | 0 | 20774-073-018960 | SON VAN PHAM
50690 | Permanently Closed |  | 2002-10-01 | 2023-02-20 | Petroleum | Unleaded gasoline | Unleaded gasoline | Retail | Fiberglass coated steel | Fiberglass coated steel |  |  | Fiberglass reinforced plastic |  |  | Catchment Basin | Automatic shutoff device At 95% full | Automatic shutoff device At 95% full |  |  | Continuous Automatic Tank Gauge | [8 empty] | UST Currently In Use: 0; UST Temp Close: 0; AST Currently In Use: 0; AST Temp Closed: 0 | 0 | 0 | 5 | 24096-093-010035 | FOWLER'S HAMILTON PETROLEUM, LLC
50691 | Temporary Closed | 2011-09-01 | 2000-12-15 |  | Petroleum | Unleaded gasoline | Unleaded gasoline | Retail | Single Wall | Fiberglass coated steel |  |  | Fiberglass reinforced plastic |  | 1901-01-01 | Catchment Basin | Automatic shutoff device At 95% full | Automatic shutoff device At 95% full |  |  | Statistical Inventory Reconciliation (SIR) | [8 empty] | UST Currently In Use: 0; UST Temp Close: 4; AST Currently In Use: 0; AST Temp Closed: 0 | 0 | 4 | 3 | 17295-115-005724 | JAMES POPE
50692 | Temporary Closed | 2010-04-01 | 2000-12-15 |  | Petroleum | Mid-grade gasoline | Mid-grade gasoline | Retail | Single Wall | Fiberglass coated steel |  |  | Fiberglass reinforced plastic |  | 1901-01-01 | Catchment Basin | Automatic shutoff device At 95% full | Automatic shutoff device At 95% full |  |  | Statistical Inventory Reconciliation (SIR) | [8 empty] | UST Currently In Use: 0; UST Temp Close: 4; AST Currently In Use: 0; AST Temp Closed: 0 | 0 | 4 | 3 | 17295-115-005724 | JAMES POPE
50693 | Temporary Closed | 2010-04-01 | 2000-12-15 |  | Petroleum | Unleaded gasoline | Unleaded gasoline | Retail | Fiberglass coated steel | Fiberglass coated steel |  |  | Fiberglass reinforced plastic |  | 1901-01-01 | Catchment Basin | Automatic shutoff device At 95% full | Automatic shutoff device At 95% full |  |  | Statistical Inventory Reconciliation (SIR) | [8 empty] | UST Currently In Use: 0; UST Temp Close: 4; AST Currently In Use: 0; AST Temp Closed: 0 | 0 | 4 | 3 | 17295-115-005724 | JAMES POPE
50694 | Temporary Closed | 2010-04-01 | 2000-12-15 |  | Petroleum | On road diesel | On road diesel | Retail | Single Wall | Fiberglass coated steel |  |  | Fiberglass reinforced plastic |  | 1901-01-01 | Catchment Basin | Automatic shutoff device At 95% full | Automatic shutoff device At 95% full |  |  | Statistical Inventory Reconciliation (SIR) | [8 empty] | UST Currently In Use: 0; UST Temp Close: 4; AST Currently In Use: 0; AST Temp Closed: 0 | 0 | 4 | 3 | 17295-115-005724 | JAMES POPE
50695 | Currently in Use |  | 2003-03-20 |  | Petroleum | Unleaded gasoline | Unleaded gasoline | Retail | Single Wall | Fiberglass coated steel |  |  | Double Wall |  | 1901-01-01 | Catchment Basin | Flow Rest 90% Full | Flow Rest 90% Full |  |  | Continuous Automatic Tank Gauge | Single walled submersible pump containment sump | Containment Sump | Automatic shutoff device (AELLD) | [5 empty] | UST Currently In Use: 2; UST Temp Close: 0; AST Currently In Use: 0; AST Temp Closed: 0 | 2 | 0 | 4 | 12233-127-004042 | HAGER OIL, INC.
50696 | Currently in Use |  | 2003-03-20 |  | Petroleum | Premium gasoline | Premium gasoline | Retail | Fiberglass coated steel | Fiberglass coated steel |  |  | Flexible |  | 1901-01-01 | Catchment Basin | Flow Rest 90% Full | Flow Rest 90% Full |  |  | Continuous Automatic Tank Gauge | Single walled submersible pump containment sump | Containment Sump | Automatic shutoff device (AELLD) | [5 empty] | UST Currently In Use: 2; UST Temp Close: 0; AST Currently In Use: 0; AST Temp Closed: 0 | 2 | 0 | 4 | 12233-127-004042 | HAGER OIL, INC.
50697 | Currently in Use |  | 1998-01-01 |  | Petroleum | Unleaded gasoline | Unleaded gasoline | Retail | Fiberglass reinforced plastic | Fiberglass reinforced plastic |  |  | Flexible |  | 1901-01-01 | Catchment Basin | Flow Rest 90% Full | Flow Rest 90% Full |  |  | Continuous Automatic Tank Gauge |  | Automatic flow restrictor (MLLD) | Automatic flow restrictor (MLLD) |  |  | Annual line testing | Annual line testing |  | UST Currently In Use: 2; UST Temp Close: 0; AST Currently In Use: 0; AST Temp Closed: 0 | 2 | 0 | 0 | 22813-089-018961 | HESAM, INC.
50698 | Currently in Use |  | 1998-01-01 |  | Petroleum | Premium gasoline | Premium gasoline | Retail | Fiberglass reinforced plastic | Fiberglass reinforced plastic |  |  | Flexible |  | 1901-01-01 | Catchment Basin | Flow Rest 90% Full | Flow Rest 90% Full |  |  | Continuous Automatic Tank Gauge |  | Automatic flow restrictor (MLLD) | Automatic flow restrictor (MLLD) |  |  | Annual line testing | Annual line testing |  | UST Currently In Use: 2; UST Temp Close: 0; AST Currently In Use: 0; AST Temp Closed: 0 | 2 | 0 | 0 | 22813-089-018961 | HESAM, INC.
50699 | Currently in Use |  | 2004-08-23 |  | Petroleum | Unleaded gasoline | Unleaded gasoline | Retail | Double Wall | Double Wall |  |  | Flexible |  | 1901-01-01 | Catchment Basin | Automatic shutoff device At 95% full | Automatic shutoff device At 95% full |  | SENSOR TO ATG | Continuous Automatic Tank Gauge |  | Containment Sump | Automatic shutoff device (AELLD) | [5 empty] | UST Currently In Use: 4; UST Temp Close: 0; AST Currently In Use: 0; AST Temp Closed: 0 | 4 | 0 | 0 | 14801-089-018962 | OILOP, INC.
50700 | Currently in Use |  | 2004-08-23 |  | Petroleum | On road diesel | On road diesel | Retail | Double Wall | Double Wall |  |  | Double Wall |  | 1901-01-01 | Catchment Basin | Automatic shutoff device At 95% full | Automatic shutoff device At 95% full | Interstitial Monitoring within Secondary Containment | SENSOR TO ATG | Continuous Automatic Tank Gauge |  | Automatic shutoff device (AELLD) | Automatic shutoff device (AELLD) | [5 empty] | UST Currently In Use: 4; UST Temp Close: 0; AST Currently In Use: 0; AST Temp Closed: 0 | 4 | 0 | 0 | 14801-089-018962 | OILOP, INC.
50701 | Currently in Use |  | 2004-08-23 |  | Petroleum | Premium gasoline | Premium gasoline | Retail | Double Wall | Double Wall |  |  | Flexible |  | 1901-01-01 | Catchment Basin | Automatic shutoff device At 95% full | Automatic shutoff device At 95% full | Interstitial Monitoring within Secondary Containment | SENSOR TO ATG | Continuous Automatic Tank Gauge |  | Containment Sump | Automatic shutoff device (AELLD) | [5 empty] | UST Currently In Use: 4; UST Temp Close: 0; AST Currently In Use: 0; AST Temp Closed: 0 | 4 | 0 | 0 | 14801-089-018962 | OILOP, INC.
50702 | Currently in Use |  | 2004-08-23 |  | Petroleum | On road diesel | On road diesel | Retail | Double Wall | Double Wall |  |  | Double Wall |  | 1901-01-01 | Catchment Basin | Automatic shutoff device At 95% full | Automatic shutoff device At 95% full | Interstitial Monitoring within Secondary Containment | SENSOR TO ATG | Continuous Automatic Tank Gauge |  | Containment Sump | Automatic shutoff device (AELLD) | [5 empty] | UST Currently In Use: 4; UST Temp Close: 0; AST Currently In Use: 0; AST Temp Closed: 0 | 4 | 0 | 0 | 14801-089-018962 | OILOP, INC.
50703 | Currently in Use |  | 2004-08-03 |  | Petroleum | Unleaded gasoline | Unleaded gasoline | Retail | Steel | Single Wall | Coated & cathodic protection (sti-P3) |  | Double Wall |  |  | Catchment Basin | Automatic shutoff device At 95% full | Automatic shutoff device At 95% full |  |  | Continuous Automatic Tank Gauge |  | Automatic shutoff device (AELLD) | Automatic shutoff device (AELLD) | [5 empty] | UST Currently In Use: 3; UST Temp Close: 0; AST Currently In Use: 0; AST Temp Closed: 0 | 3 | 0 | 0 | 25643-121-018964 | CENTRAL ALABAMA COMMERCIAL PROP. LLC
50704 | Currently in Use |  | 2004-08-03 |  | Petroleum | Premium gasoline | Premium gasoline | Retail | Steel | Single Wall | Coated & cathodic protection (sti-P3) |  | Fiberglass reinforced plastic |  |  | Catchment Basin | Automatic shutoff device At 95% full | Automatic shutoff device At 95% full |  |  | Continuous Automatic Tank Gauge |  | Automatic shutoff device (AELLD) | Automatic shutoff device (AELLD) | [5 empty] | UST Currently In Use: 3; UST Temp Close: 0; AST Currently In Use: 0; AST Temp Closed: 0 | 3 | 0 | 0 | 25643-121-018964 | CENTRAL ALABAMA COMMERCIAL PROP. LLC
50705 | Currently in Use |  | 2004-08-03 |  | Petroleum | On road diesel | On road diesel | Retail | Single Wall | Single Wall | Coated & cathodic protection (sti-P3) |  | Double Wall |  |  | Catchment Basin | Automatic shutoff device At 95% full | Automatic shutoff device At 95% full |  |  | Continuous Automatic Tank Gauge |  | Automatic shutoff device (AELLD) | Automatic shutoff device (AELLD) | [5 empty] | UST Currently In Use: 3; UST Temp Close: 0; AST Currently In Use: 0; AST Temp Closed: 0 | 3 | 0 | 0 | 25643-121-018964 | CENTRAL ALABAMA COMMERCIAL PROP. LLC
50706 | Currently in Use |  | 1997-01-01 |  | Petroleum | Unleaded gasoline | Unleaded gasoline | Retail | Single Wall | Single Wall | Coated & cathodic protection (sti-P3) |  | Fiberglass reinforced plastic |  |  | Catchment Basin | Flow Rest 90% Full | Flow Rest 90% Full |  |  | Continuous Automatic Tank Gauge |  | Automatic flow restrictor (MLLD) | Automatic flow restrictor (MLLD) |  |  | Annual line testing | Annual line testing |  | UST Currently In Use: 3; UST Temp Close: 1; AST Currently In Use: 0; AST Temp Closed: 0 | 3 | 1 | 0 | 25624-089-018965 | NAJUR INC
50707 | Currently in Use |  | 1997-01-01 |  | Petroleum | Premium gasoline | Premium gasoline | Retail | Steel | Single Wall | Coated & cathodic protection (sti-P3) |  | Double Wall |  |  | Catchment Basin | Flow Rest 90% Full | Flow Rest 90% Full |  |  | Continuous Automatic Tank Gauge |  | Automatic flow restrictor (MLLD) | Automatic flow restrictor (MLLD) |  |  | Annual line testing | Annual line testing |  | UST Currently In Use: 3; UST Temp Close: 1; AST Currently In Use: 0; AST Temp Closed: 0 | 3 | 1 | 0 | 25624-089-018965 | NAJUR INC
50709 | Currently in Use |  | 1997-01-01 |  | Petroleum | On road diesel | On road diesel |  | Single Wall | Single Wall | Coated & cathodic protection (sti-P3) |  | Double Wall |  |  | Catchment Basin | Flow Rest 90% Full | Flow Rest 90% Full |  |  | Continuous Automatic Tank Gauge |  | Automatic flow restrictor (MLLD) | Automatic flow restrictor (MLLD) |  |  | Annual line testing | Annual line testing |  | UST Currently In Use: 3; UST Temp Close: 1; AST Currently In Use: 0; AST Temp Closed: 0 | 3 | 1 | 0 | 25624-089-018965 | NAJUR INC
50710 | Temporary Closed | 2013-04-01 | 1997-01-01 |  | Petroleum | Kerosene | Kerosene |  | Steel | Single Wall | Coated & cathodic protection (sti-P3) |  | Fiberglass reinforced plastic |  |  | Catchment Basin | Flow Rest 90% Full | Flow Rest 90% Full | [11 empty] | UST Currently In Use: 3; UST Temp Close: 1; AST Currently In Use: 0; AST Temp Closed: 0 | 3 | 1 | 0 | 25624-089-018965 | NAJUR INC
50711 | Temporary Closed | 2010-04-01 | 2003-04-01 |  | Petroleum | Unleaded gasoline | Unleaded gasoline | Retail | Single Wall | Single Wall | Coated & cathodic protection (sti-P3) |  | Single Wall |  |  | Catchment Basin | Flow Rest 90% Full | Automatic shutoff device At 95% full |  |  | Statistical Inventory Reconciliation (SIR) |  | Automatic flow restrictor (MLLD) | Automatic flow restrictor (MLLD) |  |  | Statistical inventory reconciliation (SIR) | Statistical inventory reconciliation (SIR) |  | UST Currently In Use: 0; UST Temp Close: 4; AST Currently In Use: 1; AST Temp Closed: 0 | 0 | 4 | 1 | 22979-127-009432 | SHARON ANN LEWIS
50712 | Temporary Closed | 2010-04-01 | 2003-04-01 |  | Petroleum | Premium gasoline | Premium gasoline | Retail | Single Wall | Single Wall | Coated & cathodic protection (sti-P3) |  | Single Wall |  |  | Catchment Basin | Automatic shutoff device At 95% full | Automatic shutoff device At 95% full |  |  | Statistical Inventory Reconciliation (SIR) |  | Automatic flow restrictor (MLLD) | Automatic flow restrictor (MLLD) |  |  | Statistical inventory reconciliation (SIR) | Statistical inventory reconciliation (SIR) |  | UST Currently In Use: 0; UST Temp Close: 4; AST Currently In Use: 1; AST Temp Closed: 0 | 0 | 4 | 1 | 22979-127-009432 | SHARON ANN LEWIS
50713 | Temporary Closed | 2010-04-01 | 2003-04-01 |  | Petroleum | On road diesel | On road diesel | Retail | Steel | Single Wall | Coated & cathodic protection (sti-P3) |  | Fiberglass reinforced plastic |  |  | Catchment Basin | Flow Rest 90% Full | Automatic shutoff device At 95% full |  |  | Statistical Inventory Reconciliation (SIR) | [8 empty] | UST Currently In Use: 0; UST Temp Close: 4; AST Currently In Use: 1; AST Temp Closed: 0 | 0 | 4 | 1 | 22979-127-009432 | SHARON ANN LEWIS
50714 | Temporary Closed | 2010-04-01 | 2003-04-01 |  | Petroleum | On road diesel | On road diesel | Retail | Single Wall | Single Wall | Coated & cathodic protection (sti-P3) |  | Single Wall |  |  | Catchment Basin | Automatic shutoff device At 95% full | Automatic shutoff device At 95% full |  |  | Statistical Inventory Reconciliation (SIR) | [8 empty] | UST Currently In Use: 0; UST Temp Close: 4; AST Currently In Use: 1; AST Temp Closed: 0 | 0 | 4 | 1 | 22979-127-009432 | SHARON ANN LEWIS
50715 | Currently in Use |  | 2004-10-13 |  | Petroleum | Unleaded gasoline | Unleaded gasoline | Retail | Fiberglass reinforced plastic | Double Wall |  |  | Double Wall |  | 1901-01-01 | Catchment Basin | Automatic shutoff device At 95% full | Automatic shutoff device At 95% full | Interstitial Monitoring within Secondary Containment | SENSOR TO ATG |  |  | Containment Sump | Automatic flow restrictor (MLLD) |  |  | Continuous alarm system | Annual line testing |  | UST Currently In Use: 2; UST Temp Close: 0; AST Currently In Use: 0; AST Temp Closed: 0 | 2 | 0 | 0 | 21237-073-018969 | SAM'S EAST, INC. C/O APTIM
50717 | Currently in Use |  | 2004-10-13 |  | Petroleum | Premium gasoline | Premium gasoline | Retail | Double Wall | Double Wall |  |  | Double Wall |  | 1901-01-01 | Catchment Basin | Automatic shutoff device At 95% full | Automatic shutoff device At 95% full | Interstitial Monitoring within Secondary Containment | SENSOR TO ATG |  |  | Automatic flow restrictor (MLLD) | Automatic flow restrictor (MLLD) |  |  | Continuous alarm system | Annual line testing |  | UST Currently In Use: 2; UST Temp Close: 0; AST Currently In Use: 0; AST Temp Closed: 0 | 2 | 0 | 0 | 21237-073-018969 | SAM'S EAST, INC. C/O APTIM
50718 | Currently in Use |  | 2004-01-28 |  | Petroleum | Unleaded gasoline | Unleaded gasoline | Retail | Fiberglass reinforced plastic | Fiberglass reinforced plastic |  |  | Fiberglass reinforced plastic |  | 1901-01-01 | Catchment Basin | Flow Rest 90% Full | Flow Rest 90% Full |  |  | Continuous Automatic Tank Gauge |  | Containment Sump | Containment Sump | Interstitial Monitoring within Secondary Containment | SENSOR TO ATG | Continuous alarm system | Continuous alarm system |  | UST Currently In Use: 3; UST Temp Close: 0; AST Currently In Use: 0; AST Temp Closed: 0 | 3 | 0 | 0 | 22017-029-018970 | C&D ENTERPRISES
50719 | Currently in Use |  | 2004-01-28 |  | Petroleum | Premium gasoline | Premium gasoline | Retail | Fiberglass reinforced plastic | Fiberglass reinforced plastic |  |  | Fiberglass reinforced plastic |  | 1901-01-01 | Catchment Basin | Flow Rest 90% Full | Flow Rest 90% Full |  |  | Continuous Automatic Tank Gauge |  | Sump sensor relayed to automatically shut off submersible pump | Containment Sump | Interstitial Monitoring within Secondary Containment | SENSOR TO ATG | Continuous alarm system | Continuous alarm system |  | UST Currently In Use: 3; UST Temp Close: 0; AST Currently In Use: 0; AST Temp Closed: 0 | 3 | 0 | 0 | 22017-029-018970 | C&D ENTERPRISES
50720 | Currently in Use |  | 2004-01-28 |  | Petroleum | On road diesel | On road diesel | Retail | 8DS/4OFFRD | Fiberglass reinforced plastic |  |  | Double Wall |  | 1901-01-01 | Catchment Basin | Flow Rest 90% Full | Flow Rest 90% Full |  |  | Continuous Automatic Tank Gauge |  | Containment Sump | Containment Sump | Interstitial Monitoring within Secondary Containment | SENSOR TO ATG | Continuous alarm system | Continuous alarm system |  | UST Currently In Use: 3; UST Temp Close: 0; AST Currently In Use: 0; AST Temp Closed: 0 | 3 | 0 | 0 | 22017-029-018970 | C&D ENTERPRISES
50721 | Currently in Use |  | 2004-08-13 |  | Petroleum | Unleaded gasoline | Unleaded gasoline | Retail | Double Wall | Double Wall |  |  | Fiberglass reinforced plastic |  | 1901-01-01 | Catchment Basin | Automatic shutoff device At 95% full | Automatic shutoff device At 95% full | Interstitial Monitoring within Secondary Containment | SENSOR TO ATG | Automatic Tank Gauge |  | Containment Sump | Automatic flow restrictor (MLLD) |  |  | Annual line testing | Annual line testing |  | UST Currently In Use: 3; UST Temp Close: 0; AST Currently In Use: 0; AST Temp Closed: 0 | 3 | 0 | 0 | 21237-097-018971 | SAM'S EAST, INC. C/O APTIM
50722 | Currently in Use |  | 2004-08-13 |  | Petroleum | Unleaded gasoline | Unleaded gasoline | Retail | Double Wall | Double Wall |  |  | Double Wall |  |  | Catchment Basin | Automatic shutoff device At 95% full | Automatic shutoff device At 95% full | Interstitial Monitoring within Secondary Containment | SENSOR TO ATG | Automatic Tank Gauge |  | Automatic flow restrictor (MLLD) | Automatic flow restrictor (MLLD) |  |  | Continuous alarm system | Annual line testing |  | UST Currently In Use: 3; UST Temp Close: 0; AST Currently In Use: 0; AST Temp Closed: 0 | 3 | 0 | 0 | 21237-097-018971 | SAM'S EAST, INC. C/O APTIM
50723 | Currently in Use |  | 2004-08-13 |  | Petroleum | Premium gasoline | Premium gasoline | Retail | Double Wall | Double Wall |  |  | Fiberglass reinforced plastic |  |  | Catchment Basin | Automatic shutoff device At 95% full | Automatic shutoff device At 95% full | Interstitial Monitoring within Secondary Containment | SENSOR TO ATG | Automatic Tank Gauge |  | Automatic flow restrictor (MLLD) | Automatic flow restrictor (MLLD) |  |  | Annual line testing | Annual line testing |  | UST Currently In Use: 3; UST Temp Close: 0; AST Currently In Use: 0; AST Temp Closed: 0 | 3 | 0 | 0 | 21237-097-018971 | SAM'S EAST, INC. C/O APTIM
50724 | Temporary Closed | 2013-09-10 | 2004-10-30 |  | Petroleum | Unleaded gasoline | Unleaded gasoline | Retail | Single Wall | Fiberglass coated steel |  |  | Double Wall | APT | 1901-01-01 | Catchment Basin | Automatic shutoff device At 95% full | Automatic shutoff device At 95% full |  |  | Continuous Automatic Tank Gauge |  | Automatic flow restrictor (MLLD) | Automatic flow restrictor (MLLD) | Interstitial Monitoring within Secondary Containment | SENSOR TO ATG |  |  |  | UST Currently In Use: 0; UST Temp Close: 2; AST Currently In Use: 0; AST Temp Closed: 0 | 0 | 2 | 0 | 23719-133-018972 | JENNIFER EARNEST
50725 | Temporary Closed | 2013-09-10 | 2004-10-30 |  | Petroleum | On road diesel | On road diesel | Retail | Fiberglass coated steel | Fiberglass coated steel |  |  | Flexible |  | 1901-01-01 | Catchment Basin | Automatic shutoff device At 95% full | Automatic shutoff device At 95% full |  |  | Continuous Automatic Tank Gauge | [8 empty] | UST Currently In Use: 0; UST Temp Close: 2; AST Currently In Use: 0; AST Temp Closed: 0 | 0 | 2 | 0 | 23719-133-018972 | JENNIFER EARNEST
50726 | Currently in Use |  | 2004-05-21 |  | Petroleum | Unleaded gasoline | Unleaded gasoline | Retail | Fiberglass reinforced plastic | Double Wall |  |  | 2 PIECES |  | 1901-01-01 | Catchment Basin | Flow Rest 90% Full | Flow Rest 90% Full |  |  | Continuous Automatic Tank Gauge |  | Automatic shutoff device (AELLD) | Automatic shutoff device (AELLD) | [5 empty] | UST Currently In Use: 2; UST Temp Close: 0; AST Currently In Use: 0; AST Temp Closed: 0 | 2 | 0 | 0 | 22022-073-018973 | TRIANGLE PETRO, LLC
50727 | Currently in Use |  | 2004-05-21 |  | Petroleum | Premium gasoline | Premium gasoline | Retail | Double Wall | Double Wall |  |  | 2 PIECES |  | 1901-01-01 | Catchment Basin | Flow Rest 90% Full | Flow Rest 90% Full |  |  | Continuous Automatic Tank Gauge |  | Automatic shutoff device (AELLD) | Automatic shutoff device (AELLD) | [5 empty] | UST Currently In Use: 2; UST Temp Close: 0; AST Currently In Use: 0; AST Temp Closed: 0 | 2 | 0 | 0 | 22022-073-018973 | TRIANGLE PETRO, LLC
50728 | Permanently Closed | 2004-10-01 | 1995-01-01 | 2004-12-17 | Petroleum | Unleaded gasoline | Unleaded gasoline | Retail | Steel | Steel | Coated & cathodic protection (sti-P3) |  | Flexible |  | 1901-01-01 | Catchment Basin | Audible high level alarm At 90% full | Audible high level alarm At 90% full |  |  | Automatic Tank Gauge |  |  |  | Interstitial Monitoring within Secondary Containment |  | Continuous alarm system | Continuous alarm system |  | UST Currently In Use: 0; UST Temp Close: 0; AST Currently In Use: 0; AST Temp Closed: 0 | 0 | 0 | 6 | 12874-025-011851 | ESTATE OF SELWYN NICHOLS BY TRICE
50729 | Permanently Closed | 2004-10-01 | 1995-01-01 | 2004-12-17 | Petroleum | Premium gasoline | Premium gasoline | Retail | Steel | Steel | Coated & cathodic protection (sti-P3) |  | Flexible |  | 1901-01-01 | Catchment Basin | Flow Rest 90% Full | Audible high level alarm At 90% full |  |  | Automatic Tank Gauge |  |  |  | Interstitial Monitoring within Secondary Containment |  | Continuous alarm system | Continuous alarm system |  | UST Currently In Use: 0; UST Temp Close: 0; AST Currently In Use: 0; AST Temp Closed: 0 | 0 | 0 | 6 | 12874-025-011851 | ESTATE OF SELWYN NICHOLS BY TRICE
50730 | Currently in Use |  | 2004-10-01 |  | Petroleum | Unleaded gasoline | Unleaded gasoline | Retail | Fiberglass coated steel | Fiberglass coated steel |  |  | Fiberglass reinforced plastic |  | 1901-01-01 | Catchment Basin | Audible high level alarm At 90% full | Audible high level alarm At 90% full | Interstitial Monitoring within Secondary Containment |  |  | Single walled submersible pump containment sump | Containment Sump | Automatic shutoff device (AELLD) |  |  | Annual line testing | Annual line testing |  | UST Currently In Use: 3; UST Temp Close: 0; AST Currently In Use: 0; AST Temp Closed: 0 | 3 | 0 | 0 | 14001-051-018979 | RACETRAC PETROLEUM, INC.
50731 | Currently in Use |  | 2004-10-01 |  | Petroleum | On road diesel | On road diesel | Retail | Fiberglass coated steel | Fiberglass coated steel |  |  | Fiberglass reinforced plastic |  | 1901-01-01 | Catchment Basin | Audible high level alarm At 90% full | Audible high level alarm At 90% full | Interstitial Monitoring within Secondary Containment |  |  | Single walled submersible pump containment sump | Automatic shutoff device (AELLD) | Automatic shutoff device (AELLD) |  |  | Continuous alarm system | Annual line testing |  | UST Currently In Use: 3; UST Temp Close: 0; AST Currently In Use: 0; AST Temp Closed: 0 | 3 | 0 | 0 | 14001-051-018979 | RACETRAC PETROLEUM, INC.
50732 | Currently in Use |  | 2004-10-01 |  | Petroleum | Premium gasoline | Premium gasoline | Retail | Fiberglass coated steel | Fiberglass coated steel |  |  | Fiberglass reinforced plastic |  | 1901-01-01 | Catchment Basin | Audible high level alarm At 90% full | Audible high level alarm At 90% full | Interstitial Monitoring within Secondary Containment |  |  | Single walled submersible pump containment sump | Containment Sump | Automatic shutoff device (AELLD) |  |  | Annual line testing | Annual line testing |  | UST Currently In Use: 3; UST Temp Close: 0; AST Currently In Use: 0; AST Temp Closed: 0 | 3 | 0 | 0 | 14001-051-018979 | RACETRAC PETROLEUM, INC.
50733 | Currently in Use |  | 2004-08-20 |  | Petroleum | Unleaded gasoline | Unleaded gasoline | Retail | Single Wall | Fiberglass coated steel |  |  | 2-PIECES |  | 2004-08-20 | Catchment Basin | Flow Rest 90% Full | Flow Rest 90% Full |  |  | Continuous Automatic Tank Gauge |  | Containment Sump | Automatic flow restrictor (MLLD) |  |  | Annual line testing | Annual line testing |  | UST Currently In Use: 2; UST Temp Close: 0; AST Currently In Use: 0; AST Temp Closed: 0 | 2 | 0 | 0 | 22031-073-018981 | TERRYE R. MELVIN
50734 | Currently in Use |  | 2004-08-20 |  | Petroleum | Premium gasoline | Premium gasoline | Retail | Single Wall | Fiberglass coated steel |  |  | 2-PIECES |  | 2004-08-20 | Catchment Basin | Flow Rest 90% Full | Flow Rest 90% Full |  |  | Continuous Automatic Tank Gauge |  | Containment Sump | Automatic flow restrictor (MLLD) |  |  | Annual line testing | Annual line testing |  | UST Currently In Use: 2; UST Temp Close: 0; AST Currently In Use: 0; AST Temp Closed: 0 | 2 | 0 | 0 | 22031-073-018981 | TERRYE R. MELVIN
50735 | Currently in Use |  | 2003-03-10 |  | Petroleum | Other, OFF RD DSL | Other | Retail | Fiberglass coated steel | Fiberglass coated steel |  |  | Flexible |  |  | Catchment Basin | Flow Rest 90% Full | Flow Rest 90% Full |  |  | Automatic Tank Gauge |  | Automatic flow restrictor (MLLD) | Automatic flow restrictor (MLLD) |  |  | Annual line testing | Annual line testing |  | UST Currently In Use: 4; UST Temp Close: 0; AST Currently In Use: 0; AST Temp Closed: 0 | 4 | 0 | 4 | 10611-035-005922 | BOBBY EDGAR
50736 | Currently in Use |  | 2004-10-08 |  | Petroleum | Unleaded gasoline | Unleaded gasoline | Retail | Double Wall | Double Wall |  |  | Double Wall | UPP | 1901-01-01 | Catchment Basin | Automatic shutoff device At 95% full | Automatic shutoff device At 95% full | Interstitial Monitoring within Secondary Containment | SENSOR TO ATG | Automatic Tank Gauge |  | Containment Sump | Automatic flow restrictor (MLLD) | Interstitial Monitoring within Secondary Containment | SENSOR TO ATG | Continuous alarm system | Continuous alarm system |  | UST Currently In Use: 2; UST Temp Close: 0; AST Currently In Use: 0; AST Temp Closed: 0 | 2 | 0 | 0 | 13579-015-018982 | MURPHY OIL USA, INC.
50737 | Currently in Use |  | 2004-10-08 |  | Petroleum | Premium gasoline | Premium gasoline | Retail | 8KP/12KDS | Double Wall |  |  | Double Wall | UPP | 1901-01-01 | Catchment Basin | Flow Rest 90% Full | Automatic shutoff device At 95% full | Interstitial Monitoring within Secondary Containment | SENSOR TO ATG | Automatic Tank Gauge |  | Containment Sump | Automatic flow restrictor (MLLD) | Interstitial Monitoring within Secondary Containment | SENSOR TO ATG | Continuous alarm system | Continuous alarm system |  | UST Currently In Use: 2; UST Temp Close: 0; AST Currently In Use: 0; AST Temp Closed: 0 | 2 | 0 | 0 | 13579-015-018982 | MURPHY OIL USA, INC.
50738 | Permanently Closed |  | 2004-10-22 | 2023-08-24 | Petroleum | Unleaded gasoline | Unleaded gasoline | Retail | Double Wall | Double Wall |  |  | Flexible |  |  | Catchment Basin | Audible high level alarm At 90% full | Audible high level alarm At 90% full | Interstitial Monitoring within Secondary Containment | SENSOR TO ATG |  | Single walled submersible pump containment sump | Automatic flow restrictor (MLLD) | Automatic flow restrictor (MLLD) |  |  | Annual line testing | Annual line testing |  | UST Currently In Use: 0; UST Temp Close: 0; AST Currently In Use: 0; AST Temp Closed: 0 | 0 | 0 | 2 | 13579-059-018983 | MURPHY OIL USA, INC.
50739 | Permanently Closed |  | 2004-10-22 | 2023-08-24 | Petroleum | Premium gasoline | Premium gasoline | Retail | Double Wall | Double Wall |  |  | Double Wall |  |  | Catchment Basin | Automatic shutoff device At 95% full | Audible high level alarm At 90% full | Interstitial Monitoring within Secondary Containment | SENSOR TO ATG |  | Single walled submersible pump containment sump | Containment Sump | Automatic flow restrictor (MLLD) | Interstitial Monitoring within Secondary Containment | SENSOR TO ATG | Continuous alarm system | Annual line testing |  | UST Currently In Use: 0; UST Temp Close: 0; AST Currently In Use: 0; AST Temp Closed: 0 | 0 | 0 | 2 | 13579-059-018983 | MURPHY OIL USA, INC.
50740 | Currently in Use |  | 2004-08-12 |  | Petroleum | Unleaded gasoline | Unleaded gasoline | Retail | Fiberglass coated steel | Fiberglass coated steel |  |  | Fiberglass reinforced plastic |  | 1901-01-01 | Catchment Basin | Flow Rest 90% Full | Flow Rest 90% Full | Interstitial Monitoring within Secondary Containment |  | Continuous Automatic Tank Gauge |  | Containment Sump | Automatic flow restrictor (MLLD) |  | SENSOR TO ATG | Annual line testing | Annual line testing |  | UST Currently In Use: 2; UST Temp Close: 0; AST Currently In Use: 0; AST Temp Closed: 0 | 2 | 0 | 0 | 25433-051-018984 | GID CAPITAL LLC
50741 | Currently in Use |  | 2004-08-12 |  | Petroleum | Premium gasoline | Premium gasoline | Retail | Fiberglass coated steel | Fiberglass coated steel |  |  | Fiberglass reinforced plastic |  | 1901-01-01 | Catchment Basin | Flow Rest 90% Full | Flow Rest 90% Full | Interstitial Monitoring within Secondary Containment |  | Continuous Automatic Tank Gauge |  | Automatic flow restrictor (MLLD) | Automatic flow restrictor (MLLD) |  | SENSOR TO ATG | Annual line testing | Annual line testing |  | UST Currently In Use: 2; UST Temp Close: 0; AST Currently In Use: 0; AST Temp Closed: 0 | 2 | 0 | 0 | 25433-051-018984 | GID CAPITAL LLC
50742 | Permanently Closed | 2017-01-05 | 2004-10-21 | 2017-01-05 | Petroleum | Unleaded gasoline | Unleaded gasoline | Retail | Fiberglass reinforced plastic | Fiberglass reinforced plastic |  |  | Flexible |  | 1901-01-01 | Catchment Basin | Flow Rest 90% Full | Automatic shutoff device At 95% full | Interstitial Monitoring within Secondary Containment | SENSOR TO ATG | Automatic Tank Gauge |  | Automatic shutoff device (AELLD) | Automatic shutoff device (AELLD) | Interstitial Monitoring within Secondary Containment | SENSOR TO ATG | Continuous alarm system | Continuous alarm system |  | UST Currently In Use: 0; UST Temp Close: 0; AST Currently In Use: 0; AST Temp Closed: 0 | 0 | 0 | 1 | 21257-089-018985 | KROGER BUSINESS LICENSES
50743 | Currently in Use |  | 2004-12-02 |  | Petroleum | On road diesel | On road diesel | Emergency power generator | Double Wall | Double Wall |  |  | Double Wall |  | 1901-01-01 | Catchment Basin | Automatic shutoff device At 95% full | Audible high level alarm At 90% full | Interstitial Monitoring within Secondary Containment | SENSOR TO ATG | Continuous Automatic Tank Gauge |  | Other | Other | Interstitial Monitoring within Secondary Containment | SENSOR TO ATG |  |  |  | UST Currently In Use: 1; UST Temp Close: 0; AST Currently In Use: 0; AST Temp Closed: 0 | 1 | 0 | 0 | 14566-073-018986 | ST VINCENTS HOSPITAL
50744 | Currently in Use |  | 2004-10-01 |  | Petroleum | Unleaded gasoline | Unleaded gasoline | Retail | Fiberglass reinforced plastic | Fiberglass reinforced plastic |  |  | Fiberglass reinforced plastic |  | 1901-01-01 | Catchment Basin | Automatic shutoff device At 95% full | Automatic shutoff device At 95% full |  |  | Continuous Automatic Tank Gauge |  | Automatic flow restrictor (MLLD) | Automatic flow restrictor (MLLD) |  |  | Annual line testing | Annual line testing |  | UST Currently In Use: 5; UST Temp Close: 0; AST Currently In Use: 1; AST Temp Closed: 0 | 5 | 0 | 0 | 22830-109-011607 | R.S. LORD, LLC
50745 | Currently in Use |  | 2004-08-30 |  | Petroleum | Unleaded gasoline | Unleaded gasoline |  | Fiberglass coated steel | Fiberglass coated steel |  |  | Flexible |  | 1901-01-01 | Catchment Basin | Flow Rest 90% Full | Flow Rest 90% Full | Interstitial Monitoring within Secondary Containment |  | Continuous Automatic Tank Gauge |  | Automatic flow restrictor (MLLD) | Automatic flow restrictor (MLLD) |  |  | Annual line testing | Annual line testing |  | UST Currently In Use: 2; UST Temp Close: 0; AST Currently In Use: 0; AST Temp Closed: 0 | 2 | 0 | 3 | 25458-101-004991 | LIONS PRIDE PROPERTY INC
50746 | Currently in Use |  | 2004-08-30 |  | Petroleum | Premium gasoline | Premium gasoline | Retail | Fiberglass coated steel | Fiberglass coated steel |  |  | Flexible |  | 1901-01-01 | Catchment Basin | Flow Rest 90% Full | Flow Rest 90% Full | Interstitial Monitoring within Secondary Containment |  | Continuous Automatic Tank Gauge |  | Automatic flow restrictor (MLLD) | Automatic flow restrictor (MLLD) |  |  | Annual line testing | Annual line testing |  | UST Currently In Use: 2; UST Temp Close: 0; AST Currently In Use: 0; AST Temp Closed: 0 | 2 | 0 | 3 | 25458-101-004991 | LIONS PRIDE PROPERTY INC
50747 | Currently in Use |  | 2003-12-15 |  | Petroleum | Unleaded gasoline | Unleaded gasoline | Retail | Fiberglass coated steel | Fiberglass coated steel |  |  | Fiberglass reinforced plastic |  | 1901-01-01 | Catchment Basin | Flow Rest 90% Full | Flow Rest 90% Full |  |  | Continuous Automatic Tank Gauge |  | Automatic flow restrictor (MLLD) | Automatic flow restrictor (MLLD) | Interstitial Monitoring within Secondary Containment |  | Continuous alarm system | Continuous alarm system |  | UST Currently In Use: 3; UST Temp Close: 0; AST Currently In Use: 0; AST Temp Closed: 0 | 3 | 0 | 0 | 25339-021-018987 | RAVI PATEL
50748 | Currently in Use |  | 2003-12-15 |  | Petroleum | Premium gasoline | Premium gasoline | Retail | Fiberglass coated steel | Fiberglass coated steel |  |  | Fiberglass reinforced plastic |  | 1901-01-01 | Catchment Basin | Flow Rest 90% Full | Flow Rest 90% Full |  |  | Continuous Automatic Tank Gauge |  | Automatic flow restrictor (MLLD) | Automatic flow restrictor (MLLD) | Interstitial Monitoring within Secondary Containment |  | Continuous alarm system | Continuous alarm system |  | UST Currently In Use: 3; UST Temp Close: 0; AST Currently In Use: 0; AST Temp Closed: 0 | 3 | 0 | 0 | 25339-021-018987 | RAVI PATEL
50749 | Currently in Use |  | 2003-12-15 |  | Petroleum | On road diesel | On road diesel | Retail | Fiberglass coated steel | Fiberglass coated steel |  |  | Fiberglass reinforced plastic |  | 1901-01-01 | Catchment Basin | Flow Rest 90% Full | Flow Rest 90% Full |  |  | Continuous Automatic Tank Gauge |  | Automatic flow restrictor (MLLD) | Automatic flow restrictor (MLLD) | Interstitial Monitoring within Secondary Containment |  | Continuous alarm system | Continuous alarm system |  | UST Currently In Use: 3; UST Temp Close: 0; AST Currently In Use: 0; AST Temp Closed: 0 | 3 | 0 | 0 | 25339-021-018987 | RAVI PATEL
50750 | Permanently Closed | 2007-04-10 | 2002-12-01 | 2007-04-10 | Petroleum | Unleaded gasoline | Unleaded gasoline | Industrial | Fiberglass reinforced plastic | Fiberglass reinforced plastic |  |  | Fiberglass reinforced plastic |  | 1901-01-01 | Catchment Basin | Automatic shutoff device At 95% full | Automatic shutoff device At 95% full |  |  | Continuous Automatic Tank Gauge | [8 empty] | UST Currently In Use: 0; UST Temp Close: 0; AST Currently In Use: 0; AST Temp Closed: 0 | 0 | 0 | 2 | 22696-089-018988 | ISLAND DOG, LLC
50751 | Permanently Closed | 2007-04-10 | 2002-12-01 | 2007-04-10 | Petroleum | On road diesel | On road diesel | Industrial | Fiberglass reinforced plastic | Fiberglass reinforced plastic |  |  | Fiberglass reinforced plastic |  | 1901-01-01 | Catchment Basin | Automatic shutoff device At 95% full | Automatic shutoff device At 95% full |  |  | Continuous Automatic Tank Gauge | [8 empty] | UST Currently In Use: 0; UST Temp Close: 0; AST Currently In Use: 0; AST Temp Closed: 0 | 0 | 0 | 2 | 22696-089-018988 | ISLAND DOG, LLC
50752 | Currently in Use |  | 2004-11-30 |  | Petroleum | On road diesel | On road diesel | Retail | Double Wall | Double Wall |  |  | Double Wall | APT | 1901-01-01 | Catchment Basin | Flow Rest 90% Full | Flow Rest 90% Full |  |  | Continuous Automatic Tank Gauge |  | Automatic shutoff device (AELLD) | Automatic shutoff device (AELLD) |  |  | DIESEL | Other |  | UST Currently In Use: 4; UST Temp Close: 0; AST Currently In Use: 0; AST Temp Closed: 0 | 4 | 0 | 0 | 25407-009-015669 | AVIATOR LLC
50753 | Currently in Use |  | 2004-10-01 |  | Petroleum | Unleaded gasoline | Unleaded gasoline | Retail | Double Wall | Double Wall |  |  | Double Wall |  | 2004-10-01 | Catchment Basin | Automatic shutoff device At 95% full | Automatic shutoff device At 95% full | Interstitial Monitoring within Secondary Containment | SENSOR TO ATG | Continuous Automatic Tank Gauge |  | Automatic shutoff device (AELLD) | Automatic shutoff device (AELLD) |  | SENSOR TO ATG |  |  |  | UST Currently In Use: 2; UST Temp Close: 0; AST Currently In Use: 0; AST Temp Closed: 0 | 2 | 0 | 0 | 13343-073-018989 | MCCULLOUGH OIL COMPANY, INC.
50754 | Currently in Use |  | 2004-10-01 |  | Petroleum | Premium gasoline | Premium gasoline | Retail | Double Wall | Double Wall |  |  | Double Wall |  | 2004-10-01 | Catchment Basin | Automatic shutoff device At 95% full | Automatic shutoff device At 95% full | Interstitial Monitoring within Secondary Containment | SENSOR TO ATG | Continuous Automatic Tank Gauge |  | Automatic shutoff device (AELLD) | Automatic shutoff device (AELLD) | [5 empty] | UST Currently In Use: 2; UST Temp Close: 0; AST Currently In Use: 0; AST Temp Closed: 0 | 2 | 0 | 0 | 13343-073-018989 | MCCULLOUGH OIL COMPANY, INC.
50756 | Permanently Closed | 2008-10-13 | 2003-01-21 | 2008-10-13 | Petroleum | Unleaded gasoline | Unleaded gasoline | Retail | Steel | Steel | Coated & cathodic protection (sti-P3) |  | Fiberglass reinforced plastic |  | 1901-01-01 | Catchment Basin | Flow Rest 90% Full | Flow Rest 90% Full | [8 empty] | Annual line testing | Annual line testing |  | UST Currently In Use: 0; UST Temp Close: 0; AST Currently In Use: 0; AST Temp Closed: 0 | 0 | 0 | 11 | 22914-031-002434 | WESTGATE CORNER
50757 | Permanently Closed | 2008-10-13 | 2003-01-21 | 2008-10-13 | Petroleum | Mid-grade gasoline | Mid-grade gasoline | Retail | Steel | Steel | Coated & cathodic protection (sti-P3) |  | Fiberglass reinforced plastic |  | 1901-01-01 | Catchment Basin | Flow Rest 90% Full | Flow Rest 90% Full | [8 empty] | Annual line testing | Annual line testing |  | UST Currently In Use: 0; UST Temp Close: 0; AST Currently In Use: 0; AST Temp Closed: 0 | 0 | 0 | 11 | 22914-031-002434 | WESTGATE CORNER
50758 | Permanently Closed | 2008-10-13 | 2003-01-21 | 2008-10-13 | Petroleum | Premium gasoline | Premium gasoline | Retail | Steel | Steel | Coated & cathodic protection (sti-P3) |  | Fiberglass reinforced plastic |  | 1901-01-01 | Catchment Basin | Flow Rest 90% Full | Flow Rest 90% Full | [8 empty] | Annual line testing | Annual line testing |  | UST Currently In Use: 0; UST Temp Close: 0; AST Currently In Use: 0; AST Temp Closed: 0 | 0 | 0 | 11 | 22914-031-002434 | WESTGATE CORNER
50759 | Permanently Closed | 2008-10-13 | 2003-01-21 | 2008-10-13 | Petroleum | On road diesel | On road diesel | Retail | Steel | Steel | Coated & cathodic protection (sti-P3) |  | Fiberglass reinforced plastic |  | 1901-01-01 | Catchment Basin | Flow Rest 90% Full | Flow Rest 90% Full | [8 empty] | Annual line testing | Annual line testing |  | UST Currently In Use: 0; UST Temp Close: 0; AST Currently In Use: 0; AST Temp Closed: 0 | 0 | 0 | 11 | 22914-031-002434 | WESTGATE CORNER
50760 | Currently in Use |  | 2004-04-20 |  | Petroleum | Unleaded gasoline | Unleaded gasoline | Retail | Fiberglass coated steel | Fiberglass coated steel |  |  | Flexible |  | 1901-01-01 | Catchment Basin | Flow Rest 90% Full | Flow Rest 90% Full | Interstitial Monitoring within Secondary Containment | SENSOR TO ATG | Continuous Automatic Tank Gauge |  | Automatic flow restrictor (MLLD) | Automatic flow restrictor (MLLD) | Interstitial Monitoring within Secondary Containment | SENSOR TO ATG | Continuous alarm system | Continuous alarm system |  | UST Currently In Use: 1; UST Temp Close: 0; AST Currently In Use: 0; AST Temp Closed: 0 | 1 | 0 | 0 | 24905-097-018990 | ALABAMA PETRO LLC
50762 | Currently in Use |  | 2004-07-25 |  | Petroleum | Unleaded gasoline | Unleaded gasoline | Retail | Fiberglass coated steel | Fiberglass coated steel |  |  | Flexible |  | 1901-01-01 | Catchment Basin | Automatic shutoff device At 95% full | Automatic shutoff device At 95% full |  |  | Continuous Automatic Tank Gauge |  | Automatic shutoff device (AELLD) | Automatic shutoff device (AELLD) | Interstitial Monitoring within Secondary Containment |  |  |  |  | UST Currently In Use: 2; UST Temp Close: 0; AST Currently In Use: 0; AST Temp Closed: 0 | 2 | 0 | 2 | 25887-083-012806 | PINJAI B PATEL
50763 | Currently in Use |  | 2004-07-25 |  | Petroleum | Premium gasoline | Premium gasoline | Retail | Fiberglass coated steel | Fiberglass coated steel |  |  | Flexible |  | 1901-01-01 | Catchment Basin | Flow Rest 90% Full | Automatic shutoff device At 95% full |  |  | Continuous Automatic Tank Gauge |  | Automatic shutoff device (AELLD) | Automatic shutoff device (AELLD) | Interstitial Monitoring within Secondary Containment |  |  |  |  | UST Currently In Use: 2; UST Temp Close: 0; AST Currently In Use: 0; AST Temp Closed: 0 | 2 | 0 | 2 | 25887-083-012806 | PINJAI B PATEL
50764 | Currently in Use |  | 1993-05-24 |  | Petroleum | Unleaded gasoline | Unleaded gasoline | Retail | Fiberglass reinforced plastic | Fiberglass reinforced plastic |  |  | Double Wall |  | 1901-01-01 | Catchment Basin | Flow Rest 90% Full | Flow Rest 90% Full |  |  | Statistical Inventory Reconciliation (SIR) |  | Containment Sump | Automatic flow restrictor (MLLD) |  |  | Statistical inventory reconciliation (SIR) | Statistical inventory reconciliation (SIR) |  | UST Currently In Use: 2; UST Temp Close: 0; AST Currently In Use: 0; AST Temp Closed: 0 | 2 | 0 | 0 | 24147-015-018991 | SEJAL INC C/O TOWN&COUNTRY SUPERMART
50765 | Currently in Use |  | 1993-05-24 |  | Petroleum | Premium gasoline | Premium gasoline | Retail | Single Wall | Fiberglass reinforced plastic |  |  | Double Wall |  | 1901-01-01 | Catchment Basin | Flow Rest 90% Full | Flow Rest 90% Full |  |  | Statistical Inventory Reconciliation (SIR) |  | Containment Sump | Automatic flow restrictor (MLLD) |  |  | Statistical inventory reconciliation (SIR) | Statistical inventory reconciliation (SIR) |  | UST Currently In Use: 2; UST Temp Close: 0; AST Currently In Use: 0; AST Temp Closed: 0 | 2 | 0 | 0 | 24147-015-018991 | SEJAL INC C/O TOWN&COUNTRY SUPERMART
50766 | Currently in Use |  | 2004-08-12 |  | Petroleum | Unleaded gasoline | Unleaded gasoline | Retail | Fiberglass reinforced plastic | Fiberglass reinforced plastic |  |  | Flexible | APT | 1901-01-01 | Catchment Basin | Flow Rest 90% Full | Automatic shutoff device At 95% full |  |  | Continuous Automatic Tank Gauge |  | Automatic flow restrictor (MLLD) | Automatic flow restrictor (MLLD) |  |  | Annual line testing | Annual line testing |  | UST Currently In Use: 3; UST Temp Close: 0; AST Currently In Use: 0; AST Temp Closed: 0 | 3 | 0 | 0 | 12409-069-018992 | Tim Shirley
50767 | Currently in Use |  | 2004-08-12 |  | Petroleum | Premium gasoline | Premium gasoline | Retail | Fiberglass reinforced plastic | Fiberglass reinforced plastic |  |  | Flexible | APT | 1901-01-01 | Catchment Basin | Flow Rest 90% Full | Automatic shutoff device At 95% full |  |  | Continuous Automatic Tank Gauge |  | Automatic flow restrictor (MLLD) | Automatic flow restrictor (MLLD) |  |  | Annual line testing | Annual line testing |  | UST Currently In Use: 3; UST Temp Close: 0; AST Currently In Use: 0; AST Temp Closed: 0 | 3 | 0 | 0 | 12409-069-018992 | Tim Shirley
50768 | Currently in Use |  | 2004-08-12 |  | Petroleum | On road diesel | On road diesel | Retail | Fiberglass reinforced plastic | Fiberglass reinforced plastic |  |  | Flexible | APT | 1901-01-01 | Catchment Basin | Automatic shutoff device At 95% full | Automatic shutoff device At 95% full |  |  | Continuous Automatic Tank Gauge |  | Automatic flow restrictor (MLLD) | Automatic flow restrictor (MLLD) |  |  | Annual line testing | Annual line testing |  | UST Currently In Use: 3; UST Temp Close: 0; AST Currently In Use: 0; AST Temp Closed: 0 | 3 | 0 | 0 | 12409-069-018992 | Tim Shirley
50769 | Currently in Use |  | 1994-02-03 |  | Petroleum | Unleaded gasoline | Unleaded gasoline | Retail | Steel | Steel | Coated & cathodic protection (sti-P3) |  | Double Wall |  |  | Catchment Basin | Flow Rest 90% Full | Flow Rest 90% Full |  |  | Automatic Tank Gauge |  | Automatic flow restrictor (MLLD) | Automatic flow restrictor (MLLD) | Interstitial Monitoring within Secondary Containment | SENSOR TO ATG | Continuous alarm system | Continuous alarm system |  | UST Currently In Use: 2; UST Temp Close: 0; AST Currently In Use: 1; AST Temp Closed: 0 | 2 | 0 | 3 | 13114-015-011997 | JEFF PRICHARD
50770 | Currently in Use |  | 1994-02-03 |  | Petroleum | On road diesel | On road diesel | Retail | Steel | Steel | Coated & cathodic protection (sti-P3) |  | Fiberglass reinforced plastic |  |  | Catchment Basin | Flow Rest 90% Full | Flow Rest 90% Full |  |  | Automatic Tank Gauge | [8 empty] | UST Currently In Use: 2; UST Temp Close: 0; AST Currently In Use: 1; AST Temp Closed: 0 | 2 | 0 | 3 | 13114-015-011997 | JEFF PRICHARD
50772 | Currently in Use |  | 2004-06-01 |  | Petroleum | Unleaded gasoline | Unleaded gasoline | Retail | Fiberglass reinforced plastic | Fiberglass reinforced plastic |  |  | Fiberglass reinforced plastic |  |  | Catchment Basin | Flow Rest 90% Full | Automatic shutoff device At 95% full |  |  | Continuous Automatic Tank Gauge | Direct Bury submersible pump | Automatic shutoff device (AELLD) | Automatic shutoff device (AELLD) | [5 empty] | UST Currently In Use: 2; UST Temp Close: 0; AST Currently In Use: 0; AST Temp Closed: 0 | 2 | 0 | 7 | 15201-033-010795 | VULCAN OIL COMPANY INC.
50773 | Currently in Use |  | 2004-06-01 |  | Petroleum | Premium gasoline | Premium gasoline | Retail | Fiberglass reinforced plastic | Fiberglass reinforced plastic |  |  | Fiberglass reinforced plastic |  |  | Catchment Basin | Flow Rest 90% Full | Automatic shutoff device At 95% full |  |  | Continuous Automatic Tank Gauge | Direct Bury submersible pump | Automatic shutoff device (AELLD) | Automatic shutoff device (AELLD) | [5 empty] | UST Currently In Use: 2; UST Temp Close: 0; AST Currently In Use: 0; AST Temp Closed: 0 | 2 | 0 | 7 | 15201-033-010795 | VULCAN OIL COMPANY INC.
50774 | Currently in Use |  | 2004-10-15 |  | Petroleum | Unleaded gasoline | Unleaded gasoline | Retail | Double Wall | Double Wall |  |  | Fiberglass reinforced plastic |  | 1901-01-01 | Catchment Basin | Automatic shutoff device At 95% full | Automatic shutoff device At 95% full |  |  | Continuous Automatic Tank Gauge |  | Automatic shutoff device (AELLD) | Automatic shutoff device (AELLD) | [5 empty] | UST Currently In Use: 2; UST Temp Close: 0; AST Currently In Use: 0; AST Temp Closed: 0 | 2 | 0 | 3 | 15201-073-005595 | VULCAN OIL COMPANY INC.
50775 | Currently in Use |  | 2004-10-15 |  | Petroleum | Premium gasoline | Premium gasoline | Retail | Double Wall | Double Wall |  |  | Double Wall |  | 1901-01-01 | Catchment Basin | Automatic shutoff device At 95% full | Automatic shutoff device At 95% full |  |  | Continuous Automatic Tank Gauge |  | Automatic shutoff device (AELLD) | Automatic shutoff device (AELLD) | [5 empty] | UST Currently In Use: 2; UST Temp Close: 0; AST Currently In Use: 0; AST Temp Closed: 0 | 2 | 0 | 3 | 15201-073-005595 | VULCAN OIL COMPANY INC.
50776 | Currently in Use |  | 2004-10-29 |  | Petroleum | Unleaded gasoline | Unleaded gasoline | Retail | Fiberglass coated steel | Fiberglass coated steel |  |  | Fiberglass reinforced plastic |  | 1901-01-01 | Catchment Basin | Flow Rest 90% Full | Flow Rest 90% Full |  |  | Statistical Inventory Reconciliation (SIR) | [8 empty] | UST Currently In Use: 1; UST Temp Close: 0; AST Currently In Use: 0; AST Temp Closed: 0 | 1 | 0 | 0 | 25177-089-018994 | SAMEER YAFAI
50777 | Permanently Closed | 2008-12-01 | 1994-07-13 | 2011-08-06 | Petroleum | Unleaded gasoline | Unleaded gasoline | Local government | Fiberglass reinforced plastic | Fiberglass reinforced plastic |  |  | Fiberglass reinforced plastic |  | 1901-01-01 | Catchment Basin | Automatic shutoff device At 95% full | Automatic shutoff device At 95% full |  |  | Automatic Tank Gauge | [8 empty] | UST Currently In Use: 0; UST Temp Close: 0; AST Currently In Use: 0; AST Temp Closed: 0 | 0 | 0 | 2 | 15029-125-003362 | TUSCALOOSA HOUSING AUTHORITY
50778 | Currently in Use |  | 2004-10-14 |  | Petroleum | Unleaded gasoline | Unleaded gasoline | Retail | 14 UN/6 PR | Fiberglass coated steel |  |  | Double Wall |  | 1901-01-01 | Catchment Basin | Flow Rest 90% Full | Flow Rest 90% Full |  |  | Continuous Automatic Tank Gauge | Single walled submersible pump containment sump | Containment Sump | Automatic flow restrictor (MLLD) |  | SENSOR TO ATG | Annual line testing | Annual line testing |  | UST Currently In Use: 2; UST Temp Close: 0; AST Currently In Use: 0; AST Temp Closed: 0 | 2 | 0 | 3 | 25742-077-014100 | FLORENCE 16 LLC
50779 | Currently in Use |  | 2004-10-14 |  | Petroleum | On road diesel | On road diesel | Retail | Fiberglass coated steel | Fiberglass coated steel |  |  | Double Wall |  | 1901-01-01 | Catchment Basin | Flow Rest 90% Full | Flow Rest 90% Full |  |  | Continuous Automatic Tank Gauge | Single walled submersible pump containment sump | Automatic flow restrictor (MLLD) | Automatic flow restrictor (MLLD) |  | SENSOR TO ATG | Annual line testing | Annual line testing |  | UST Currently In Use: 2; UST Temp Close: 0; AST Currently In Use: 0; AST Temp Closed: 0 | 2 | 0 | 3 | 25742-077-014100 | FLORENCE 16 LLC
50781 | Currently in Use |  | 2004-11-17 |  | Petroleum | Unleaded gasoline | Unleaded gasoline | Retail | Fiberglass coated steel | Double Wall |  |  | Flexible | OPW |  | Catchment Basin | Flow Rest 90% Full | Flow Rest 90% Full |  |  | Continuous Automatic Tank Gauge | Single walled submersible pump containment sump | Containment Sump | Automatic flow restrictor (MLLD) | Interstitial Monitoring within Secondary Containment | SENSOR TO ATG | Continuous alarm system | Continuous alarm system |  | UST Currently In Use: 5; UST Temp Close: 0; AST Currently In Use: 0; AST Temp Closed: 0 | 5 | 0 | 0 | 23372-093-019001 | MIDSTATES PETROLEUM COMPANY
50782 | Currently in Use |  | 2004-11-17 |  | Petroleum | Premium gasoline | Premium gasoline | Retail | Double Wall | Double Wall |  |  | Double Wall | OPW |  | Catchment Basin | Flow Rest 90% Full | Flow Rest 90% Full |  |  | Continuous Automatic Tank Gauge | Single walled submersible pump containment sump | Automatic flow restrictor (MLLD) | Automatic flow restrictor (MLLD) | Interstitial Monitoring within Secondary Containment | SENSOR TO ATG | Continuous alarm system | Continuous alarm system |  | UST Currently In Use: 5; UST Temp Close: 0; AST Currently In Use: 0; AST Temp Closed: 0 | 5 | 0 | 0 | 23372-093-019001 | MIDSTATES PETROLEUM COMPANY
50783 | Currently in Use |  | 2004-11-17 |  | Petroleum | On road diesel | On road diesel | Retail | Double Wall | Double Wall |  |  | Flexible | OPW |  | Catchment Basin | Flow Rest 90% Full | Flow Rest 90% Full |  |  | Continuous Automatic Tank Gauge | Single walled submersible pump containment sump | Containment Sump | Automatic flow restrictor (MLLD) | Interstitial Monitoring within Secondary Containment | SENSOR TO ATG | Continuous alarm system | Continuous alarm system |  | UST Currently In Use: 5; UST Temp Close: 0; AST Currently In Use: 0; AST Temp Closed: 0 | 5 | 0 | 0 | 23372-093-019001 | MIDSTATES PETROLEUM COMPANY
50784 | Currently in Use |  | 2004-11-17 |  | Petroleum | On road diesel | On road diesel | Retail | Double Wall | Double Wall |  |  | Double Wall | OPW |  | Catchment Basin | Flow Rest 90% Full | Flow Rest 90% Full |  |  | Continuous Automatic Tank Gauge | Single walled submersible pump containment sump | Containment Sump | Automatic flow restrictor (MLLD) | Interstitial Monitoring within Secondary Containment | SENSOR TO ATG | Continuous alarm system | Continuous alarm system |  | UST Currently In Use: 5; UST Temp Close: 0; AST Currently In Use: 0; AST Temp Closed: 0 | 5 | 0 | 0 | 23372-093-019001 | MIDSTATES PETROLEUM COMPANY
50785 | Currently in Use |  | 2004-11-17 |  | Petroleum | On road diesel | On road diesel | Retail | Double Wall | Double Wall |  |  | Double Wall | OPW |  | Catchment Basin | Flow Rest 90% Full | Flow Rest 90% Full |  |  | Continuous Automatic Tank Gauge | Single walled submersible pump containment sump | Containment Sump | Automatic flow restrictor (MLLD) | Interstitial Monitoring within Secondary Containment | SENSOR TO ATG | Continuous alarm system | Continuous alarm system |  | UST Currently In Use: 5; UST Temp Close: 0; AST Currently In Use: 0; AST Temp Closed: 0 | 5 | 0 | 0 | 23372-093-019001 | MIDSTATES PETROLEUM COMPANY
50786 | Currently in Use |  | 2004-10-15 |  | Petroleum | On road diesel | On road diesel | Retail | Fiberglass coated steel | Fiberglass coated steel |  |  | Fiberglass reinforced plastic |  | 1901-01-01 | Catchment Basin | Flow Rest 90% Full | Flow Rest 90% Full |  |  | Statistical Inventory Reconciliation (SIR) |  | Automatic flow restrictor (MLLD) | Automatic flow restrictor (MLLD) |  |  | Statistical inventory reconciliation (SIR) | Statistical inventory reconciliation (SIR) |  | UST Currently In Use: 4; UST Temp Close: 0; AST Currently In Use: 0; AST Temp Closed: 0 | 4 | 0 | 0 | 17100-091-014980 | ADAMS REALTY
50787 | Currently in Use |  | 2004-11-24 |  | Petroleum | Unleaded gasoline | Unleaded gasoline | Retail | Fiberglass coated steel | Fiberglass coated steel |  |  | Fiberglass reinforced plastic |  | 1901-01-01 | Catchment Basin | Audible high level alarm At 90% full | Audible high level alarm At 90% full | Interstitial Monitoring within Secondary Containment | SENSOR TO ATG | Continuous Automatic Tank Gauge |  | Automatic flow restrictor (MLLD) | Automatic flow restrictor (MLLD) |  |  | Annual line testing | Annual line testing |  | UST Currently In Use: 2; UST Temp Close: 0; AST Currently In Use: 0; AST Temp Closed: 0 | 2 | 0 | 3 | 17121-097-015257 | R.E.P. PROPERTIES
50788 | Currently in Use |  | 2004-12-20 |  | Petroleum | On road diesel | On road diesel | Retail | Fiberglass coated steel | Fiberglass coated steel |  |  | Fiberglass reinforced plastic |  | 1901-01-01 | Catchment Basin | Audible high level alarm At 90% full | Audible high level alarm At 90% full | Interstitial Monitoring within Secondary Containment | SENSOR TO ATG | Continuous Automatic Tank Gauge |  | Automatic flow restrictor (MLLD) | Automatic flow restrictor (MLLD) |  |  | Annual line testing | Annual line testing |  | UST Currently In Use: 2; UST Temp Close: 0; AST Currently In Use: 0; AST Temp Closed: 0 | 2 | 0 | 3 | 17121-097-015257 | R.E.P. PROPERTIES
50789 | Currently in Use |  | 2004-04-26 |  | Petroleum | Unleaded gasoline | Unleaded gasoline | Retail | Fiberglass reinforced plastic | Fiberglass reinforced plastic |  |  | Fiberglass reinforced plastic |  | 1901-01-01 | Catchment Basin | Flow Rest 90% Full | Flow Rest 90% Full | Interstitial Monitoring within Secondary Containment |  | Continuous Automatic Tank Gauge |  | Containment Sump | Containment Sump | Interstitial Monitoring within Secondary Containment |  | Continuous alarm system | Continuous alarm system |  | UST Currently In Use: 3; UST Temp Close: 0; AST Currently In Use: 0; AST Temp Closed: 0 | 3 | 0 | 0 | 24785-017-019002 | RAVI PATEL
50790 | Currently in Use |  | 2004-04-26 |  | Petroleum | Premium gasoline | Premium gasoline | Retail | Double Wall | Double Wall |  |  | Fiberglass reinforced plastic |  | 1901-01-01 | Catchment Basin | Flow Rest 90% Full | Flow Rest 90% Full | Interstitial Monitoring within Secondary Containment |  | Automatic Tank Gauge |  | Sump sensor relayed to automatically shut off submersible pump | Containment Sump | Interstitial Monitoring within Secondary Containment |  | Continuous alarm system | Continuous alarm system |  | UST Currently In Use: 3; UST Temp Close: 0; AST Currently In Use: 0; AST Temp Closed: 0 | 3 | 0 | 0 | 24785-017-019002 | RAVI PATEL
50791 | Currently in Use |  | 2004-04-26 |  | Petroleum | On road diesel | On road diesel | Retail | Double Wall | Double Wall |  |  | Double Wall |  | 1901-01-01 | Catchment Basin | Flow Rest 90% Full | Flow Rest 90% Full | Interstitial Monitoring within Secondary Containment |  | Automatic Tank Gauge |  | Sump sensor relayed to automatically shut off submersible pump | Containment Sump | Interstitial Monitoring within Secondary Containment |  | Continuous alarm system | Continuous alarm system |  | UST Currently In Use: 3; UST Temp Close: 0; AST Currently In Use: 0; AST Temp Closed: 0 | 3 | 0 | 0 | 24785-017-019002 | RAVI PATEL
50792 | Currently in Use |  | 2003-04-21 |  | Petroleum | Unleaded gasoline | Unleaded gasoline | Retail | Fiberglass coated steel | Fiberglass coated steel | 6K FG CTD |  | Fiberglass reinforced plastic |  |  | Catchment Basin | Automatic shutoff device At 95% full | Automatic shutoff device At 95% full | Interstitial Monitoring within Secondary Containment |  | Statistical Inventory Reconciliation (SIR) | [8 empty] | UST Currently In Use: 3; UST Temp Close: 0; AST Currently In Use: 0; AST Temp Closed: 0 | 3 | 0 | 0 | 25444-083-007614 | RIYA INC
50793 | Currently in Use |  | 2005-01-01 |  | Petroleum | Premium gasoline | Premium gasoline | Retail | Fiberglass reinforced plastic | Fiberglass reinforced plastic |  |  | Fiberglass reinforced plastic |  | 1901-01-01 | Catchment Basin | Automatic shutoff device At 95% full | Automatic shutoff device At 95% full |  |  | Continuous Automatic Tank Gauge |  | Automatic flow restrictor (MLLD) | Automatic flow restrictor (MLLD) | Interstitial Monitoring within Secondary Containment |  | Annual line testing | Annual line testing |  | UST Currently In Use: 4; UST Temp Close: 0; AST Currently In Use: 0; AST Temp Closed: 0 | 4 | 0 | 1 | 19701-069-009607 | JLM REAL ESTATE INC
50794 | Currently in Use |  | 2005-01-01 |  | Petroleum | Mid-grade gasoline | Mid-grade gasoline | Retail | Fiberglass reinforced plastic | Fiberglass reinforced plastic |  |  | Fiberglass reinforced plastic |  | 1901-01-01 | Catchment Basin | Automatic shutoff device At 95% full | Automatic shutoff device At 95% full |  |  | Continuous Automatic Tank Gauge |  | Automatic flow restrictor (MLLD) | Automatic flow restrictor (MLLD) | Interstitial Monitoring within Secondary Containment |  | Annual line testing | Annual line testing |  | UST Currently In Use: 4; UST Temp Close: 0; AST Currently In Use: 0; AST Temp Closed: 0 | 4 | 0 | 1 | 19701-069-009607 | JLM REAL ESTATE INC
50795 | Currently in Use |  | 2004-10-10 |  | Petroleum | Unleaded gasoline | Unleaded gasoline | Retail | Fiberglass coated steel | Fiberglass coated steel |  |  | Fiberglass reinforced plastic |  | 1901-01-01 | Catchment Basin | Flow Rest 90% Full | Flow Rest 90% Full |  |  | Continuous Automatic Tank Gauge |  | Automatic flow restrictor (MLLD) | Automatic flow restrictor (MLLD) |  |  | Annual line testing | Annual line testing |  | UST Currently In Use: 2; UST Temp Close: 0; AST Currently In Use: 0; AST Temp Closed: 0 | 2 | 0 | 0 | 25029-113-019004 | JASHVANTBHAI PATEL
50796 | Currently in Use |  | 2004-10-10 |  | Petroleum | Premium gasoline | Premium gasoline | Retail | Fiberglass coated steel | Fiberglass coated steel |  |  | Fiberglass reinforced plastic |  | 1901-01-01 | Catchment Basin | Flow Rest 90% Full | Flow Rest 90% Full |  |  | Continuous Automatic Tank Gauge |  | Automatic flow restrictor (MLLD) | Automatic flow restrictor (MLLD) |  |  | Annual line testing | Annual line testing |  | UST Currently In Use: 2; UST Temp Close: 0; AST Currently In Use: 0; AST Temp Closed: 0 | 2 | 0 | 0 | 25029-113-019004 | JASHVANTBHAI PATEL
50797 | Currently in Use |  | 2005-01-14 |  | Petroleum | On road diesel | On road diesel | Industrial | Double Wall | Double Wall |  |  | Flexible |  | 1901-01-01 | Catchment Basin | Automatic shutoff device At 95% full | Automatic shutoff device At 95% full | Interstitial Monitoring within Secondary Containment | SENSOR TO ATG |  | Single walled submersible pump containment sump | Containment Sump | Automatic flow restrictor (MLLD) |  | SENSOR TO ATG | Continuous alarm system | Annual line testing |  | UST Currently In Use: 4; UST Temp Close: 0; AST Currently In Use: 2; AST Temp Closed: 0 | 4 | 0 | 6 | 21994-043-003346 | WAL-MART STORES E C/O APTIM
50798 | Currently in Use |  | 2005-01-14 |  | Petroleum | On road diesel | On road diesel | Industrial | Double Wall | Double Wall |  |  | Double Wall |  | 1901-01-01 | Catchment Basin | Automatic shutoff device At 95% full | Automatic shutoff device At 95% full | Interstitial Monitoring within Secondary Containment | SENSOR TO ATG |  | Single walled submersible pump containment sump | Automatic flow restrictor (MLLD) | Automatic flow restrictor (MLLD) |  | SENSOR TO ATG | Continuous alarm system | Annual line testing |  | UST Currently In Use: 4; UST Temp Close: 0; AST Currently In Use: 2; AST Temp Closed: 0 | 4 | 0 | 6 | 21994-043-003346 | WAL-MART STORES E C/O APTIM
50799 | Currently in Use |  | 2005-01-14 |  | Petroleum | Virgin oil | Virgin oil | Industrial | Double Wall | Double Wall |  |  | Flexible |  | 1901-01-01 | Catchment Basin | Flow Rest 90% Full | Flow Rest 90% Full | Interstitial Monitoring within Secondary Containment | SENSOR TO ATG |  | Single walled submersible pump containment sump | [7 empty] | UST Currently In Use: 4; UST Temp Close: 0; AST Currently In Use: 2; AST Temp Closed: 0 | 4 | 0 | 6 | 21994-043-003346 | WAL-MART STORES E C/O APTIM
50802 | Currently in Use |  | 2005-01-27 |  | Petroleum | Unleaded gasoline | Unleaded gasoline | Industrial | Double Wall | Double Wall |  |  | Double Wall |  | 1901-01-01 | Catchment Basin | Automatic shutoff device At 95% full | Audible high level alarm At 90% full | Interstitial Monitoring within Secondary Containment | SENSOR TO ATG |  |  | Automatic shutoff device (AELLD) | Automatic shutoff device (AELLD) |  |  | Automatic electronic line leak detector (AELLD) | Automatic electronic line leak detector (AELLD) |  | UST Currently In Use: 1; UST Temp Close: 0; AST Currently In Use: 0; AST Temp Closed: 0 | 1 | 0 | 0 | 10146-121-019006 | ALABAMA POWER COMPANY
50803 | Currently in Use |  | 2004-08-30 |  | Petroleum | Premium gasoline | Premium gasoline | Retail | Single Wall | Fiberglass coated steel |  |  | Fiberglass reinforced plastic |  | 1901-01-01 | Catchment Basin | Automatic shutoff device At 95% full | Automatic shutoff device At 95% full |  |  | Continuous Automatic Tank Gauge |  | Containment Sump | Automatic flow restrictor (MLLD) |  |  | Annual line testing | Annual line testing |  | UST Currently In Use: 3; UST Temp Close: 0; AST Currently In Use: 0; AST Temp Closed: 0 | 3 | 0 | 3 | 25181-121-003594 | MBA INVESTMENTS, INC
50804 | Currently in Use |  | 2004-08-30 |  | Petroleum | Unleaded gasoline | Unleaded gasoline | Retail | Fiberglass coated steel | Fiberglass coated steel |  |  | Fiberglass reinforced plastic |  | 1901-01-01 | Catchment Basin | Automatic shutoff device At 95% full | Automatic shutoff device At 95% full |  |  | Continuous Automatic Tank Gauge |  | Automatic flow restrictor (MLLD) | Automatic flow restrictor (MLLD) |  |  | Annual line testing | Annual line testing |  | UST Currently In Use: 3; UST Temp Close: 0; AST Currently In Use: 0; AST Temp Closed: 0 | 3 | 0 | 3 | 25181-121-003594 | MBA INVESTMENTS, INC
50805 | Currently in Use |  | 2004-08-30 |  | Petroleum | On road diesel | On road diesel | Retail | 8.5K/3.5K | Fiberglass coated steel |  |  | Double Wall |  | 1901-01-01 | Catchment Basin | Flow Rest 90% Full | Automatic shutoff device At 95% full |  |  | Continuous Automatic Tank Gauge |  | Automatic flow restrictor (MLLD) | Automatic flow restrictor (MLLD) |  |  | Continuous alarm system | Annual line testing |  | UST Currently In Use: 3; UST Temp Close: 0; AST Currently In Use: 0; AST Temp Closed: 0 | 3 | 0 | 3 | 25181-121-003594 | MBA INVESTMENTS, INC
50806 | Currently in Use |  | 2004-12-07 |  | Petroleum | Other, OFFROAD | Other | Retail | Fiberglass coated steel | Double Wall | ACT-100 |  | Single Wall |  |  | Catchment Basin | Automatic shutoff device At 95% full | Automatic shutoff device At 95% full |  |  | Continuous Automatic Tank Gauge | [8 empty] | UST Currently In Use: 4; UST Temp Close: 0; AST Currently In Use: 0; AST Temp Closed: 0 | 4 | 0 | 1 | 19440-077-012331 | TATUM OIL, INC.
50807 | Currently in Use |  | 2004-10-21 |  | Petroleum | Unleaded gasoline | Unleaded gasoline | Retail | Fiberglass reinforced plastic | Fiberglass reinforced plastic |  |  | Fiberglass reinforced plastic |  | 1901-01-01 | Catchment Basin | Flow Rest 90% Full | Flow Rest 90% Full |  |  | Continuous Automatic Tank Gauge |  | Automatic shutoff device (AELLD) | Automatic shutoff device (AELLD) | [5 empty] | UST Currently In Use: 2; UST Temp Close: 0; AST Currently In Use: 0; AST Temp Closed: 0 | 2 | 0 | 3 | 13526-115-014310 | MOORE OIL COMPANY, INC.
50808 | Currently in Use |  | 2004-10-21 |  | Petroleum | Premium gasoline | Premium gasoline | Retail | Fiberglass reinforced plastic | Fiberglass reinforced plastic |  |  | Double Wall |  | 1901-01-01 | Catchment Basin | Flow Rest 90% Full | Flow Rest 90% Full |  |  | Continuous Automatic Tank Gauge |  | Automatic shutoff device (AELLD) | Automatic shutoff device (AELLD) | [5 empty] | UST Currently In Use: 2; UST Temp Close: 0; AST Currently In Use: 0; AST Temp Closed: 0 | 2 | 0 | 3 | 13526-115-014310 | MOORE OIL COMPANY, INC.
50809 | Currently in Use |  | 2005-05-03 |  | Petroleum | Unleaded gasoline | Unleaded gasoline | Retail | Fiberglass coated steel | Fiberglass coated steel |  |  | Flexible |  | 1901-01-01 | Catchment Basin | Flow Rest 90% Full | Flow Rest 90% Full |  |  | Continuous Automatic Tank Gauge |  | Automatic shutoff device (AELLD) | Automatic shutoff device (AELLD) | [5 empty] | UST Currently In Use: 3; UST Temp Close: 0; AST Currently In Use: 0; AST Temp Closed: 0 | 3 | 0 | 0 | 20411-125-000865 | DC OIL COMPANY
50810 | Currently in Use |  | 2005-05-03 |  | Petroleum | Premium gasoline | Premium gasoline | Retail | Fiberglass coated steel | Fiberglass coated steel |  |  | Flexible |  | 1901-01-01 | Catchment Basin | Flow Rest 90% Full | Flow Rest 90% Full |  |  | Continuous Automatic Tank Gauge |  | Automatic shutoff device (AELLD) | Automatic shutoff device (AELLD) | [5 empty] | UST Currently In Use: 3; UST Temp Close: 0; AST Currently In Use: 0; AST Temp Closed: 0 | 3 | 0 | 0 | 20411-125-000865 | DC OIL COMPANY
50811 | Currently in Use |  | 2005-05-03 |  | Petroleum | On road diesel | On road diesel | Retail | Fiberglass coated steel | Fiberglass coated steel |  |  | Flexible |  | 1901-01-01 | Catchment Basin | Flow Rest 90% Full | Flow Rest 90% Full |  |  | Continuous Automatic Tank Gauge | [8 empty] | UST Currently In Use: 3; UST Temp Close: 0; AST Currently In Use: 0; AST Temp Closed: 0 | 3 | 0 | 0 | 20411-125-000865 | DC OIL COMPANY
50812 | Currently in Use |  | 2005-01-14 |  | Petroleum | Other, USED OIL | Other | Industrial | Double Wall | Double Wall |  |  | Double Wall |  | 2015-10-01 | Catchment Basin | Flow Rest 90% Full | Flow Rest 90% Full | Interstitial Monitoring within Secondary Containment | SENSOR TO ATG | [9 empty] | UST Currently In Use: 4; UST Temp Close: 0; AST Currently In Use: 2; AST Temp Closed: 0 | 4 | 0 | 6 | 21994-043-003346 | WAL-MART STORES E C/O APTIM
50813 | Currently in Use |  | 1998-01-01 |  | Petroleum | Unleaded gasoline | Unleaded gasoline | Retail | Steel | Single Wall | Coated & cathodic protection (sti-P3) |  | Double Wall |  |  | Catchment Basin | Flow Rest 90% Full | Flow Rest 90% Full |  |  | Continuous Automatic Tank Gauge |  | Automatic shutoff device (AELLD) | Automatic shutoff device (AELLD) | [5 empty] | UST Currently In Use: 3; UST Temp Close: 0; AST Currently In Use: 0; AST Temp Closed: 0 | 3 | 0 | 3 | 23429-015-007204 | MUSA PROPERTIES, LLC
50814 | Currently in Use |  | 1998-01-01 |  | Petroleum | Premium gasoline | Premium gasoline | Retail | Single Wall | Single Wall | Coated & cathodic protection (sti-P3) |  | Double Wall |  |  | Catchment Basin | Flow Rest 90% Full | Flow Rest 90% Full |  |  | Continuous Automatic Tank Gauge |  | Automatic shutoff device (AELLD) | Automatic shutoff device (AELLD) | [5 empty] | UST Currently In Use: 3; UST Temp Close: 0; AST Currently In Use: 0; AST Temp Closed: 0 | 3 | 0 | 3 | 23429-015-007204 | MUSA PROPERTIES, LLC
50815 | Currently in Use |  | 1999-02-01 |  | Petroleum | On road diesel | On road diesel | Retail | Single Wall | Single Wall | Coated & cathodic protection (sti-P3) |  | Double Wall |  |  | Catchment Basin | Flow Rest 90% Full | Flow Rest 90% Full |  |  | Continuous Automatic Tank Gauge |  | Automatic shutoff device (AELLD) | Automatic shutoff device (AELLD) | [5 empty] | UST Currently In Use: 3; UST Temp Close: 0; AST Currently In Use: 0; AST Temp Closed: 0 | 3 | 0 | 3 | 23429-015-007204 | MUSA PROPERTIES, LLC
50816 | Currently in Use |  | 2005-02-21 |  | Petroleum | Unleaded gasoline | Unleaded gasoline | State/Federal Government | Fiberglass reinforced plastic | Fiberglass reinforced plastic |  |  | Flexible |  | 1901-01-01 | Catchment Basin | Automatic shutoff device At 95% full | Automatic shutoff device At 95% full |  |  | Continuous Automatic Tank Gauge |  | Automatic shutoff device (AELLD) | Automatic shutoff device (AELLD) | Interstitial Monitoring within Secondary Containment | MANUAL/VISUAL CHECK | Continuous alarm system | Continuous alarm system |  | UST Currently In Use: 2; UST Temp Close: 0; AST Currently In Use: 0; AST Temp Closed: 0 | 2 | 0 | 0 | 15048-101-019015 | U S AIR FORCE
50817 | Currently in Use |  | 2005-02-21 |  | Petroleum | Premium gasoline | Premium gasoline | State/Federal Government | Fiberglass reinforced plastic | Fiberglass reinforced plastic |  |  | Flexible |  | 1901-01-01 | Catchment Basin | Automatic shutoff device At 95% full | Automatic shutoff device At 95% full |  |  | Continuous Automatic Tank Gauge |  | Containment Sump | Automatic shutoff device (AELLD) | Interstitial Monitoring within Secondary Containment | MANUAL/VISUAL CHECK | Continuous alarm system | Continuous alarm system |  | UST Currently In Use: 2; UST Temp Close: 0; AST Currently In Use: 0; AST Temp Closed: 0 | 2 | 0 | 0 | 15048-101-019015 | U S AIR FORCE
50818 | Currently in Use |  | 2004-11-10 |  | Petroleum | Unleaded gasoline | Unleaded gasoline | Retail | Fiberglass coated steel | Fiberglass coated steel |  |  | Fiberglass reinforced plastic |  | 1901-01-01 | Catchment Basin | Flow Rest 90% Full | Flow Rest 90% Full |  |  | Continuous Automatic Tank Gauge | [8 empty] | UST Currently In Use: 1; UST Temp Close: 0; AST Currently In Use: 0; AST Temp Closed: 0 | 1 | 0 | 0 | 23188-029-019016 | PROSPER-US LLC
50819 | Currently in Use |  | 2005-03-17 |  | Petroleum | Unleaded gasoline | Unleaded gasoline | Retail | Double Wall | Double Wall |  |  | Flexible |  |  | Catchment Basin | Automatic shutoff device At 95% full | Automatic shutoff device At 95% full |  |  | Continuous Automatic Tank Gauge | Single walled submersible pump containment sump | Automatic flow restrictor (MLLD) | Automatic flow restrictor (MLLD) |  |  | Annual line testing | Annual line testing |  | UST Currently In Use: 1; UST Temp Close: 0; AST Currently In Use: 0; AST Temp Closed: 0 | 1 | 0 | 4 | 11379-033-012390 | SIBLEY OIL COMPANY
50820 | Currently in Use |  | 2005-02-02 |  | Petroleum | Unleaded gasoline | Unleaded gasoline | Retail | Double Wall | Double Wall |  |  | Fiberglass reinforced plastic |  | 2005-02-02 | Catchment Basin | Automatic shutoff device At 95% full | Automatic shutoff device At 95% full |  | SENSOR TO ATG | Continuous Automatic Tank Gauge |  | Automatic shutoff device (AELLD) | Automatic shutoff device (AELLD) | [5 empty] | UST Currently In Use: 2; UST Temp Close: 0; AST Currently In Use: 0; AST Temp Closed: 0 | 2 | 0 | 0 | 13343-073-019019 | MCCULLOUGH OIL COMPANY, INC.
50821 | Currently in Use |  | 2005-02-02 |  | Petroleum | Premium gasoline | Premium gasoline | Retail | 8P/4D | Double Wall |  |  | Fiberglass reinforced plastic |  | 2005-02-02 | Catchment Basin | Automatic shutoff device At 95% full | Automatic shutoff device At 95% full |  | SENSOR TO ATG | Continuous Automatic Tank Gauge |  | Automatic shutoff device (AELLD) | Automatic shutoff device (AELLD) | [5 empty] | UST Currently In Use: 2; UST Temp Close: 0; AST Currently In Use: 0; AST Temp Closed: 0 | 2 | 0 | 0 | 13343-073-019019 | MCCULLOUGH OIL COMPANY, INC.
50822 | Currently in Use |  | 2005-04-21 |  | Petroleum | Unleaded gasoline | Unleaded gasoline | Retail | Fiberglass coated steel | Fiberglass coated steel |  |  | Fiberglass reinforced plastic |  | 1901-01-01 | Catchment Basin | Automatic shutoff device At 95% full | Automatic shutoff device At 95% full |  |  | Continuous Automatic Tank Gauge |  | Automatic shutoff device (AELLD) | Automatic shutoff device (AELLD) | [5 empty] | UST Currently In Use: 2; UST Temp Close: 0; AST Currently In Use: 0; AST Temp Closed: 0 | 2 | 0 | 0 | 22176-077-019021 | CIRCLE K
50823 | Currently in Use |  | 2005-04-21 |  | Petroleum | Premium gasoline | Premium gasoline | Retail | Fiberglass coated steel | Fiberglass coated steel |  |  | Fiberglass reinforced plastic |  | 1901-01-01 | Catchment Basin | Flow Rest 90% Full | Automatic shutoff device At 95% full |  |  | Continuous Automatic Tank Gauge |  | Automatic shutoff device (AELLD) | Automatic shutoff device (AELLD) | [5 empty] | UST Currently In Use: 2; UST Temp Close: 0; AST Currently In Use: 0; AST Temp Closed: 0 | 2 | 0 | 0 | 22176-077-019021 | CIRCLE K
50824 | Temporary Closed | 2019-09-06 | 2005-03-20 |  | Petroleum | Unleaded gasoline | Unleaded gasoline | Retail | Fiberglass coated steel | Fiberglass coated steel |  |  | Flexible | APT | 1901-01-01 | Catchment Basin | Flow Rest 90% Full | Flow Rest 90% Full |  |  | Statistical Inventory Reconciliation (SIR) |  | Containment Sump | Automatic flow restrictor (MLLD) |  |  | Statistical inventory reconciliation (SIR) | Statistical inventory reconciliation (SIR) |  | UST Currently In Use: 0; UST Temp Close: 1; AST Currently In Use: 0; AST Temp Closed: 0 | 0 | 1 | 5 | 22335-055-005710 | F&A MART
50825 | Currently in Use |  | 1999-05-04 |  | Petroleum | Unleaded gasoline | Unleaded gasoline | Retail | Fiberglass coated steel | Fiberglass coated steel |  |  | Flexible |  | 1901-01-01 | Catchment Basin | Flow Rest 90% Full | Flow Rest 90% Full |  |  | Continuous Automatic Tank Gauge |  | Automatic flow restrictor (MLLD) | Automatic flow restrictor (MLLD) |  |  | Annual line testing | Annual line testing |  | UST Currently In Use: 2; UST Temp Close: 0; AST Currently In Use: 0; AST Temp Closed: 0 | 2 | 0 | 0 | 22348-003-019025 | VERNON HATFIELD
50826 | Currently in Use |  | 1999-05-14 |  | Petroleum | Premium gasoline | Premium gasoline | Retail | GLAS STEEL | Fiberglass coated steel |  |  | Flexible |  | 1901-01-01 | Catchment Basin | Flow Rest 90% Full | Flow Rest 90% Full |  |  | Continuous Automatic Tank Gauge |  | Containment Sump | Automatic flow restrictor (MLLD) |  |  | Annual line testing | Annual line testing |  | UST Currently In Use: 2; UST Temp Close: 0; AST Currently In Use: 0; AST Temp Closed: 0 | 2 | 0 | 0 | 22348-003-019025 | VERNON HATFIELD
50827 | Currently in Use |  | 1992-03-26 |  | Petroleum | Unleaded gasoline | Unleaded gasoline | Retail | Steel | Steel | Coated & cathodic protection (sti-P3) |  | Fiberglass reinforced plastic |  | 2018-04-01 | Catchment Basin | Audible high level alarm At 90% full | Audible high level alarm At 90% full |  |  | Continuous Automatic Tank Gauge |  | Containment Sump | Automatic flow restrictor (MLLD) | Interstitial Monitoring within Secondary Containment | SENSOR TO ATG | Continuous alarm system | Continuous alarm system |  | UST Currently In Use: 2; UST Temp Close: 0; AST Currently In Use: 0; AST Temp Closed: 0 | 2 | 0 | 3 | 25336-053-009976 | MOHAMMED S MIAH
50828 | Currently in Use |  | 1992-03-26 |  | Petroleum | Unleaded gasoline | Unleaded gasoline | Retail | Steel | Steel | Coated & cathodic protection (sti-P3) |  | Double Wall |  | 2018-04-01 | Catchment Basin | Audible high level alarm At 90% full | Audible high level alarm At 90% full |  |  | Continuous Automatic Tank Gauge |  | Containment Sump | Automatic flow restrictor (MLLD) | Interstitial Monitoring within Secondary Containment | SENSOR TO ATG | Continuous alarm system | Continuous alarm system |  | UST Currently In Use: 2; UST Temp Close: 0; AST Currently In Use: 0; AST Temp Closed: 0 | 2 | 0 | 3 | 25336-053-009976 | MOHAMMED S MIAH
50829 | Currently in Use |  | 2005-05-06 |  | Petroleum | Unleaded gasoline | Unleaded gasoline | Retail | Fiberglass coated steel | Fiberglass coated steel |  |  | Flexible |  | 1901-01-01 | Catchment Basin | Automatic shutoff device At 95% full | Automatic shutoff device At 95% full |  |  | Continuous Automatic Tank Gauge |  | Automatic shutoff device (AELLD) | Automatic shutoff device (AELLD) | [5 empty] | UST Currently In Use: 3; UST Temp Close: 0; AST Currently In Use: 0; AST Temp Closed: 0 | 3 | 0 | 0 | 23372-125-019026 | MIDSTATES PETROLEUM COMPANY
50830 | Currently in Use |  | 2005-05-06 |  | Petroleum | Premium gasoline | Premium gasoline | Retail | Fiberglass coated steel | Fiberglass coated steel |  |  | Flexible |  | 1901-01-01 | Catchment Basin | Automatic shutoff device At 95% full | Automatic shutoff device At 95% full |  |  | Continuous Automatic Tank Gauge |  | Automatic shutoff device (AELLD) | Automatic shutoff device (AELLD) | [5 empty] | UST Currently In Use: 3; UST Temp Close: 0; AST Currently In Use: 0; AST Temp Closed: 0 | 3 | 0 | 0 | 23372-125-019026 | MIDSTATES PETROLEUM COMPANY
50831 | Currently in Use |  | 2005-05-09 |  | Petroleum | On road diesel | On road diesel | Retail | Fiberglass coated steel | Fiberglass coated steel |  |  | Flexible |  | 1901-01-01 | Catchment Basin | Automatic shutoff device At 95% full | Automatic shutoff device At 95% full |  |  | Continuous Automatic Tank Gauge |  | Automatic shutoff device (AELLD) | Automatic shutoff device (AELLD) | [5 empty] | UST Currently In Use: 3; UST Temp Close: 0; AST Currently In Use: 0; AST Temp Closed: 0 | 3 | 0 | 0 | 23372-125-019026 | MIDSTATES PETROLEUM COMPANY
50832 | Currently in Use |  | 2005-03-09 |  | Petroleum | Unleaded gasoline | Unleaded gasoline | Retail | Single Wall | Fiberglass coated steel |  |  | Double Wall | APT | 1901-01-01 | Catchment Basin | Automatic shutoff device At 95% full | Automatic shutoff device At 95% full |  |  | Continuous Automatic Tank Gauge |  | Automatic shutoff device (AELLD) | Automatic shutoff device (AELLD) | [5 empty] | UST Currently In Use: 2; UST Temp Close: 0; AST Currently In Use: 0; AST Temp Closed: 0 | 2 | 0 | 0 | 25875-073-019027 | VESTAVIA VILLAGE LLC
50833 | Currently in Use |  | 2005-03-09 |  | Petroleum | Premium gasoline | Premium gasoline | Retail | Single Wall | Fiberglass coated steel |  |  | Flexible | APT | 1901-01-01 | Catchment Basin | Automatic shutoff device At 95% full | Automatic shutoff device At 95% full |  |  | Continuous Automatic Tank Gauge |  | Automatic shutoff device (AELLD) | Automatic shutoff device (AELLD) | [5 empty] | UST Currently In Use: 2; UST Temp Close: 0; AST Currently In Use: 0; AST Temp Closed: 0 | 2 | 0 | 0 | 25875-073-019027 | VESTAVIA VILLAGE LLC
50834 | Currently in Use |  | 2005-01-15 |  | Petroleum | Unleaded gasoline | Unleaded gasoline | Retail | Fiberglass reinforced plastic | Double Wall |  |  | Fiberglass reinforced plastic |  | 1901-01-01 | Catchment Basin | Audible high level alarm At 90% full | Audible high level alarm At 90% full | Interstitial Monitoring within Secondary Containment | SENSOR TO ATG |  | Single walled submersible pump containment sump | Automatic shutoff device (AELLD) | Automatic shutoff device (AELLD) |  |  | Continuous alarm system | Annual line testing |  | UST Currently In Use: 3; UST Temp Close: 0; AST Currently In Use: 0; AST Temp Closed: 0 | 3 | 0 | 4 | 14001-101-009639 | RACETRAC PETROLEUM, INC.
50835 | Currently in Use |  | 2005-01-15 |  | Petroleum | On road diesel | On road diesel | Retail | Double Wall | Double Wall |  |  | Double Wall |  | 1901-01-01 | Catchment Basin | Audible high level alarm At 90% full | Audible high level alarm At 90% full | Interstitial Monitoring within Secondary Containment | SENSOR TO ATG |  | Single walled submersible pump containment sump | Automatic shutoff device (AELLD) | Automatic shutoff device (AELLD) |  |  | Annual line testing | Annual line testing |  | UST Currently In Use: 3; UST Temp Close: 0; AST Currently In Use: 0; AST Temp Closed: 0 | 3 | 0 | 4 | 14001-101-009639 | RACETRAC PETROLEUM, INC.
50836 | Currently in Use |  | 2005-01-15 |  | Petroleum | Premium gasoline | Premium gasoline | Retail | Double Wall | Double Wall |  |  | Double Wall |  | 1901-01-01 | Catchment Basin | Audible high level alarm At 90% full | Audible high level alarm At 90% full | Interstitial Monitoring within Secondary Containment | SENSOR TO ATG |  | Single walled submersible pump containment sump | Automatic shutoff device (AELLD) | Automatic shutoff device (AELLD) |  |  | Continuous alarm system | Annual line testing |  | UST Currently In Use: 3; UST Temp Close: 0; AST Currently In Use: 0; AST Temp Closed: 0 | 3 | 0 | 4 | 14001-101-009639 | RACETRAC PETROLEUM, INC.
50837 | Currently in Use |  | 1998-07-05 |  | Petroleum | Mid-grade gasoline | Mid-grade gasoline | Retail | Steel | Steel | Coated & cathodic protection (sti-P3) |  | Flexible |  |  | Catchment Basin | Flow Rest 90% Full | Flow Rest 90% Full |  |  | Continuous Automatic Tank Gauge |  | Automatic flow restrictor (MLLD) | Automatic flow restrictor (MLLD) |  |  | Annual line testing | Annual line testing |  | UST Currently In Use: 2; UST Temp Close: 0; AST Currently In Use: 0; AST Temp Closed: 0 | 2 | 0 | 2 | 24154-003-002466 | STOCKTON FOOD MAX INC DBA POWELLS GR
50838 | Currently in Use |  | 2005-01-01 |  | Petroleum | Unleaded gasoline | Unleaded gasoline | Retail | Fiberglass reinforced plastic | Fiberglass reinforced plastic |  |  | Fiberglass reinforced plastic |  | 1901-01-01 | Catchment Basin | Automatic shutoff device At 95% full | Automatic shutoff device At 95% full |  |  | Continuous Automatic Tank Gauge |  | Automatic flow restrictor (MLLD) | Automatic flow restrictor (MLLD) | Interstitial Monitoring within Secondary Containment |  | Annual line testing | Annual line testing |  | UST Currently In Use: 4; UST Temp Close: 0; AST Currently In Use: 0; AST Temp Closed: 0 | 4 | 0 | 1 | 19701-069-009607 | JLM REAL ESTATE INC
50839 | Currently in Use |  | 2005-06-27 |  | Petroleum | Unleaded gasoline | Unleaded gasoline | Retail | Single Wall | Fiberglass coated steel |  |  | Single Wall |  | 1901-01-01 | Catchment Basin | Flow Rest 90% Full | Flow Rest 90% Full |  |  | Continuous Automatic Tank Gauge | Direct Bury submersible pump | Automatic shutoff device (AELLD) | Automatic shutoff device (AELLD) | [5 empty] | UST Currently In Use: 4; UST Temp Close: 0; AST Currently In Use: 0; AST Temp Closed: 0 | 4 | 0 | 0 | 23613-043-019031 | SHOOT-OUT AT DODGE CITY, LLC
50840 | Currently in Use |  | 2005-06-27 |  | Petroleum | Premium gasoline | Premium gasoline | Retail | Single Wall | Fiberglass coated steel |  |  | Fiberglass reinforced plastic |  | 1901-01-01 | Catchment Basin | Flow Rest 90% Full | Flow Rest 90% Full |  |  | Continuous Automatic Tank Gauge | Direct Bury submersible pump | Automatic shutoff device (AELLD) | Automatic shutoff device (AELLD) | [5 empty] | UST Currently In Use: 4; UST Temp Close: 0; AST Currently In Use: 0; AST Temp Closed: 0 | 4 | 0 | 0 | 23613-043-019031 | SHOOT-OUT AT DODGE CITY, LLC
50841 | Currently in Use |  | 2005-06-27 |  | Petroleum | On road diesel | On road diesel | Retail | Fiberglass coated steel | Fiberglass coated steel |  |  | Single Wall |  | 1901-01-01 | Catchment Basin | Flow Rest 90% Full | Flow Rest 90% Full |  |  | Continuous Automatic Tank Gauge | Direct Bury submersible pump | Automatic shutoff device (AELLD) | Automatic shutoff device (AELLD) | [5 empty] | UST Currently In Use: 4; UST Temp Close: 0; AST Currently In Use: 0; AST Temp Closed: 0 | 4 | 0 | 0 | 23613-043-019031 | SHOOT-OUT AT DODGE CITY, LLC
50842 | Currently in Use |  | 2005-06-27 |  | Petroleum | On road diesel | On road diesel | Retail | Fiberglass coated steel | Fiberglass coated steel |  |  | Double Wall |  | 1901-01-01 | Catchment Basin | Flow Rest 90% Full | Flow Rest 90% Full |  |  | Continuous Automatic Tank Gauge | Single walled submersible pump containment sump | Automatic shutoff device (AELLD) | Automatic shutoff device (AELLD) | Interstitial Monitoring within Secondary Containment | SENSOR TO ATG |  |  |  | UST Currently In Use: 4; UST Temp Close: 0; AST Currently In Use: 0; AST Temp Closed: 0 | 4 | 0 | 0 | 23613-043-019031 | SHOOT-OUT AT DODGE CITY, LLC
50843 | Currently in Use |  | 2005-07-07 |  | Petroleum | On road diesel | On road diesel | Bulk facility | Fiberglass coated steel | Fiberglass coated steel |  |  | Fiberglass reinforced plastic |  |  | Catchment Basin | Audible high level alarm At 90% full | Audible high level alarm At 90% full | Interstitial Monitoring within Secondary Containment |  | Automatic Tank Gauge |  | Containment Sump | Containment Sump | Interstitial Monitoring within Secondary Containment | SENSOR TO ATG | Continuous alarm system | Continuous alarm system |  | UST Currently In Use: 8; UST Temp Close: 0; AST Currently In Use: 0; AST Temp Closed: 0 | 8 | 0 | 0 | 24950-101-004226 | MOUNTAIN EXPRESS OIL CO. S.E.
50844 | Currently in Use |  | 1991-06-26 |  | Petroleum | Other, ETHANOL | Other | Industrial | Steel | Steel | Coated & cathodic protection (sti-P3) |  | Other |  |  | Catchment Basin | Audible high level alarm At 90% full | Audible high level alarm At 90% full |  |  | Automatic Tank Gauge |  | Containment Sump | Containment Sump | Interstitial Monitoring within Secondary Containment | SENSOR TO ATG | Continuous alarm system | Continuous alarm system |  | UST Currently In Use: 8; UST Temp Close: 0; AST Currently In Use: 0; AST Temp Closed: 0 | 8 | 0 | 0 | 24950-101-004226 | MOUNTAIN EXPRESS OIL CO. S.E.
50845 | Currently in Use |  | 2005-06-01 |  | Petroleum | Unleaded gasoline | Unleaded gasoline | Retail | Fiberglass coated steel | Double Wall |  |  | Fiberglass reinforced plastic |  | 2005-06-01 | Catchment Basin | Automatic shutoff device At 95% full | Automatic shutoff device At 95% full |  |  | Continuous Automatic Tank Gauge |  | Automatic shutoff device (AELLD) | Automatic shutoff device (AELLD) |  |  | Annual line testing | Annual line testing |  | UST Currently In Use: 2; UST Temp Close: 0; AST Currently In Use: 0; AST Temp Closed: 0 | 2 | 0 | 0 | 22176-101-019032 | CIRCLE K
50846 | Currently in Use |  | 2005-06-01 |  | Petroleum | Premium gasoline | Premium gasoline | Retail | Double Wall | Double Wall |  |  | Fiberglass reinforced plastic |  | 2005-06-01 | Catchment Basin | Automatic shutoff device At 95% full | Automatic shutoff device At 95% full |  |  | Continuous Automatic Tank Gauge |  | Automatic shutoff device (AELLD) | Automatic shutoff device (AELLD) |  |  | Annual line testing | Annual line testing |  | UST Currently In Use: 2; UST Temp Close: 0; AST Currently In Use: 0; AST Temp Closed: 0 | 2 | 0 | 0 | 22176-101-019032 | CIRCLE K
50850 | Currently in Use |  | 2004-08-18 |  | Petroleum | Unleaded gasoline | Unleaded gasoline | Retail | Fiberglass coated steel | Fiberglass coated steel |  |  | POLY-TECH | APT | 1901-01-01 | Catchment Basin | Flow Rest 90% Full | Flow Rest 90% Full |  |  | Continuous Automatic Tank Gauge |  | Automatic shutoff device (AELLD) | Automatic shutoff device (AELLD) | [5 empty] | UST Currently In Use: 2; UST Temp Close: 0; AST Currently In Use: 0; AST Temp Closed: 0 | 2 | 0 | 2 | 25900-117-011775 | GRANTOR: RAJPARI INC GRANTEE: SHREEMAITIDEVIMATA, LLC
50852 | Currently in Use |  | 2004-08-18 |  | Petroleum | On road diesel | On road diesel | Retail | Fiberglass coated steel | Fiberglass coated steel |  |  | POLY-TECH | APT | 1901-01-01 | Catchment Basin | Flow Rest 90% Full | Flow Rest 90% Full |  |  | Continuous Automatic Tank Gauge |  | Automatic shutoff device (AELLD) | Automatic shutoff device (AELLD) | [5 empty] | UST Currently In Use: 2; UST Temp Close: 0; AST Currently In Use: 0; AST Temp Closed: 0 | 2 | 0 | 2 | 25900-117-011775 | GRANTOR: RAJPARI INC GRANTEE: SHREEMAITIDEVIMATA, LLC
50853 | Permanently Closed | 2017-01-29 | 2005-06-06 | 2017-02-01 | Petroleum | Unleaded gasoline | Unleaded gasoline | Retail | Fiberglass reinforced plastic | Fiberglass reinforced plastic |  |  | Flexible |  | 1901-01-01 | Catchment Basin | Flow Rest 90% Full | Automatic shutoff device At 95% full | Interstitial Monitoring within Secondary Containment |  |  |  | Containment Sump | Containment Sump | Interstitial Monitoring within Secondary Containment |  | Annual line testing | Annual line testing |  | UST Currently In Use: 2; UST Temp Close: 0; AST Currently In Use: 0; AST Temp Closed: 0 | 2 | 0 | 2 | 13579-117-019033 | MURPHY OIL USA, INC.
50854 | Permanently Closed | 2017-01-30 | 2005-06-16 | 2017-02-01 | Petroleum | Premium gasoline | Premium gasoline | Retail | Fiberglass reinforced plastic | Fiberglass reinforced plastic |  |  | Flexible |  | 1901-01-01 | Catchment Basin | Flow Rest 90% Full | Automatic shutoff device At 95% full | Interstitial Monitoring within Secondary Containment |  |  |  | Containment Sump | Containment Sump | Interstitial Monitoring within Secondary Containment |  | Annual line testing | Annual line testing |  | UST Currently In Use: 2; UST Temp Close: 0; AST Currently In Use: 0; AST Temp Closed: 0 | 2 | 0 | 2 | 13579-117-019033 | MURPHY OIL USA, INC.
50855 | Currently in Use |  | 2005-04-26 |  | Petroleum | Unleaded gasoline | Unleaded gasoline | Retail | Double Wall | Double Wall |  |  | Double Wall |  | 1901-01-01 | Catchment Basin | Automatic shutoff device At 95% full | Automatic shutoff device At 95% full | Interstitial Monitoring within Secondary Containment | SENSOR TO ATG | Automatic Tank Gauge |  | Containment Sump | Automatic flow restrictor (MLLD) | Interstitial Monitoring within Secondary Containment | SENSOR TO ATG | Annual line testing | Annual line testing |  | UST Currently In Use: 3; UST Temp Close: 0; AST Currently In Use: 0; AST Temp Closed: 0 | 3 | 0 | 0 | 21237-089-019034 | SAM'S EAST, INC. C/O APTIM
50856 | Currently in Use |  | 2005-04-26 |  | Petroleum | Unleaded gasoline | Unleaded gasoline | Retail | Fiberglass reinforced plastic | Double Wall |  |  | Fiberglass reinforced plastic |  | 1901-01-01 | Catchment Basin | Automatic shutoff device At 95% full | Automatic shutoff device At 95% full | Interstitial Monitoring within Secondary Containment | SENSOR TO ATG | Automatic Tank Gauge |  | Automatic flow restrictor (MLLD) | Automatic flow restrictor (MLLD) | Interstitial Monitoring within Secondary Containment | SENSOR TO ATG | Annual line testing | Annual line testing |  | UST Currently In Use: 3; UST Temp Close: 0; AST Currently In Use: 0; AST Temp Closed: 0 | 3 | 0 | 0 | 21237-089-019034 | SAM'S EAST, INC. C/O APTIM
50857 | Currently in Use |  | 2005-04-26 |  | Petroleum | Premium gasoline | Premium gasoline | Retail | Fiberglass reinforced plastic | Double Wall |  |  | Fiberglass reinforced plastic |  | 1901-01-01 | Catchment Basin | Automatic shutoff device At 95% full | Automatic shutoff device At 95% full | Interstitial Monitoring within Secondary Containment | SENSOR TO ATG | Automatic Tank Gauge |  | Containment Sump | Automatic flow restrictor (MLLD) | Interstitial Monitoring within Secondary Containment | SENSOR TO ATG | Continuous alarm system | Annual line testing |  | UST Currently In Use: 3; UST Temp Close: 0; AST Currently In Use: 0; AST Temp Closed: 0 | 3 | 0 | 0 | 21237-089-019034 | SAM'S EAST, INC. C/O APTIM
50858 | Currently in Use |  | 2000-01-11 |  | Petroleum | Unleaded gasoline | Unleaded gasoline | Retail | Single Wall | Fiberglass coated steel |  |  | Flexible |  | 1901-01-01 | Catchment Basin | Flow Rest 90% Full | Flow Rest 90% Full |  |  | Continuous Automatic Tank Gauge | Single walled submersible pump containment sump | Containment Sump | Automatic shutoff device (AELLD) |  |  | Automatic electronic line leak detector (AELLD) | Automatic electronic line leak detector (AELLD) |  | UST Currently In Use: 2; UST Temp Close: 0; AST Currently In Use: 0; AST Temp Closed: 0 | 2 | 0 | 6 | 25700-127-004047 | BHAGAY CORP
50859 | Currently in Use |  | 2000-01-11 |  | Petroleum | Ethanol free gasoline | Ethanol free gasoline | Retail | Fiberglass coated steel | Fiberglass coated steel |  |  | Flexible |  | 1901-01-01 | Catchment Basin | Flow Rest 90% Full | Flow Rest 90% Full |  |  | Continuous Automatic Tank Gauge | Single walled submersible pump containment sump | Containment Sump | Automatic shutoff device (AELLD) |  |  | Automatic electronic line leak detector (AELLD) | Automatic electronic line leak detector (AELLD) |  | UST Currently In Use: 2; UST Temp Close: 0; AST Currently In Use: 0; AST Temp Closed: 0 | 2 | 0 | 6 | 25700-127-004047 | BHAGAY CORP
50860 | Currently in Use |  | 2003-08-13 |  | Petroleum | Unleaded gasoline | Unleaded gasoline | Retail | Double Wall | Double Wall |  |  | Double Wall | APT | 1901-01-01 | Catchment Basin | Flow Rest 90% Full | Flow Rest 90% Full |  |  | Continuous Automatic Tank Gauge |  | Containment Sump | Automatic flow restrictor (MLLD) |  |  | Annual line testing | Annual line testing |  | UST Currently In Use: 2; UST Temp Close: 0; AST Currently In Use: 0; AST Temp Closed: 0 | 2 | 0 | 0 | 22252-121-019037 | EVOLUTION HOLDINGS
50861 | Currently in Use |  | 2003-08-13 |  | Petroleum | Premium gasoline | Premium gasoline | Retail | 8P/4D | Double Wall |  |  | Flexible | APT | 1901-01-01 | Catchment Basin | Flow Rest 90% Full | Flow Rest 90% Full |  |  | Continuous Automatic Tank Gauge |  | Containment Sump | Automatic flow restrictor (MLLD) |  |  | Annual line testing | Annual line testing |  | UST Currently In Use: 2; UST Temp Close: 0; AST Currently In Use: 0; AST Temp Closed: 0 | 2 | 0 | 0 | 22252-121-019037 | EVOLUTION HOLDINGS
50862 | Currently in Use |  | 2003-11-20 |  | Petroleum | Unleaded gasoline | Unleaded gasoline | Retail | Fiberglass coated steel | Fiberglass coated steel |  |  | Double Wall | APT |  | Catchment Basin | Automatic shutoff device At 95% full | Automatic shutoff device At 95% full |  |  | Continuous Automatic Tank Gauge |  | Automatic shutoff device (AELLD) | Automatic shutoff device (AELLD) | [5 empty] | UST Currently In Use: 1; UST Temp Close: 0; AST Currently In Use: 0; AST Temp Closed: 0 | 1 | 0 | 0 | 25469-073-019038 | A2F LLC
50863 | Currently in Use |  | 1991-01-01 |  | Petroleum | Unleaded gasoline | Unleaded gasoline | Local government | Steel | Steel | Coated & cathodic protection (sti-P3) |  | Steel |  |  | Catchment Basin | Flow Rest 90% Full | Automatic shutoff device At 95% full |  |  | Continuous Automatic Tank Gauge |  | Automatic flow restrictor (MLLD) | Automatic flow restrictor (MLLD) |  |  | Annual line testing | Annual line testing |  | UST Currently In Use: 2; UST Temp Close: 0; AST Currently In Use: 0; AST Temp Closed: 0 | 2 | 0 | 3 | 15028-125-015734 | TUSCALOOSA CO. COMMISSION PUB. WORKS
50864 | Currently in Use |  | 1991-01-01 |  | Petroleum | On road diesel | On road diesel | Local government | Steel | Steel | Field installed cathodic protection |  | Steel |  |  | Catchment Basin | Automatic shutoff device At 95% full | Automatic shutoff device At 95% full |  |  | Continuous Automatic Tank Gauge |  | Automatic flow restrictor (MLLD) | Automatic flow restrictor (MLLD) |  |  | Annual line testing | Annual line testing |  | UST Currently In Use: 2; UST Temp Close: 0; AST Currently In Use: 0; AST Temp Closed: 0 | 2 | 0 | 3 | 15028-125-015734 | TUSCALOOSA CO. COMMISSION PUB. WORKS
50865 | Currently in Use |  | 2005-06-01 |  | Petroleum | Unleaded gasoline | Unleaded gasoline | Retail | Double Wall | Double Wall |  |  | Double Wall |  | 2005-06-01 | Catchment Basin | Audible high level alarm At 90% full | Audible high level alarm At 90% full | Interstitial Monitoring within Secondary Containment | SENSOR TO ATG | Continuous Automatic Tank Gauge | Single walled submersible pump containment sump | Automatic shutoff device (AELLD) | Automatic shutoff device (AELLD) |  | SENSOR TO ATG | Annual line testing | Annual line testing |  | UST Currently In Use: 3; UST Temp Close: 0; AST Currently In Use: 0; AST Temp Closed: 0 | 3 | 0 | 3 | 14001-115-000490 | RACETRAC PETROLEUM, INC.
50866 | Currently in Use |  | 2005-06-01 |  | Petroleum | On road diesel | On road diesel | Retail | Fiberglass reinforced plastic | Double Wall |  |  | Fiberglass reinforced plastic |  | 2005-06-01 | Catchment Basin | Audible high level alarm At 90% full | Audible high level alarm At 90% full | Interstitial Monitoring within Secondary Containment | SENSOR TO ATG | Continuous Automatic Tank Gauge | Single walled submersible pump containment sump | Containment Sump | Automatic shutoff device (AELLD) |  | SENSOR TO ATG | Continuous alarm system | Annual line testing |  | UST Currently In Use: 3; UST Temp Close: 0; AST Currently In Use: 0; AST Temp Closed: 0 | 3 | 0 | 3 | 14001-115-000490 | RACETRAC PETROLEUM, INC.
50867 | Currently in Use |  | 2005-06-01 |  | Petroleum | Premium gasoline | Premium gasoline | Retail | Fiberglass reinforced plastic | Double Wall |  |  | Fiberglass reinforced plastic |  | 2005-06-01 | Catchment Basin | Audible high level alarm At 90% full | Audible high level alarm At 90% full | Interstitial Monitoring within Secondary Containment | SENSOR TO ATG | Continuous Automatic Tank Gauge | Single walled submersible pump containment sump | Automatic shutoff device (AELLD) | Automatic shutoff device (AELLD) |  | SENSOR TO ATG | Continuous alarm system | Annual line testing |  | UST Currently In Use: 3; UST Temp Close: 0; AST Currently In Use: 0; AST Temp Closed: 0 | 3 | 0 | 3 | 14001-115-000490 | RACETRAC PETROLEUM, INC.
50868 | Currently in Use |  | 2005-01-01 |  | Petroleum | Unleaded gasoline | Unleaded gasoline | Industrial | Fiberglass coated steel | Fiberglass coated steel |  |  | Flexible |  | 1901-01-01 | Catchment Basin | Flow Rest 90% Full | Automatic shutoff device At 95% full | Interstitial Monitoring within Secondary Containment |  | Continuous Automatic Tank Gauge |  | Automatic flow restrictor (MLLD) | Automatic flow restrictor (MLLD) | Interstitial Monitoring within Secondary Containment | SENSOR TO ATG | Continuous alarm system | Continuous alarm system |  | UST Currently In Use: 1; UST Temp Close: 0; AST Currently In Use: 0; AST Temp Closed: 0 | 1 | 0 | 0 | 22224-097-019039 | JOHN G WALTON CONSTRUCTION
50869 | Currently in Use |  | 2005-07-01 |  | Petroleum | On road diesel | On road diesel | Local government | Fiberglass coated steel | Fiberglass coated steel |  |  | Fiberglass reinforced plastic |  | 1901-01-01 | Catchment Basin | Flow Rest 90% Full | Flow Rest 90% Full |  |  | Continuous Automatic Tank Gauge | [8 empty] | UST Currently In Use: 1; UST Temp Close: 0; AST Currently In Use: 0; AST Temp Closed: 0 | 1 | 0 | 0 | 10953-021-019040 | CHILTON COUNTY BOARD OF EDUCATION
50870 | Temporary Closed | 2002-06-01 | 1992-01-01 |  | Petroleum | Unleaded gasoline | Unleaded gasoline | Retail | Steel | Steel | Coated & cathodic protection (sti-P3) |  | Fiberglass reinforced plastic |  |  | Catchment Basin | Automatic shutoff device At 95% full | Automatic shutoff device At 95% full | [11 empty] | UST Currently In Use: 0; UST Temp Close: 2; AST Currently In Use: 0; AST Temp Closed: 0 | 0 | 2 | 3 | 10843-015-002740 | CARL ARMS
50871 | Temporary Closed | 2002-06-01 | 1992-01-01 |  | Petroleum | Mid-grade gasoline | Mid-grade gasoline | Retail | Steel | Steel | Coated & cathodic protection (sti-P3) |  | Fiberglass reinforced plastic |  |  | Catchment Basin | Automatic shutoff device At 95% full | Automatic shutoff device At 95% full | [11 empty] | UST Currently In Use: 0; UST Temp Close: 2; AST Currently In Use: 0; AST Temp Closed: 0 | 0 | 2 | 3 | 10843-015-002740 | CARL ARMS
50872 | Currently in Use |  | 1998-01-29 |  | Petroleum | On road diesel | On road diesel | Industrial | Steel | Single Wall | Coated & cathodic protection (sti-P3) |  | Double Wall |  |  | Catchment Basin | Automatic shutoff device At 95% full | Automatic shutoff device At 95% full |  |  | Automatic Tank Gauge |  | Automatic flow restrictor (MLLD) | Automatic flow restrictor (MLLD) |  |  | Annual line testing | Annual line testing |  | UST Currently In Use: 2; UST Temp Close: 0; AST Currently In Use: 0; AST Temp Closed: 0 | 2 | 0 | 3 | 14312-049-000010 | SAND MOUNTAIN ELECTRIC CO-OP
50873 | Currently in Use |  | 2005-01-15 |  | Petroleum | Unleaded gasoline | Unleaded gasoline | Retail | Fiberglass coated steel | Fiberglass coated steel |  |  | Fiberglass reinforced plastic |  | 2005-01-01 | Catchment Basin | Flow Rest 90% Full | Flow Rest 90% Full |  |  | Continuous Automatic Tank Gauge |  | Automatic shutoff device (AELLD) | Automatic shutoff device (AELLD) | [5 empty] | UST Currently In Use: 2; UST Temp Close: 0; AST Currently In Use: 0; AST Temp Closed: 0 | 2 | 0 | 0 | 22239-073-019041 | FEROZ AND AMYNAH JIWANI
50874 | Currently in Use |  | 2005-01-15 |  | Petroleum | Mid-grade gasoline | Mid-grade gasoline | Retail | Single Wall | Fiberglass coated steel |  |  | Double Wall |  | 2005-01-01 | Catchment Basin | Flow Rest 90% Full | Flow Rest 90% Full |  |  | Continuous Automatic Tank Gauge |  | Automatic shutoff device (AELLD) | Automatic shutoff device (AELLD) | [5 empty] | UST Currently In Use: 2; UST Temp Close: 0; AST Currently In Use: 0; AST Temp Closed: 0 | 2 | 0 | 0 | 22239-073-019041 | FEROZ AND AMYNAH JIWANI
50876 | Currently in Use |  | 2004-07-20 |  | Petroleum | Unleaded gasoline | Unleaded gasoline | Retail | Fiberglass coated steel | Fiberglass coated steel |  |  | Fiberglass reinforced plastic |  |  | Catchment Basin | Automatic shutoff device At 95% full | Automatic shutoff device At 95% full |  |  | Statistical Inventory Reconciliation (SIR) |  | Automatic flow restrictor (MLLD) | Automatic flow restrictor (MLLD) |  |  | Statistical inventory reconciliation (SIR) | Annual line testing |  | UST Currently In Use: 3; UST Temp Close: 0; AST Currently In Use: 0; AST Temp Closed: 0 | 3 | 0 | 0 | 25677-069-002414 | 3D LLC DBA DILLARD COUNTRY STORE
50877 | Permanently Closed | 1999-01-01 | 1994-05-01 |  | Petroleum | Unleaded gasoline | Unleaded gasoline | Retail | Steel | Steel | Coated & cathodic protection (sti-P3) |  | Fiberglass reinforced plastic |  | 1901-01-01 | Catchment Basin | Automatic shutoff device At 95% full | Automatic shutoff device At 95% full | [8 empty] | Annual line testing | Annual line testing |  | UST Currently In Use: 0; UST Temp Close: 0; AST Currently In Use: 0; AST Temp Closed: 0 | 0 | 0 | 3 | 22248-051-019043 | PATRICIA WARD
50878 | Permanently Closed | 1999-01-01 | 1994-05-01 |  | Petroleum | Mid-grade gasoline | Mid-grade gasoline | Retail | Steel | Steel | Coated & cathodic protection (sti-P3) |  | Fiberglass reinforced plastic |  | 1901-01-01 | Catchment Basin | Automatic shutoff device At 95% full | Automatic shutoff device At 95% full | [8 empty] | Annual line testing | Annual line testing |  | UST Currently In Use: 0; UST Temp Close: 0; AST Currently In Use: 0; AST Temp Closed: 0 | 0 | 0 | 3 | 22248-051-019043 | PATRICIA WARD
50879 | Permanently Closed | 1999-01-01 | 1994-05-01 |  | Petroleum | Premium gasoline | Premium gasoline | Retail | Steel | Steel | Coated & cathodic protection (sti-P3) |  | Fiberglass reinforced plastic |  | 1901-01-01 | Catchment Basin | Automatic shutoff device At 95% full | Automatic shutoff device At 95% full | [8 empty] | Annual line testing | Annual line testing |  | UST Currently In Use: 0; UST Temp Close: 0; AST Currently In Use: 0; AST Temp Closed: 0 | 0 | 0 | 3 | 22248-051-019043 | PATRICIA WARD
50880 | Currently in Use |  | 2004-06-15 |  | Petroleum | Unleaded gasoline | Unleaded gasoline | Retail | Fiberglass reinforced plastic | Fiberglass reinforced plastic |  |  | Flexible |  | 1901-01-01 | Catchment Basin | Automatic shutoff device At 95% full | Automatic shutoff device At 95% full |  |  | Automatic Tank Gauge |  | Containment Sump | Automatic flow restrictor (MLLD) | Interstitial Monitoring within Secondary Containment | SENSOR TO ATG | Annual line testing | Annual line testing |  | UST Currently In Use: 2; UST Temp Close: 0; AST Currently In Use: 0; AST Temp Closed: 0 | 2 | 0 | 2 | 25367-083-014720 | LUCY'S MARINA LLC
50881 | Currently in Use |  | 2004-06-15 |  | Petroleum | On road diesel | On road diesel | Retail | Fiberglass reinforced plastic | Fiberglass reinforced plastic |  |  | Double Wall |  | 1901-01-01 | Catchment Basin | Automatic shutoff device At 95% full | Automatic shutoff device At 95% full |  |  | Automatic Tank Gauge |  | Containment Sump | Automatic flow restrictor (MLLD) | Interstitial Monitoring within Secondary Containment | SENSOR TO ATG | Annual line testing | Annual line testing |  | UST Currently In Use: 2; UST Temp Close: 0; AST Currently In Use: 0; AST Temp Closed: 0 | 2 | 0 | 2 | 25367-083-014720 | LUCY'S MARINA LLC
50882 | Currently in Use |  | 2005-06-25 |  | Petroleum | Unleaded gasoline | Unleaded gasoline | Retail | Fiberglass coated steel | Fiberglass coated steel |  |  | Flexible |  |  | Catchment Basin | Flow Rest 90% Full | Flow Rest 90% Full |  |  | Continuous Automatic Tank Gauge |  | Containment Sump | Automatic shutoff device (AELLD) | [5 empty] | UST Currently In Use: 2; UST Temp Close: 1; AST Currently In Use: 0; AST Temp Closed: 0 | 2 | 1 | 4 | 24012-085-009804 | TM AMINUR RAHMAN
50883 | Currently in Use |  | 2005-06-25 |  | Petroleum | Premium gasoline | Premium gasoline | Retail | Fiberglass coated steel | Fiberglass coated steel |  |  | Flexible |  |  | Catchment Basin | Flow Rest 90% Full | Flow Rest 90% Full |  |  | Continuous Automatic Tank Gauge |  | Automatic shutoff device (AELLD) | Automatic shutoff device (AELLD) | [5 empty] | UST Currently In Use: 2; UST Temp Close: 1; AST Currently In Use: 0; AST Temp Closed: 0 | 2 | 1 | 4 | 24012-085-009804 | TM AMINUR RAHMAN
50884 | Currently in Use |  | 2004-04-01 |  | Petroleum | Unleaded gasoline | Unleaded gasoline | Retail | Double Wall | Double Wall |  |  | Double Wall | OPW | 2004-04-01 | Catchment Basin | Automatic shutoff device At 95% full | Automatic shutoff device At 95% full | Interstitial Monitoring within Secondary Containment | SENSOR TO ATG | Continuous Automatic Tank Gauge |  | Automatic flow restrictor (MLLD) | Automatic flow restrictor (MLLD) |  |  | Annual line testing | Annual line testing |  | UST Currently In Use: 2; UST Temp Close: 0; AST Currently In Use: 0; AST Temp Closed: 0 | 2 | 0 | 0 | 13526-073-019046 | MOORE OIL COMPANY, INC.
50886 | Currently in Use |  | 2004-04-01 |  | Petroleum | Premium gasoline | Premium gasoline | Retail | 8P/8D | Double Wall |  |  | Double Wall | OPW | 2004-04-01 | Catchment Basin | Automatic shutoff device At 95% full | Automatic shutoff device At 95% full | Interstitial Monitoring within Secondary Containment | SENSOR TO ATG | Continuous Automatic Tank Gauge |  | Containment Sump | Automatic flow restrictor (MLLD) |  |  | Annual line testing | Annual line testing |  | UST Currently In Use: 2; UST Temp Close: 0; AST Currently In Use: 0; AST Temp Closed: 0 | 2 | 0 | 0 | 13526-073-019046 | MOORE OIL COMPANY, INC.
50888 | Permanently Closed | 2010-06-01 | 1901-01-01 | 2010-09-14 | Petroleum | Unleaded gasoline | Unleaded gasoline |  | Steel | Steel | Coated & cathodic protection (sti-P3) |  | Fiberglass reinforced plastic |  |  | Catchment Basin | Flow Rest 90% Full | Flow Rest 90% Full |  |  | Automatic Tank Gauge |  |  |  | Interstitial Monitoring within Secondary Containment |  | Continuous alarm system | Continuous alarm system |  | UST Currently In Use: 0; UST Temp Close: 0; AST Currently In Use: 0; AST Temp Closed: 0 | 0 | 0 | 5 | 14532-069-000176 | SPANISH ACRES COUNTRY STORE INC
50889 | Permanently Closed | 2010-06-01 | 1901-01-01 | 2010-09-14 | Petroleum | Premium gasoline | Premium gasoline | Retail | Steel | Steel | Coated & cathodic protection (sti-P3) |  | Fiberglass reinforced plastic |  |  | Catchment Basin | Flow Rest 90% Full | Flow Rest 90% Full |  |  | Automatic Tank Gauge |  |  |  | Interstitial Monitoring within Secondary Containment |  | Continuous alarm system | Continuous alarm system |  | UST Currently In Use: 0; UST Temp Close: 0; AST Currently In Use: 0; AST Temp Closed: 0 | 0 | 0 | 5 | 14532-069-000176 | SPANISH ACRES COUNTRY STORE INC
50890 | Currently in Use |  | 2005-07-03 |  | Petroleum | Unleaded gasoline | Unleaded gasoline | Retail | Fiberglass coated steel | Fiberglass coated steel |  |  | Fiberglass reinforced plastic |  |  | Catchment Basin | Flow Rest 90% Full | Flow Rest 90% Full |  |  | Continuous Automatic Tank Gauge |  | Automatic shutoff device (AELLD) | Automatic shutoff device (AELLD) | [5 empty] | UST Currently In Use: 2; UST Temp Close: 1; AST Currently In Use: 0; AST Temp Closed: 0 | 2 | 1 | 3 | 20789-109-009673 | TONYA'S FAMILY GROC
50891 | Currently in Use |  | 2005-07-03 |  | Petroleum | Premium gasoline | Premium gasoline | Retail | Fiberglass coated steel | Fiberglass coated steel |  |  | Fiberglass reinforced plastic |  |  | Catchment Basin | Flow Rest 90% Full | Flow Rest 90% Full |  |  | Continuous Automatic Tank Gauge |  | Automatic shutoff device (AELLD) | Automatic shutoff device (AELLD) | [5 empty] | UST Currently In Use: 2; UST Temp Close: 1; AST Currently In Use: 0; AST Temp Closed: 0 | 2 | 1 | 3 | 20789-109-009673 | TONYA'S FAMILY GROC
50892 | Currently in Use |  | 2005-08-31 |  | Petroleum | Unleaded gasoline | Unleaded gasoline | Retail | Double Wall | Double Wall |  |  | APT |  | 1901-01-01 | Catchment Basin | Flow Rest 90% Full | Flow Rest 90% Full |  |  | Continuous Automatic Tank Gauge | Single walled submersible pump containment sump | Automatic shutoff device (AELLD) | Automatic shutoff device (AELLD) | [5 empty] | UST Currently In Use: 2; UST Temp Close: 0; AST Currently In Use: 0; AST Temp Closed: 0 | 2 | 0 | 0 | 25265-127-019047 | LGWS/CROSS AMERICA PARTNERS
50893 | Currently in Use |  | 2005-08-31 |  | Petroleum | Premium gasoline | Premium gasoline | Retail | Fiberglass coated steel | Double Wall |  |  | APT |  | 1901-01-01 | Catchment Basin | Flow Rest 90% Full | Flow Rest 90% Full |  |  | Continuous Automatic Tank Gauge | Single walled submersible pump containment sump | Automatic shutoff device (AELLD) | Automatic shutoff device (AELLD) | [5 empty] | UST Currently In Use: 2; UST Temp Close: 0; AST Currently In Use: 0; AST Temp Closed: 0 | 2 | 0 | 0 | 25265-127-019047 | LGWS/CROSS AMERICA PARTNERS
50895 | Currently in Use |  | 2005-01-17 |  | Petroleum | Unleaded gasoline | Unleaded gasoline | Retail | Fiberglass coated steel | Fiberglass coated steel |  |  | Flexible |  | 1901-01-01 | Catchment Basin | Flow Rest 90% Full | Automatic shutoff device At 95% full |  |  | Continuous Automatic Tank Gauge |  | Automatic flow restrictor (MLLD) | Automatic flow restrictor (MLLD) | Interstitial Monitoring within Secondary Containment | SENSOR TO ATG | Continuous alarm system | Continuous alarm system |  | UST Currently In Use: 3; UST Temp Close: 0; AST Currently In Use: 0; AST Temp Closed: 0 | 3 | 0 | 0 | 22264-125-019049 | MARY'S FUEL EXPRESS
50896 | Currently in Use |  | 2005-01-17 |  | Petroleum | Unleaded gasoline | Unleaded gasoline | Retail | Fiberglass coated steel | Fiberglass coated steel |  |  | Flexible |  | 1901-01-01 | Catchment Basin | Flow Rest 90% Full | Flow Rest 90% Full |  |  | Continuous Automatic Tank Gauge |  | Automatic flow restrictor (MLLD) | Automatic flow restrictor (MLLD) | Interstitial Monitoring within Secondary Containment | SENSOR TO ATG | Continuous alarm system | Continuous alarm system |  | UST Currently In Use: 3; UST Temp Close: 0; AST Currently In Use: 0; AST Temp Closed: 0 | 3 | 0 | 0 | 22264-125-019049 | MARY'S FUEL EXPRESS
50897 | Permanently Closed | 2010-02-01 | 1972-01-01 | 2015-02-09 | Petroleum | Unleaded gasoline | Unleaded gasoline | Retail | Single Wall | Single Wall | Field installed cathodic protection |  | Single Wall |  |  | Catchment Basin | Flow Rest 90% Full | Flow Rest 90% Full |  |  | Statistical Inventory Reconciliation (SIR) | [8 empty] | UST Currently In Use: 1; UST Temp Close: 0; AST Currently In Use: 0; AST Temp Closed: 0 | 1 | 0 | 2 | 22895-073-019050 | JAMES KIMBREL / KIMBRELL GROCERY LLC
50898 | Permanently Closed | 2010-06-01 | 1972-01-01 | 2015-02-09 | Petroleum | Premium gasoline | Premium gasoline | Retail | Steel | Single Wall | Field installed cathodic protection |  | Steel |  |  | Catchment Basin | Flow Rest 90% Full | Flow Rest 90% Full |  |  | Statistical Inventory Reconciliation (SIR) | [8 empty] | UST Currently In Use: 1; UST Temp Close: 0; AST Currently In Use: 0; AST Temp Closed: 0 | 1 | 0 | 2 | 22895-073-019050 | JAMES KIMBREL / KIMBRELL GROCERY LLC
50900 | Currently in Use |  | 2005-08-17 |  | Petroleum | Unleaded gasoline | Unleaded gasoline | Local government | Fiberglass coated steel | Double Wall |  |  | Flexible | APT | 1901-01-01 | Catchment Basin | Automatic shutoff device At 95% full | Automatic shutoff device At 95% full |  |  | Continuous Automatic Tank Gauge |  | Containment Sump | Automatic shutoff device (AELLD) | [5 empty] | UST Currently In Use: 2; UST Temp Close: 0; AST Currently In Use: 0; AST Temp Closed: 0 | 2 | 0 | 3 | 14016-111-010931 | RANDOLPH COUNTY COMMISSION
50901 | Currently in Use |  | 2005-08-17 |  | Petroleum | On road diesel | On road diesel | Local government | Double Wall | Double Wall |  |  | Flexible | APT | 1901-01-01 | Catchment Basin | Automatic shutoff device At 95% full | Automatic shutoff device At 95% full |  |  | Continuous Automatic Tank Gauge |  | Automatic shutoff device (AELLD) | Automatic shutoff device (AELLD) | [5 empty] | UST Currently In Use: 2; UST Temp Close: 0; AST Currently In Use: 0; AST Temp Closed: 0 | 2 | 0 | 3 | 14016-111-010931 | RANDOLPH COUNTY COMMISSION
50902 | Currently in Use |  | 2005-03-01 |  | Petroleum | Unleaded gasoline | Unleaded gasoline | Retail | Fiberglass reinforced plastic | Fiberglass reinforced plastic |  |  | Fiberglass reinforced plastic |  | 1901-01-01 | Catchment Basin | Flow Rest 90% Full | Flow Rest 90% Full |  |  | Continuous Automatic Tank Gauge |  | Automatic flow restrictor (MLLD) | Automatic flow restrictor (MLLD) |  |  | Annual line testing | Annual line testing |  | UST Currently In Use: 2; UST Temp Close: 0; AST Currently In Use: 0; AST Temp Closed: 0 | 2 | 0 | 4 | 21969-005-009808 | R H ENTERPRISES LLC
50903 | Currently in Use |  | 2005-03-01 |  | Petroleum | On road diesel | On road diesel | Retail | Fiberglass reinforced plastic | Fiberglass reinforced plastic |  |  | Fiberglass reinforced plastic |  | 1901-01-01 | Catchment Basin | Flow Rest 90% Full | Flow Rest 90% Full |  |  | Continuous Automatic Tank Gauge |  | Automatic flow restrictor (MLLD) | Automatic flow restrictor (MLLD) |  |  | Annual line testing | Annual line testing |  | UST Currently In Use: 2; UST Temp Close: 0; AST Currently In Use: 0; AST Temp Closed: 0 | 2 | 0 | 4 | 21969-005-009808 | R H ENTERPRISES LLC
50904 | Currently in Use |  | 2000-03-06 |  | Petroleum | Unleaded gasoline | Unleaded gasoline | Retail | Fiberglass coated steel | Fiberglass coated steel |  |  | Flexible |  | 1901-01-01 | Catchment Basin | Automatic shutoff device At 95% full | Automatic shutoff device At 95% full |  |  | Continuous Automatic Tank Gauge |  | Automatic flow restrictor (MLLD) | Automatic flow restrictor (MLLD) |  |  | Annual line testing | Annual line testing |  | UST Currently In Use: 3; UST Temp Close: 0; AST Currently In Use: 0; AST Temp Closed: 0 | 3 | 0 | 0 | 13929-003-019052 | PRINCE OIL COMPANY, INC.
50905 | Currently in Use |  | 2000-03-06 |  | Petroleum | Premium gasoline | Premium gasoline | Retail | Fiberglass coated steel | Fiberglass coated steel |  |  | Flexible |  | 1901-01-01 | Catchment Basin | Automatic shutoff device At 95% full | Automatic shutoff device At 95% full |  |  | Continuous Automatic Tank Gauge |  | Containment Sump | Automatic flow restrictor (MLLD) |  |  | Annual line testing | Annual line testing |  | UST Currently In Use: 3; UST Temp Close: 0; AST Currently In Use: 0; AST Temp Closed: 0 | 3 | 0 | 0 | 13929-003-019052 | PRINCE OIL COMPANY, INC.
50906 | Currently in Use |  | 2000-03-06 |  | Petroleum | On road diesel | On road diesel | Retail | Fiberglass coated steel | Fiberglass coated steel |  |  | Flexible |  | 1901-01-01 | Catchment Basin | Flow Rest 90% Full | Flow Rest 90% Full |  |  | Continuous Automatic Tank Gauge |  | Containment Sump | Automatic flow restrictor (MLLD) |  |  | Annual line testing | Annual line testing |  | UST Currently In Use: 3; UST Temp Close: 0; AST Currently In Use: 0; AST Temp Closed: 0 | 3 | 0 | 0 | 13929-003-019052 | PRINCE OIL COMPANY, INC.
50907 | Currently in Use |  | 2003-03-13 |  | Petroleum | Unleaded gasoline | Unleaded gasoline | Retail | Double Wall | Double Wall |  |  | Double Wall |  | 2022-10-01 | Catchment Basin | Automatic shutoff device At 95% full | Automatic shutoff device At 95% full |  |  | Continuous Automatic Tank Gauge |  | Automatic shutoff device (AELLD) | Automatic shutoff device (AELLD) | Interstitial Monitoring within Secondary Containment | SENSOR TO ATG |  |  |  | UST Currently In Use: 2; UST Temp Close: 0; AST Currently In Use: 0; AST Temp Closed: 0 | 2 | 0 | 0 | 22278-073-019053 | TWELFTH AVENUE PROPERITES, LLC
50908 | Currently in Use |  | 2003-03-13 |  | Petroleum | Premium gasoline | Premium gasoline | Retail | 8P/4D | Double Wall |  |  | Fiberglass reinforced plastic |  | 2022-10-01 | Catchment Basin | Automatic shutoff device At 95% full | Automatic shutoff device At 95% full | Interstitial Monitoring within Secondary Containment |  | Continuous Automatic Tank Gauge |  | Automatic shutoff device (AELLD) | Automatic shutoff device (AELLD) | Interstitial Monitoring within Secondary Containment | SENSOR TO ATG |  |  |  | UST Currently In Use: 2; UST Temp Close: 0; AST Currently In Use: 0; AST Temp Closed: 0 | 2 | 0 | 0 | 22278-073-019053 | TWELFTH AVENUE PROPERITES, LLC
50910 | Currently in Use |  | 2005-07-15 |  | Petroleum | On road diesel | On road diesel | Emergency Power Generator | Fiberglass reinforced plastic | Double Wall |  |  | Double Wall |  |  | Catchment Basin | Audible high level alarm At 90% full | Audible high level alarm At 90% full | Interstitial Monitoring within Secondary Containment | SENSOR TO ATG | Continuous Automatic Tank Gauge | Single walled submersible pump containment sump | Containment Sump | Containment Sump | Interstitial Monitoring within Secondary Containment | SENSOR TO ATG |  |  |  | UST Currently In Use: 1; UST Temp Close: 0; AST Currently In Use: 0; AST Temp Closed: 0 | 1 | 0 | 0 | 22282-093-019055 | MARION CO. REGIONAL MEDICAL CENTER
50911 | Currently in Use |  | 2005-06-15 |  | Petroleum | Unleaded gasoline | Unleaded gasoline | Retail | Fiberglass coated steel | Fiberglass coated steel |  |  | Other |  | 1901-01-01 | Catchment Basin | Flow Rest 90% Full | Flow Rest 90% Full | Interstitial Monitoring within Secondary Containment |  | Continuous Automatic Tank Gauge |  | Automatic shutoff device (AELLD) | Automatic shutoff device (AELLD) | [5 empty] | UST Currently In Use: 2; UST Temp Close: 0; AST Currently In Use: 0; AST Temp Closed: 0 | 2 | 0 | 0 | 22640-067-019056 | BAKERS REALITY, LLC.
50912 | Currently in Use |  | 2005-06-15 |  | Petroleum | Premium gasoline | Premium gasoline | Retail | Fiberglass coated steel | Fiberglass coated steel |  |  | FIBERGLASS |  | 1901-01-01 | Catchment Basin | Flow Rest 90% Full | Flow Rest 90% Full | Interstitial Monitoring within Secondary Containment |  | Continuous Automatic Tank Gauge |  | Automatic shutoff device (AELLD) | Automatic shutoff device (AELLD) |  |  | Annual line testing | Annual line testing |  | UST Currently In Use: 2; UST Temp Close: 0; AST Currently In Use: 0; AST Temp Closed: 0 | 2 | 0 | 0 | 22640-067-019056 | BAKERS REALITY, LLC.
50913 | Currently in Use |  | 2005-09-15 |  | Petroleum | Unleaded gasoline | Unleaded gasoline | Retail | Double Wall | Double Wall |  |  | Single Wall |  | 1901-01-01 | Catchment Basin | Automatic shutoff device At 95% full | Automatic shutoff device At 95% full | Interstitial Monitoring within Secondary Containment | SENSOR TO ATG |  |  | Automatic flow restrictor (MLLD) | Automatic flow restrictor (MLLD) |  |  | Annual line testing | Annual line testing |  | UST Currently In Use: 2; UST Temp Close: 0; AST Currently In Use: 0; AST Temp Closed: 0 | 2 | 0 | 0 | 13579-089-019057 | MURPHY OIL USA, INC.
50914 | Currently in Use |  | 2005-09-15 |  | Petroleum | Premium gasoline | Premium gasoline | Retail | Double Wall | Double Wall |  |  | Double Wall |  | 1901-01-01 | Catchment Basin | Automatic shutoff device At 95% full | Automatic shutoff device At 95% full | Interstitial Monitoring within Secondary Containment | SENSOR TO ATG |  |  | Containment Sump | Automatic flow restrictor (MLLD) | Interstitial Monitoring within Secondary Containment | SENSOR TO ATG | Annual line testing | Annual line testing |  | UST Currently In Use: 2; UST Temp Close: 0; AST Currently In Use: 0; AST Temp Closed: 0 | 2 | 0 | 0 | 13579-089-019057 | MURPHY OIL USA, INC.
50915 | Currently in Use |  | 2006-01-01 |  | Petroleum | Unleaded gasoline | Unleaded gasoline | Retail | Fiberglass reinforced plastic | Fiberglass reinforced plastic |  |  | UPP |  | 1901-01-01 | Catchment Basin | Automatic shutoff device At 95% full | Automatic shutoff device At 95% full | Interstitial Monitoring within Secondary Containment | SENSOR TO ATG |  |  | Automatic flow restrictor (MLLD) | Automatic flow restrictor (MLLD) |  | SENSOR TO ATG | Annual line testing | Annual line testing |  | UST Currently In Use: 2; UST Temp Close: 0; AST Currently In Use: 0; AST Temp Closed: 0 | 2 | 0 | 0 | 13579-091-019058 | MURPHY OIL USA, INC.
50916 | Currently in Use |  | 2006-01-04 |  | Petroleum | Premium gasoline | Premium gasoline | Retail | Fiberglass reinforced plastic | Fiberglass reinforced plastic |  |  | UPP |  | 1901-01-01 | Catchment Basin | Automatic shutoff device At 95% full | Automatic shutoff device At 95% full | Interstitial Monitoring within Secondary Containment | SENSOR TO ATG |  |  | Automatic flow restrictor (MLLD) | Automatic flow restrictor (MLLD) |  | SENSOR TO ATG | Annual line testing | Annual line testing |  | UST Currently In Use: 2; UST Temp Close: 0; AST Currently In Use: 0; AST Temp Closed: 0 | 2 | 0 | 0 | 13579-091-019058 | MURPHY OIL USA, INC.
50917 | Permanently Closed | 2005-12-20 | 2003-01-02 | 2006-07-21 | Petroleum | Unleaded gasoline | Unleaded gasoline | Retail | Fiberglass coated steel | Fiberglass coated steel |  |  | Flexible |  | 1901-01-01 | Catchment Basin | Flow Rest 90% Full | Flow Rest 90% Full |  |  | Continuous Automatic Tank Gauge |  |  |  | Interstitial Monitoring within Secondary Containment |  | Continuous alarm system | Continuous alarm system |  | UST Currently In Use: 2; UST Temp Close: 0; AST Currently In Use: 0; AST Temp Closed: 0 | 2 | 0 | 2 | 25799-073-019059 | WILLATH OIL COMPANY LLC
50918 | Permanently Closed | 2005-12-20 | 2003-01-02 | 2006-07-21 | Petroleum | Premium gasoline | Premium gasoline | Retail | Fiberglass coated steel | Fiberglass coated steel |  |  | Flexible |  | 1901-01-01 | Catchment Basin | Flow Rest 90% Full | Flow Rest 90% Full |  |  | Continuous Automatic Tank Gauge |  |  |  | Interstitial Monitoring within Secondary Containment |  | Continuous alarm system | Continuous alarm system |  | UST Currently In Use: 2; UST Temp Close: 0; AST Currently In Use: 0; AST Temp Closed: 0 | 2 | 0 | 2 | 25799-073-019059 | WILLATH OIL COMPANY LLC
50919 | Currently in Use |  | 2003-01-01 |  | Petroleum | Unleaded gasoline | Unleaded gasoline | Retail | Fiberglass coated steel | Fiberglass coated steel |  |  | Flexible | SA&TCI | 1901-01-01 | Catchment Basin | Flow Rest 90% Full | Flow Rest 90% Full |  |  | Automatic Tank Gauge |  | Automatic flow restrictor (MLLD) | Automatic flow restrictor (MLLD) |  |  | Annual line testing | Annual line testing |  | UST Currently In Use: 2; UST Temp Close: 0; AST Currently In Use: 0; AST Temp Closed: 0 | 2 | 0 | 0 | 25235-073-019060 | MOHAMED NASHER
50920 | Currently in Use |  | 2003-01-01 |  | Petroleum | Premium gasoline | Premium gasoline | Retail | Fiberglass coated steel | Fiberglass coated steel |  |  | Double Wall | SA&TCI | 1901-01-01 | Catchment Basin | Flow Rest 90% Full | Flow Rest 90% Full |  |  | Continuous Automatic Tank Gauge |  | EXEMPT | Automatic flow restrictor (MLLD) |  | SENSOR TO ATG | Annual line testing | Annual line testing |  | UST Currently In Use: 2; UST Temp Close: 0; AST Currently In Use: 0; AST Temp Closed: 0 | 2 | 0 | 0 | 25235-073-019060 | MOHAMED NASHER
50921 | Currently in Use |  | 2003-03-01 |  | Petroleum | On road diesel | On road diesel | Retail | Fiberglass coated steel | Fiberglass coated steel |  |  | Flexible |  | 1901-01-01 | Catchment Basin | Flow Rest 90% Full | Automatic shutoff device At 95% full |  |  | Continuous Automatic Tank Gauge | [8 empty] | UST Currently In Use: 4; UST Temp Close: 0; AST Currently In Use: 0; AST Temp Closed: 0 | 4 | 0 | 0 | 20411-125-018800 | DC OIL COMPANY
50922 | Currently in Use |  | 2005-10-10 |  | Petroleum | Unleaded gasoline | Unleaded gasoline | Retail | Fiberglass coated steel | Double Wall |  |  | 2 PIECES |  | 1901-01-01 | Catchment Basin | Flow Rest 90% Full | Flow Rest 90% Full | Interstitial Monitoring within Secondary Containment | SENSOR TO ATG | Continuous Automatic Tank Gauge |  | Automatic shutoff device (AELLD) | Automatic shutoff device (AELLD) |  |  | Automatic electronic line leak detector (AELLD) | Automatic electronic line leak detector (AELLD) |  | UST Currently In Use: 2; UST Temp Close: 0; AST Currently In Use: 0; AST Temp Closed: 0 | 2 | 0 | 5 | 22209-073-007744 | HUNG V PHAN
50923 | Currently in Use |  | 2005-10-10 |  | Petroleum | Premium gasoline | Premium gasoline | Retail | Double Wall | Double Wall |  |  | Double Wall |  | 1901-01-01 | Catchment Basin | Flow Rest 90% Full | Flow Rest 90% Full | Interstitial Monitoring within Secondary Containment | SENSOR TO ATG | Continuous Automatic Tank Gauge |  | Containment Sump | Automatic shutoff device (AELLD) |  |  | Automatic electronic line leak detector (AELLD) | Automatic electronic line leak detector (AELLD) |  | UST Currently In Use: 2; UST Temp Close: 0; AST Currently In Use: 0; AST Temp Closed: 0 | 2 | 0 | 5 | 22209-073-007744 | HUNG V PHAN
50924 | Currently in Use |  | 2005-07-18 |  | Petroleum | Unleaded gasoline | Unleaded gasoline | Retail | Fiberglass reinforced plastic | Fiberglass reinforced plastic |  |  | Fiberglass reinforced plastic |  | 1901-01-01 | Catchment Basin | Flow Rest 90% Full | Flow Rest 90% Full |  |  | Continuous Automatic Tank Gauge |  | Automatic shutoff device (AELLD) | Automatic shutoff device (AELLD) | [5 empty] | UST Currently In Use: 2; UST Temp Close: 0; AST Currently In Use: 0; AST Temp Closed: 0 | 2 | 0 | 0 | 22302-113-019061 | MARTIN GRIGGS - C/O FREEDOM FUELS
50925 | Currently in Use |  | 2005-07-18 |  | Petroleum | Premium gasoline | Premium gasoline |  | Fiberglass reinforced plastic | Fiberglass reinforced plastic |  |  | Fiberglass reinforced plastic |  | 1901-01-01 | Catchment Basin | Flow Rest 90% Full | Flow Rest 90% Full |  |  | Continuous Automatic Tank Gauge |  | Containment Sump | Automatic shutoff device (AELLD) | [5 empty] | UST Currently In Use: 2; UST Temp Close: 0; AST Currently In Use: 0; AST Temp Closed: 0 | 2 | 0 | 0 | 22302-113-019061 | MARTIN GRIGGS - C/O FREEDOM FUELS
50928 | Currently in Use |  | 2005-11-01 |  | Petroleum | Unleaded gasoline | Unleaded gasoline | Retail | Single Wall | Fiberglass coated steel |  |  | Double Wall |  | 2005-11-01 | Catchment Basin | Flow Rest 90% Full | Flow Rest 90% Full |  |  | Continuous Automatic Tank Gauge |  | Automatic shutoff device (AELLD) | Automatic shutoff device (AELLD) | [5 empty] | UST Currently In Use: 3; UST Temp Close: 0; AST Currently In Use: 0; AST Temp Closed: 0 | 3 | 0 | 3 | 21274-095-008058 | H OIL, INC.
50929 | Currently in Use |  | 2005-11-01 |  | Petroleum | Premium gasoline | Premium gasoline | Retail | Fiberglass coated steel | Fiberglass coated steel |  |  | Double Wall |  | 2005-11-01 | Catchment Basin | Flow Rest 90% Full | Flow Rest 90% Full |  |  | Continuous Automatic Tank Gauge | Single walled submersible pump containment sump | Automatic shutoff device (AELLD) | Automatic shutoff device (AELLD) | [5 empty] | UST Currently In Use: 3; UST Temp Close: 0; AST Currently In Use: 0; AST Temp Closed: 0 | 3 | 0 | 3 | 21274-095-008058 | H OIL, INC.
50930 | Currently in Use |  | 2005-11-01 |  | Petroleum | On road diesel | On road diesel | Retail | Fiberglass coated steel | Fiberglass coated steel |  |  | Fiberglass reinforced plastic |  | 2005-11-01 | Catchment Basin | Flow Rest 90% Full | Flow Rest 90% Full |  |  | Continuous Automatic Tank Gauge | Single walled submersible pump containment sump | Automatic shutoff device (AELLD) | Automatic shutoff device (AELLD) | [5 empty] | UST Currently In Use: 3; UST Temp Close: 0; AST Currently In Use: 0; AST Temp Closed: 0 | 3 | 0 | 3 | 21274-095-008058 | H OIL, INC.
50931 | Currently in Use |  | 2005-08-25 |  | Petroleum | Unleaded gasoline | Unleaded gasoline | Retail | Double Wall | Double Wall |  |  | Flexible | OPW | 1901-01-01 | Catchment Basin | Automatic shutoff device At 95% full | Automatic shutoff device At 95% full | Interstitial Monitoring within Secondary Containment | SENSOR TO ATG | Automatic Tank Gauge |  | Containment Sump | Automatic flow restrictor (MLLD) | Interstitial Monitoring within Secondary Containment | SENSOR TO ATG | Continuous alarm system | Continuous alarm system |  | UST Currently In Use: 2; UST Temp Close: 0; AST Currently In Use: 0; AST Temp Closed: 0 | 2 | 0 | 0 | 21237-073-019062 | SAM'S EAST, INC. C/O APTIM
50933 | Currently in Use |  | 2005-08-25 |  | Petroleum | Premium gasoline | Premium gasoline | Retail | Double Wall | Double Wall |  |  | Double Wall | OPW | 1901-01-01 | Catchment Basin | Automatic shutoff device At 95% full | Automatic shutoff device At 95% full | Interstitial Monitoring within Secondary Containment | SENSOR TO ATG | Automatic Tank Gauge |  | Automatic flow restrictor (MLLD) | Automatic flow restrictor (MLLD) | Interstitial Monitoring within Secondary Containment | SENSOR TO ATG | Continuous alarm system | Continuous alarm system |  | UST Currently In Use: 2; UST Temp Close: 0; AST Currently In Use: 0; AST Temp Closed: 0 | 2 | 0 | 0 | 21237-073-019062 | SAM'S EAST, INC. C/O APTIM
50934 | Currently in Use |  | 2005-10-16 |  | Petroleum | On road diesel | On road diesel | Retail | ACT 100 | Fiberglass coated steel |  |  | Fiberglass reinforced plastic |  | 1901-01-01 | Catchment Basin | Automatic shutoff device At 95% full | Automatic shutoff device At 95% full | Interstitial Monitoring within Secondary Containment |  | Continuous Automatic Tank Gauge |  | Containment Sump | Automatic flow restrictor (MLLD) | Interstitial Monitoring within Secondary Containment | SENSOR TO ATG | Continuous alarm system | Continuous alarm system |  | UST Currently In Use: 4; UST Temp Close: 0; AST Currently In Use: 0; AST Temp Closed: 0 | 4 | 0 | 0 | 21461-003-018755 | ELBERTA FARMERS CO OP
50936 | Currently in Use |  | 2005-11-06 |  | Petroleum | Unleaded gasoline | Unleaded gasoline | Industrial | Double Wall | Double Wall |  |  | Fiberglass reinforced plastic |  | 1901-01-01 | Catchment Basin | Automatic shutoff device At 95% full | Automatic shutoff device At 95% full |  |  | Automatic Tank Gauge | [8 empty] | UST Currently In Use: 1; UST Temp Close: 0; AST Currently In Use: 0; AST Temp Closed: 0 | 1 | 0 | 1 | 17562-015-010030 | BOOZER LAMINATED BEAM CO INC
50937 | Currently in Use |  | 2005-07-01 |  | Petroleum | Premium gasoline | Premium gasoline | Retail | Fiberglass coated steel | Fiberglass coated steel |  |  | PS150 APT |  | 1901-01-01 | Catchment Basin | Flow Rest 90% Full | Flow Rest 90% Full |  |  | Continuous Automatic Tank Gauge |  | Containment Sump | Automatic flow restrictor (MLLD) |  |  | Annual line testing | Annual line testing |  | UST Currently In Use: 2; UST Temp Close: 0; AST Currently In Use: 0; AST Temp Closed: 0 | 2 | 0 | 0 | 25071-123-019064 | ABDUL WAHID
50938 | Currently in Use |  | 2005-07-01 |  | Petroleum | Unleaded gasoline | Unleaded gasoline | Retail | Single Wall | Fiberglass coated steel |  |  | APT PS150 |  | 1901-01-01 | Catchment Basin | Flow Rest 90% Full | Flow Rest 90% Full |  |  | Continuous Automatic Tank Gauge |  | Containment Sump | Automatic flow restrictor (MLLD) |  |  | Annual line testing | Annual line testing |  | UST Currently In Use: 2; UST Temp Close: 0; AST Currently In Use: 0; AST Temp Closed: 0 | 2 | 0 | 0 | 25071-123-019064 | ABDUL WAHID
50939 | Currently in Use |  | 2005-10-21 |  | Petroleum | Unleaded gasoline | Unleaded gasoline | State/federal government | Fiberglass reinforced plastic | Fiberglass reinforced plastic |  |  | Flexible |  | 1901-01-01 | Catchment Basin | Flow Rest 90% Full | Flow Rest 90% Full | Interstitial Monitoring within Secondary Containment |  | Continuous Automatic Tank Gauge |  | Containment Sump | Automatic shutoff device (AELLD) |  |  | Annual line testing | Annual line testing |  | UST Currently In Use: 2; UST Temp Close: 0; AST Currently In Use: 0; AST Temp Closed: 0 | 2 | 0 | 0 | 14671-117-019066 | ALABAMA DEPARTMENT OF TRANSPORTATION
50940 | Currently in Use |  | 2005-10-21 |  | Petroleum | On road diesel | On road diesel | State/federal government | Fiberglass reinforced plastic | Fiberglass reinforced plastic |  |  | Fiberglass reinforced plastic |  | 1901-01-01 | Catchment Basin | Flow Rest 90% Full | Flow Rest 90% Full | Interstitial Monitoring within Secondary Containment |  | Continuous Automatic Tank Gauge |  | Containment Sump | Automatic shutoff device (AELLD) | Interstitial Monitoring within Secondary Containment |  | Annual line testing | Annual line testing |  | UST Currently In Use: 2; UST Temp Close: 0; AST Currently In Use: 0; AST Temp Closed: 0 | 2 | 0 | 0 | 14671-117-019066 | ALABAMA DEPARTMENT OF TRANSPORTATION
50941 | Currently in Use |  | 2005-09-22 |  | Petroleum | Unleaded gasoline | Unleaded gasoline | Retail | Fiberglass coated steel | Fiberglass coated steel |  |  | Double Wall |  | 1901-01-01 | Catchment Basin | Automatic shutoff device At 95% full | Automatic shutoff device At 95% full |  |  | Automatic Tank Gauge |  | Automatic flow restrictor (MLLD) | Automatic flow restrictor (MLLD) |  |  | Annual line testing | Annual line testing |  | UST Currently In Use: 1; UST Temp Close: 0; AST Currently In Use: 0; AST Temp Closed: 0 | 1 | 0 | 2 | 24350-063-012013 | HARI HAR LLC
50942 | Currently in Use |  | 2005-07-27 |  | Petroleum | On road diesel | On road diesel | Retail | Double Wall | Double Wall |  |  | Double Wall |  | 1901-01-01 | Catchment Basin | Automatic shutoff device At 95% full | Automatic shutoff device At 95% full | Interstitial Monitoring within Secondary Containment |  | Other |  | Containment Sump | Automatic flow restrictor (MLLD) |  |  | Other | Other |  | UST Currently In Use: 5; UST Temp Close: 0; AST Currently In Use: 0; AST Temp Closed: 0 | 5 | 0 | 0 | 19984-085-019067 | PILOT TRAVEL CENTERS, LLC
50943 | Currently in Use |  | 2005-07-27 |  | Petroleum | On road diesel | On road diesel | Retail | Fiberglass reinforced plastic | Double Wall |  |  | Fiberglass reinforced plastic |  | 1901-01-01 | Catchment Basin | Automatic shutoff device At 95% full | Automatic shutoff device At 95% full | Interstitial Monitoring within Secondary Containment | SENSOR TO ATG | Other |  | Containment Sump | Automatic flow restrictor (MLLD) |  |  | Other | Other |  | UST Currently In Use: 5; UST Temp Close: 0; AST Currently In Use: 0; AST Temp Closed: 0 | 5 | 0 | 0 | 19984-085-019067 | PILOT TRAVEL CENTERS, LLC
50944 | Currently in Use |  | 2005-07-27 |  | Petroleum | On road diesel | On road diesel | Retail | Double Wall | Double Wall |  |  | Fiberglass reinforced plastic |  | 1901-01-01 | Catchment Basin | Automatic shutoff device At 95% full | Automatic shutoff device At 95% full | Interstitial Monitoring within Secondary Containment |  | Other |  | Automatic flow restrictor (MLLD) | Automatic flow restrictor (MLLD) |  |  | WARREN ROG | Other |  | UST Currently In Use: 5; UST Temp Close: 0; AST Currently In Use: 0; AST Temp Closed: 0 | 5 | 0 | 0 | 19984-085-019067 | PILOT TRAVEL CENTERS, LLC
50945 | Currently in Use |  | 2005-07-27 |  | Petroleum | Unleaded gasoline | Unleaded gasoline | Retail | Double Wall | Double Wall |  |  | Fiberglass reinforced plastic |  | 1901-01-01 | Catchment Basin | Automatic shutoff device At 95% full | Automatic shutoff device At 95% full | Interstitial Monitoring within Secondary Containment |  | Other |  | Containment Sump | Automatic flow restrictor (MLLD) |  |  | WARREN ROG | Other |  | UST Currently In Use: 5; UST Temp Close: 0; AST Currently In Use: 0; AST Temp Closed: 0 | 5 | 0 | 0 | 19984-085-019067 | PILOT TRAVEL CENTERS, LLC
50946 | Currently in Use |  | 2005-07-27 |  | Petroleum | Premium gasoline | Premium gasoline | Retail | Double Wall | Double Wall |  |  | Fiberglass reinforced plastic |  | 1901-01-01 | Catchment Basin | Automatic shutoff device At 95% full | Automatic shutoff device At 95% full | Interstitial Monitoring within Secondary Containment |  | Other |  | Containment Sump | Automatic flow restrictor (MLLD) |  |  | Other | Other |  | UST Currently In Use: 5; UST Temp Close: 0; AST Currently In Use: 0; AST Temp Closed: 0 | 5 | 0 | 0 | 19984-085-019067 | PILOT TRAVEL CENTERS, LLC
50947 | Currently in Use |  | 2005-08-01 |  | Petroleum | Unleaded gasoline | Unleaded gasoline | Retail | Fiberglass coated steel | Fiberglass coated steel |  |  | Fiberglass reinforced plastic |  | 1901-01-01 | Catchment Basin | Automatic shutoff device At 95% full | Automatic shutoff device At 95% full |  |  | Automatic Tank Gauge |  | Containment Sump | Automatic flow restrictor (MLLD) |  |  | Continuous alarm system | Annual line testing |  | UST Currently In Use: 2; UST Temp Close: 0; AST Currently In Use: 0; AST Temp Closed: 0 | 2 | 0 | 0 | 25832-115-019069 | GPM EMPIRE LLC
50948 | Currently in Use |  | 2005-08-01 |  | Petroleum | Premium gasoline | Premium gasoline | Retail | Fiberglass coated steel | Fiberglass coated steel |  |  | Fiberglass reinforced plastic |  | 1901-01-01 | Catchment Basin | Flow Rest 90% Full | Flow Rest 90% Full |  |  | Automatic Tank Gauge |  | Containment Sump | Automatic flow restrictor (MLLD) |  |  | Annual line testing | Annual line testing |  | UST Currently In Use: 2; UST Temp Close: 0; AST Currently In Use: 0; AST Temp Closed: 0 | 2 | 0 | 0 | 25832-115-019069 | GPM EMPIRE LLC
50950 | Currently in Use |  | 2005-11-16 |  | Petroleum | Unleaded gasoline | Unleaded gasoline | Retail | Fiberglass reinforced plastic | Fiberglass reinforced plastic |  |  | DBWALL |  | 1901-01-01 | Catchment Basin | Automatic shutoff device At 95% full | Automatic shutoff device At 95% full | Interstitial Monitoring within Secondary Containment |  | Continuous Automatic Tank Gauge |  | Automatic shutoff device (AELLD) | Automatic shutoff device (AELLD) | Interstitial Monitoring within Secondary Containment |  | Continuous alarm system | Continuous alarm system |  | UST Currently In Use: 1; UST Temp Close: 0; AST Currently In Use: 0; AST Temp Closed: 0 | 1 | 0 | 0 | 22352-117-019070 | CROW MILLS, LLC
50951 | Currently in Use |  | 2005-08-17 |  | Petroleum | On road diesel | On road diesel | Industrial | DBWALL | Double Wall |  |  | 2 PIECES |  | 2005-08-17 | Catchment Basin | Automatic shutoff device At 95% full | Automatic shutoff device At 95% full | Interstitial Monitoring within Secondary Containment | SENSOR TO ATG | Continuous Automatic Tank Gauge |  | Containment Sump | Automatic flow restrictor (MLLD) | [5 empty] | UST Currently In Use: 1; UST Temp Close: 0; AST Currently In Use: 0; AST Temp Closed: 0 | 1 | 0 | 0 | 22354-073-019071 | PBG,INC
50952 | Currently in Use |  | 2005-07-11 |  | Petroleum | Unleaded gasoline | Unleaded gasoline | Retail | Fiberglass coated steel | Fiberglass coated steel |  |  | Double Wall |  |  | Catchment Basin | Automatic shutoff device At 95% full | Automatic shutoff device At 95% full |  |  | Continuous Automatic Tank Gauge | Single walled submersible pump containment sump | Automatic shutoff device (AELLD) | Automatic shutoff device (AELLD) | [5 empty] | UST Currently In Use: 2; UST Temp Close: 0; AST Currently In Use: 0; AST Temp Closed: 0 | 2 | 0 | 0 | 11379-033-019072 | SIBLEY OIL COMPANY
50953 | Currently in Use |  | 2005-07-11 |  | Petroleum | On road diesel | On road diesel | Retail | Fiberglass coated steel | Fiberglass coated steel |  |  | Double Wall |  |  | Catchment Basin | Automatic shutoff device At 95% full | Automatic shutoff device At 95% full |  |  | Continuous Automatic Tank Gauge | Single walled submersible pump containment sump | Automatic shutoff device (AELLD) | Automatic shutoff device (AELLD) | [5 empty] | UST Currently In Use: 2; UST Temp Close: 0; AST Currently In Use: 0; AST Temp Closed: 0 | 2 | 0 | 0 | 11379-033-019072 | SIBLEY OIL COMPANY
50954 | Permanently Closed | 2001-05-11 | 1999-07-24 | 2008-05-11 | Petroleum | Unleaded gasoline | Unleaded gasoline | Retail | Steel | Steel | Field installed cathodic protection |  | Fiberglass reinforced plastic |  | 1901-01-01 | Catchment Basin | Flow Rest 90% Full | Flow Rest 90% Full |  |  | Automatic Tank Gauge | [5 empty] | Annual line testing | Annual line testing |  | UST Currently In Use: 0; UST Temp Close: 0; AST Currently In Use: 0; AST Temp Closed: 0 | 0 | 0 | 4 | 22537-127-009023 | LOREN WEAVER
50955 | Currently in Use |  | 2005-10-11 |  | Petroleum | Unleaded gasoline | Unleaded gasoline | Retail | Fiberglass coated steel | Fiberglass coated steel |  |  | Flexible |  | 1901-01-01 | Catchment Basin | Flow Rest 90% Full | Flow Rest 90% Full |  |  | Continuous Automatic Tank Gauge |  | Automatic flow restrictor (MLLD) | Automatic flow restrictor (MLLD) |  |  | Annual line testing | Annual line testing |  | UST Currently In Use: 1; UST Temp Close: 0; AST Currently In Use: 0; AST Temp Closed: 0 | 1 | 0 | 0 | 24199-031-019073 | JERRY SULLIVANT
50956 | Currently in Use |  | 2006-01-26 |  | Petroleum | Unleaded gasoline | Unleaded gasoline | Retail | Fiberglass coated steel | Fiberglass coated steel |  |  | Fiberglass reinforced plastic |  | 1901-01-01 | Catchment Basin | Flow Rest 90% Full | Flow Rest 90% Full |  |  | Automatic Tank Gauge |  | Automatic shutoff device (AELLD) | Automatic shutoff device (AELLD) | [5 empty] | UST Currently In Use: 2; UST Temp Close: 0; AST Currently In Use: 0; AST Temp Closed: 0 | 2 | 0 | 0 | 17990-117-019074 | KIDD DEVELOPMENT CO
50957 | Currently in Use |  | 2006-01-26 |  | Petroleum | Premium gasoline | Premium gasoline | Retail | Fiberglass coated steel | Fiberglass coated steel |  |  | Fiberglass reinforced plastic |  | 1901-01-01 | Catchment Basin | Flow Rest 90% Full | Flow Rest 90% Full |  |  | Automatic Tank Gauge |  | Automatic shutoff device (AELLD) | Automatic shutoff device (AELLD) | [5 empty] | UST Currently In Use: 2; UST Temp Close: 0; AST Currently In Use: 0; AST Temp Closed: 0 | 2 | 0 | 0 | 17990-117-019074 | KIDD DEVELOPMENT CO
50958 | Currently in Use |  | 2005-09-05 |  | Petroleum | Unleaded gasoline | Unleaded gasoline | Retail | Fiberglass coated steel | Double Wall |  |  | Fiberglass reinforced plastic |  |  | Catchment Basin | Automatic shutoff device At 95% full | Automatic shutoff device At 95% full |  |  | Continuous Automatic Tank Gauge | Single walled submersible pump containment sump | Containment Sump | Automatic shutoff device (AELLD) | [5 empty] | UST Currently In Use: 3; UST Temp Close: 0; AST Currently In Use: 0; AST Temp Closed: 0 | 3 | 0 | 0 | 21867-079-019075 | D&S INVESTMENTS, INC.
50959 | Currently in Use |  | 2005-09-05 |  | Petroleum | Premium gasoline | Premium gasoline | Retail | Fiberglass coated steel | Double Wall |  |  | Fiberglass reinforced plastic |  |  | Catchment Basin | Automatic shutoff device At 95% full | Automatic shutoff device At 95% full |  |  | Continuous Automatic Tank Gauge | Single walled submersible pump containment sump | Containment Sump | Automatic shutoff device (AELLD) | [5 empty] | UST Currently In Use: 3; UST Temp Close: 0; AST Currently In Use: 0; AST Temp Closed: 0 | 3 | 0 | 0 | 21867-079-019075 | D&S INVESTMENTS, INC.
50960 | Currently in Use |  | 2005-09-05 |  | Petroleum | On road diesel | On road diesel | Retail | Fiberglass coated steel | Double Wall |  |  | Fiberglass reinforced plastic |  |  | Catchment Basin | Automatic shutoff device At 95% full | Automatic shutoff device At 95% full |  |  | Continuous Automatic Tank Gauge | Single walled submersible pump containment sump | Automatic shutoff device (AELLD) | Automatic shutoff device (AELLD) | [5 empty] | UST Currently In Use: 3; UST Temp Close: 0; AST Currently In Use: 0; AST Temp Closed: 0 | 3 | 0 | 0 | 21867-079-019075 | D&S INVESTMENTS, INC.
50961 | Currently in Use |  | 2005-12-15 |  | Petroleum | On road diesel | On road diesel | Retail | Fiberglass coated steel | Fiberglass coated steel |  |  | Fiberglass reinforced plastic |  | 1901-01-01 | Catchment Basin | Flow Rest 90% Full | Flow Rest 90% Full |  |  | Automatic Tank Gauge |  | Automatic flow restrictor (MLLD) | Automatic flow restrictor (MLLD) |  |  | Annual line testing | Annual line testing |  | UST Currently In Use: 5; UST Temp Close: 0; AST Currently In Use: 0; AST Temp Closed: 0 | 5 | 0 | 0 | 24322-089-013876 | A & B HOLDINGS, LLC
50962 | Currently in Use |  | 2006-01-12 |  | Petroleum | On road diesel | On road diesel | Retail | Fiberglass coated steel | Fiberglass coated steel |  |  | Fiberglass reinforced plastic |  | 1901-01-01 | Catchment Basin | Automatic shutoff device At 95% full | Automatic shutoff device At 95% full | Interstitial Monitoring within Secondary Containment | SENSOR TO ATG |  |  | Automatic shutoff device (AELLD) | Automatic shutoff device (AELLD) | Interstitial Monitoring within Secondary Containment | SENSOR TO ATG | Continuous alarm system | Continuous alarm system |  | UST Currently In Use: 2; UST Temp Close: 0; AST Currently In Use: 0; AST Temp Closed: 0 | 2 | 0 | 0 | 23880-003-019076 | WHARF ENTERTAINMENT PROPERTIES LLC
50963 | Currently in Use |  | 2006-01-12 |  | Petroleum | Unleaded gasoline | Unleaded gasoline | Retail | Fiberglass coated steel | Fiberglass coated steel |  |  | Fiberglass reinforced plastic |  | 1901-01-01 | Catchment Basin | Automatic shutoff device At 95% full | Automatic shutoff device At 95% full | Interstitial Monitoring within Secondary Containment | SENSOR TO ATG |  |  | Automatic shutoff device (AELLD) | Automatic shutoff device (AELLD) | Interstitial Monitoring within Secondary Containment | SENSOR TO ATG | Continuous alarm system | Continuous alarm system |  | UST Currently In Use: 2; UST Temp Close: 0; AST Currently In Use: 0; AST Temp Closed: 0 | 2 | 0 | 0 | 23880-003-019076 | WHARF ENTERTAINMENT PROPERTIES LLC
50964 | Temporary Closed | 2015-01-01 | 2005-11-14 |  | Petroleum | On road diesel | On road diesel | Retail | Fiberglass coated steel | Fiberglass coated steel |  |  | Fiberglass reinforced plastic |  | 1901-01-01 | Catchment Basin | Flow Rest 90% Full | Flow Rest 90% Full |  |  | Continuous Automatic Tank Gauge |  | Automatic shutoff device (AELLD) | Automatic shutoff device (AELLD) | [5 empty] | UST Currently In Use: 0; UST Temp Close: 2; AST Currently In Use: 0; AST Temp Closed: 0 | 0 | 2 | 0 | 11295-031-019077 | CREW DISTRIBUTING COMPANY, INC.
50965 | Temporary Closed | 2015-01-01 | 2005-11-14 |  | Petroleum | Unleaded gasoline | Unleaded gasoline | Retail | Fiberglass coated steel | Fiberglass coated steel |  |  | Fiberglass reinforced plastic |  | 1901-01-01 | Catchment Basin | Flow Rest 90% Full | Flow Rest 90% Full |  |  | Continuous Automatic Tank Gauge |  | Automatic shutoff device (AELLD) | Automatic shutoff device (AELLD) | [5 empty] | UST Currently In Use: 0; UST Temp Close: 2; AST Currently In Use: 0; AST Temp Closed: 0 | 0 | 2 | 0 | 11295-031-019077 | CREW DISTRIBUTING COMPANY, INC.
50966 | Currently in Use |  | 2004-01-27 |  | Petroleum | On road diesel | On road diesel | Local government | Double Wall | Double Wall |  |  | Double Wall |  | 1901-01-01 | Catchment Basin | Automatic shutoff device At 95% full | Automatic shutoff device At 95% full |  | MANUAL/VISUAL CHECK | Statistical Inventory Reconciliation (SIR) | [8 empty] | UST Currently In Use: 1; UST Temp Close: 0; AST Currently In Use: 0; AST Temp Closed: 0 | 1 | 0 | 0 | 14793-121-019080 | TALLADEGA COUNTY BOARD OF EDUCATION
50967 | Currently in Use |  | 1990-06-15 |  | Petroleum | On road diesel | On road diesel | Retail | Steel | Steel | Coated & cathodic protection (sti-P3) |  | Fiberglass reinforced plastic |  | 1901-01-01 | Catchment Basin | Automatic shutoff device At 95% full | Automatic shutoff device At 95% full |  |  | Statistical Inventory Reconciliation (SIR) |  | Automatic flow restrictor (MLLD) | Automatic flow restrictor (MLLD) |  |  | Statistical inventory reconciliation (SIR) | Statistical inventory reconciliation (SIR) |  | UST Currently In Use: 4; UST Temp Close: 0; AST Currently In Use: 0; AST Temp Closed: 0 | 4 | 0 | 0 | 10037-069-015466 | A. W. HERNDON OIL COMPANY, INC.
50968 | Currently in Use |  | 2005-11-20 |  | Petroleum | Unleaded gasoline | Unleaded gasoline | Retail | 10R/5P | Fiberglass coated steel |  |  | Flexible | APT | 1901-01-01 | Catchment Basin | Automatic shutoff device At 95% full | Automatic shutoff device At 95% full |  |  | Continuous Automatic Tank Gauge |  | Containment Sump | Automatic flow restrictor (MLLD) | [5 empty] | UST Currently In Use: 2; UST Temp Close: 0; AST Currently In Use: 0; AST Temp Closed: 0 | 2 | 0 | 0 | 23029-019-019081 | SRI GANESH LLC.
50970 | Currently in Use |  | 2005-11-20 |  | Petroleum | On road diesel | On road diesel | Retail | 10D/5OFFD | Fiberglass coated steel |  |  | Double Wall | APT | 1901-01-01 | Catchment Basin | Automatic shutoff device At 95% full | Automatic shutoff device At 95% full |  |  | Continuous Automatic Tank Gauge |  | Automatic flow restrictor (MLLD) | Automatic flow restrictor (MLLD) | [5 empty] | UST Currently In Use: 2; UST Temp Close: 0; AST Currently In Use: 0; AST Temp Closed: 0 | 2 | 0 | 0 | 23029-019-019081 | SRI GANESH LLC.
50972 | Currently in Use |  | 2005-06-30 |  | Petroleum | On road diesel | On road diesel | Emergency power generator | Double Wall | Double Wall |  |  | Double Wall | APT | 2022-11-30 | Catchment Basin | Audible high level alarm At 90% full | Audible high level alarm At 90% full | Interstitial Monitoring within Secondary Containment | SENSOR TO ATG |  |  | Sump sensor relayed to automatically shut off submersible pump | Containment Sump | Interstitial Monitoring within Secondary Containment | SENSOR TO ATG | Continuous alarm system | Continuous alarm system |  | UST Currently In Use: 5; UST Temp Close: 0; AST Currently In Use: 0; AST Temp Closed: 0 | 5 | 0 | 0 | 22425-073-019084 | WELLS FARGO - OXMOOR LLC
50973 | Currently in Use |  | 2005-06-30 |  | Petroleum | On road diesel | On road diesel | Emergency power generator | Double Wall | Double Wall |  |  | Double Wall | APT | 2022-11-30 | Catchment Basin | Audible high level alarm At 90% full | Audible high level alarm At 90% full | Interstitial Monitoring within Secondary Containment | SENSOR TO ATG |  |  | Sump sensor relayed to automatically shut off submersible pump | Containment Sump | Interstitial Monitoring within Secondary Containment | SENSOR TO ATG | Continuous alarm system | Continuous alarm system |  | UST Currently In Use: 5; UST Temp Close: 0; AST Currently In Use: 0; AST Temp Closed: 0 | 5 | 0 | 0 | 22425-073-019084 | WELLS FARGO - OXMOOR LLC
50974 | Currently in Use |  | 2005-06-30 |  | Petroleum | On road diesel | On road diesel | Emergency power generator | Double Wall | Double Wall |  |  | Double Wall | APT | 2022-11-30 | Catchment Basin | Audible high level alarm At 90% full | Audible high level alarm At 90% full | Interstitial Monitoring within Secondary Containment | SENSOR TO ATG |  |  | Sump sensor relayed to automatically shut off submersible pump | Containment Sump | Interstitial Monitoring within Secondary Containment | SENSOR TO ATG | Continuous alarm system | Continuous alarm system |  | UST Currently In Use: 5; UST Temp Close: 0; AST Currently In Use: 0; AST Temp Closed: 0 | 5 | 0 | 0 | 22425-073-019084 | WELLS FARGO - OXMOOR LLC
50975 | Currently in Use |  | 2005-06-30 |  | Petroleum | On road diesel | On road diesel | Emergency power generator | Double Wall | Double Wall |  |  | Double Wall | APT | 2022-11-30 | Other | Audible high level alarm At 90% full | Audible high level alarm At 90% full | Interstitial Monitoring within Secondary Containment | SENSOR TO ATG |  |  | Sump sensor relayed to automatically shut off submersible pump | Containment Sump | Interstitial Monitoring within Secondary Containment | SENSOR TO ATG | Continuous alarm system | Continuous alarm system |  | UST Currently In Use: 5; UST Temp Close: 0; AST Currently In Use: 0; AST Temp Closed: 0 | 5 | 0 | 0 | 22425-073-019084 | WELLS FARGO - OXMOOR LLC
50976 | Currently in Use |  | 2005-09-30 |  | Petroleum | On road diesel | On road diesel | Emergency power generator | Fiberglass coated steel | Double Wall |  |  | Double Wall | APT | 2022-11-30 | Catchment Basin | Audible high level alarm At 90% full | Audible high level alarm At 90% full | Interstitial Monitoring within Secondary Containment | SENSOR TO ATG |  |  | Containment Sump | Containment Sump | Interstitial Monitoring within Secondary Containment | SENSOR TO ATG | Continuous alarm system | Continuous alarm system |  | UST Currently In Use: 5; UST Temp Close: 0; AST Currently In Use: 0; AST Temp Closed: 0 | 5 | 0 | 0 | 22425-073-019084 | WELLS FARGO - OXMOOR LLC
50977 | Currently in Use |  | 2005-10-15 |  | Petroleum | Unleaded gasoline | Unleaded gasoline | Retail | Fiberglass coated steel | Double Wall |  |  | Double Wall | OPW | 1901-01-01 | Catchment Basin | Automatic shutoff device At 95% full | Automatic shutoff device At 95% full |  |  | Continuous Automatic Tank Gauge |  | Automatic flow restrictor (MLLD) | Automatic flow restrictor (MLLD) |  |  | Annual line testing | Annual line testing |  | UST Currently In Use: 3; UST Temp Close: 0; AST Currently In Use: 0; AST Temp Closed: 0 | 3 | 0 | 0 | 23413-101-019085 | CIRCLE K STORES, INC.
50978 | Currently in Use |  | 2005-10-15 |  | Petroleum | Unleaded gasoline | Unleaded gasoline | Retail | Double Wall | Double Wall |  |  | Flexible | OPW | 1901-01-01 | Catchment Basin | Automatic shutoff device At 95% full | Automatic shutoff device At 95% full |  |  | Continuous Automatic Tank Gauge |  | Containment Sump | Automatic flow restrictor (MLLD) |  |  | Annual line testing | Annual line testing |  | UST Currently In Use: 3; UST Temp Close: 0; AST Currently In Use: 0; AST Temp Closed: 0 | 3 | 0 | 0 | 23413-101-019085 | CIRCLE K STORES, INC.
50979 | Currently in Use |  | 2005-10-15 |  | Petroleum | Premium gasoline | Premium gasoline | Retail | Double Wall | Double Wall |  |  | Flexible | OPW | 1901-01-01 | Catchment Basin | Automatic shutoff device At 95% full | Automatic shutoff device At 95% full |  |  | Continuous Automatic Tank Gauge |  | Automatic flow restrictor (MLLD) | Automatic flow restrictor (MLLD) |  |  | Annual line testing | Annual line testing |  | UST Currently In Use: 3; UST Temp Close: 0; AST Currently In Use: 0; AST Temp Closed: 0 | 3 | 0 | 0 | 23413-101-019085 | CIRCLE K STORES, INC.
50980 | Currently in Use |  | 2006-03-03 |  | Petroleum | Unleaded gasoline | Unleaded gasoline | Industrial | Fiberglass reinforced plastic | Fiberglass reinforced plastic |  |  | Fiberglass reinforced plastic |  | 1901-01-01 | Catchment Basin | Flow Rest 90% Full | Automatic shutoff device At 95% full | Interstitial Monitoring within Secondary Containment |  | Continuous Automatic Tank Gauge |  | Automatic shutoff device (AELLD) | Automatic shutoff device (AELLD) | [5 empty] | UST Currently In Use: 1; UST Temp Close: 0; AST Currently In Use: 0; AST Temp Closed: 0 | 1 | 0 | 0 | 10146-057-019089 | ALABAMA POWER COMPANY
50981 | Currently in Use |  | 2005-03-01 |  | Petroleum | On road diesel | On road diesel | Retail | Double Wall | Double Wall |  |  | Flexible | APT |  | Catchment Basin | Audible high level alarm At 90% full | Audible high level alarm At 90% full |  |  | Continuous Automatic Tank Gauge |  | Automatic flow restrictor (MLLD) | Automatic flow restrictor (MLLD) |  |  | Annual line testing | Annual line testing |  | UST Currently In Use: 3; UST Temp Close: 0; AST Currently In Use: 0; AST Temp Closed: 0 | 3 | 0 | 0 | 23429-015-017596 | MUSA PROPERTIES, LLC
50982 | Currently in Use |  | 2006-03-15 |  | Petroleum | Unleaded gasoline | Unleaded gasoline | Retail | Single Wall | Fiberglass coated steel |  |  | Fiberglass reinforced plastic |  |  | Catchment Basin | Flow Rest 90% Full | Flow Rest 90% Full |  |  | Continuous Automatic Tank Gauge |  | Automatic shutoff device (AELLD) | Automatic shutoff device (AELLD) | [5 empty] | UST Currently In Use: 2; UST Temp Close: 0; AST Currently In Use: 0; AST Temp Closed: 0 | 2 | 0 | 0 | 24577-133-006868 | PAT HOPKINS
50983 | Currently in Use |  | 2006-03-15 |  | Petroleum | Unleaded gasoline | Unleaded gasoline | Retail | Fiberglass coated steel | Fiberglass coated steel |  |  | Fiberglass reinforced plastic |  |  | Catchment Basin | Flow Rest 90% Full | Flow Rest 90% Full |  |  | Continuous Automatic Tank Gauge |  | Automatic shutoff device (AELLD) | Automatic shutoff device (AELLD) | [5 empty] | UST Currently In Use: 2; UST Temp Close: 0; AST Currently In Use: 0; AST Temp Closed: 0 | 2 | 0 | 0 | 24577-133-006868 | PAT HOPKINS
50984 | Currently in Use |  | 2005-12-01 |  | Petroleum | On road diesel | On road diesel | Retail | Fiberglass coated steel | Fiberglass coated steel |  |  | Flexible | OPW | 1901-01-01 | Catchment Basin | Flow Rest 90% Full | Automatic shutoff device At 95% full | Interstitial Monitoring within Secondary Containment |  | Continuous Automatic Tank Gauge |  | Automatic shutoff device (AELLD) | Automatic shutoff device (AELLD) |  |  | Continuous alarm system | Continuous alarm system |  | UST Currently In Use: 2; UST Temp Close: 0; AST Currently In Use: 0; AST Temp Closed: 0 | 2 | 0 | 0 | 22433-001-019097 | JEFCO LLC
50985 | Currently in Use |  | 2005-12-01 |  | Petroleum | Unleaded gasoline | Unleaded gasoline | Retail | Fiberglass coated steel | Fiberglass coated steel |  |  | Flexible | OPW | 1901-01-01 | Catchment Basin | Flow Rest 90% Full | Automatic shutoff device At 95% full | Interstitial Monitoring within Secondary Containment |  | Continuous Automatic Tank Gauge |  | Automatic shutoff device (AELLD) | Automatic shutoff device (AELLD) |  |  | Continuous alarm system | Continuous alarm system |  | UST Currently In Use: 2; UST Temp Close: 0; AST Currently In Use: 0; AST Temp Closed: 0 | 2 | 0 | 0 | 22433-001-019097 | JEFCO LLC
50986 | Currently in Use |  | 2005-04-11 |  | Petroleum | Unleaded gasoline | Unleaded gasoline | Retail | Fiberglass coated steel | Fiberglass coated steel |  |  | 2 PIECES |  | 1901-01-01 | Catchment Basin | Flow Rest 90% Full | Flow Rest 90% Full |  |  | Continuous Automatic Tank Gauge |  | Automatic flow restrictor (MLLD) | Automatic flow restrictor (MLLD) |  |  | Annual line testing | Annual line testing |  | UST Currently In Use: 2; UST Temp Close: 0; AST Currently In Use: 0; AST Temp Closed: 0 | 2 | 0 | 0 | 22176-073-019100 | CIRCLE K
50987 | Currently in Use |  | 2005-04-11 |  | Petroleum | Premium gasoline | Premium gasoline | Retail | Fiberglass coated steel | Fiberglass coated steel |  |  | Double Wall |  | 1901-01-01 | Catchment Basin | Flow Rest 90% Full | Flow Rest 90% Full |  |  | Continuous Automatic Tank Gauge |  | Automatic flow restrictor (MLLD) | Automatic flow restrictor (MLLD) |  |  | Annual line testing | Annual line testing |  | UST Currently In Use: 2; UST Temp Close: 0; AST Currently In Use: 0; AST Temp Closed: 0 | 2 | 0 | 0 | 22176-073-019100 | CIRCLE K
50989 | Currently in Use |  | 2004-02-01 |  | Petroleum | On road diesel | On road diesel | Emergency Power Generator | Double Wall | Double Wall |  |  | Double Wall |  | 1901-01-01 | Catchment Basin | Automatic shutoff device At 95% full | Automatic shutoff device At 95% full | Interstitial Monitoring within Secondary Containment | SENSOR TO ATG | Automatic Tank Gauge |  | EXEMPT | Containment Sump | Interstitial Monitoring within Secondary Containment | SENSOR TO ATG | Continuous alarm system | Continuous alarm system |  | UST Currently In Use: 1; UST Temp Close: 0; AST Currently In Use: 0; AST Temp Closed: 0 | 1 | 0 | 1 | 16273-073-015047 | UAB DEPT. HEALTH & SAFETY
50991 | Currently in Use |  | 2006-04-17 |  | Petroleum | Unleaded gasoline | Unleaded gasoline | Retail | Single Wall | Fiberglass coated steel |  |  | Single Wall |  |  | Catchment Basin | Automatic shutoff device At 95% full | Automatic shutoff device At 95% full |  |  | Continuous Automatic Tank Gauge |  | Automatic flow restrictor (MLLD) | Automatic flow restrictor (MLLD) |  |  | Annual line testing | Annual line testing |  | UST Currently In Use: 2; UST Temp Close: 0; AST Currently In Use: 0; AST Temp Closed: 0 | 2 | 0 | 3 | 20445-071-018003 | REEDS GROCERY
50992 | Currently in Use |  | 2006-03-01 |  | Petroleum | Unleaded gasoline | Unleaded gasoline | Retail | Double Wall | Double Wall |  |  | Fiberglass reinforced plastic |  |  | Catchment Basin | Flow Rest 90% Full | Flow Rest 90% Full | Interstitial Monitoring within Secondary Containment | SENSOR TO ATG |  | Single walled submersible pump containment sump | Containment Sump | Automatic flow restrictor (MLLD) |  |  | Annual line testing | Annual line testing |  | UST Currently In Use: 2; UST Temp Close: 1; AST Currently In Use: 0; AST Temp Closed: 0 | 2 | 1 | 0 | 21369-103-019104 | ALLY & RICH PROPERTIES LLC
50993 | Currently in Use |  | 2006-03-01 |  | Petroleum | Premium gasoline | Premium gasoline | Retail | 8P,4D | Double Wall |  |  | Fiberglass reinforced plastic |  |  | Catchment Basin | Flow Rest 90% Full | Flow Rest 90% Full | Interstitial Monitoring within Secondary Containment | SENSOR TO ATG |  | Single walled submersible pump containment sump | Automatic flow restrictor (MLLD) | Automatic flow restrictor (MLLD) |  |  | Annual line testing | Annual line testing |  | UST Currently In Use: 2; UST Temp Close: 1; AST Currently In Use: 0; AST Temp Closed: 0 | 2 | 1 | 0 | 21369-103-019104 | ALLY & RICH PROPERTIES LLC
50994 | Temporary Closed | 2018-05-01 | 2006-03-01 |  | Petroleum | Kerosene | Kerosene | Retail | Fiberglass coated steel | Double Wall |  |  | Double Wall |  | 1901-01-01 | Catchment Basin | Flow Rest 90% Full | Flow Rest 90% Full | Interstitial Monitoring within Secondary Containment | SENSOR TO ATG |  | Single walled submersible pump containment sump | Containment Sump | Automatic flow restrictor (MLLD) |  |  | Annual line testing | Annual line testing |  | UST Currently In Use: 2; UST Temp Close: 1; AST Currently In Use: 0; AST Temp Closed: 0 | 2 | 1 | 0 | 21369-103-019104 | ALLY & RICH PROPERTIES LLC
50995 | Currently in Use |  | 2002-12-01 |  | Petroleum | Unleaded gasoline | Unleaded gasoline | Retail | Fiberglass coated steel | Fiberglass coated steel |  |  | Flexible |  | 1901-01-01 | Catchment Basin | Flow Rest 90% Full | Flow Rest 90% Full |  |  | Continuous Automatic Tank Gauge |  | Automatic flow restrictor (MLLD) | Automatic flow restrictor (MLLD) | Interstitial Monitoring within Secondary Containment | SENSOR TO ATG | Continuous alarm system | Continuous alarm system |  | UST Currently In Use: 3; UST Temp Close: 0; AST Currently In Use: 0; AST Temp Closed: 0 | 3 | 0 | 0 | 23503-125-019105 | COTTONDALE MARATHON
50996 | Currently in Use |  | 2002-12-01 |  | Petroleum | Premium gasoline | Premium gasoline | Retail | Fiberglass coated steel | Fiberglass coated steel |  |  | Flexible |  | 1901-01-01 | Catchment Basin | Flow Rest 90% Full | Flow Rest 90% Full |  |  | Continuous Automatic Tank Gauge |  | Containment Sump | Automatic flow restrictor (MLLD) | Interstitial Monitoring within Secondary Containment | SENSOR TO ATG | Continuous alarm system | Continuous alarm system |  | UST Currently In Use: 3; UST Temp Close: 0; AST Currently In Use: 0; AST Temp Closed: 0 | 3 | 0 | 0 | 23503-125-019105 | COTTONDALE MARATHON
50997 | Currently in Use |  | 2002-12-01 |  | Petroleum | On road diesel | On road diesel | Retail | Fiberglass coated steel | Fiberglass coated steel |  |  | Flexible |  | 1901-01-01 | Catchment Basin | Flow Rest 90% Full | Flow Rest 90% Full |  |  | Continuous Automatic Tank Gauge |  | Automatic flow restrictor (MLLD) | Automatic flow restrictor (MLLD) | Interstitial Monitoring within Secondary Containment | SENSOR TO ATG | Continuous alarm system | Continuous alarm system |  | UST Currently In Use: 3; UST Temp Close: 0; AST Currently In Use: 0; AST Temp Closed: 0 | 3 | 0 | 0 | 23503-125-019105 | COTTONDALE MARATHON
50998 | Temporary Closed | 2012-02-01 | 2002-01-01 |  | Petroleum | Unleaded gasoline | Unleaded gasoline | Retail | Fiberglass reinforced plastic | Fiberglass reinforced plastic |  |  | Flexible |  | 1901-01-01 | Catchment Basin | Flow Rest 90% Full | Automatic shutoff device At 95% full |  |  | Statistical Inventory Reconciliation (SIR) | [8 empty] | UST Currently In Use: 0; UST Temp Close: 4; AST Currently In Use: 0; AST Temp Closed: 0 | 0 | 4 | 3 | 15639-083-013620 | SPRING VALLEY, LTD
50999 | Temporary Closed | 2012-02-01 | 2002-01-01 |  | Petroleum | Unleaded gasoline | Unleaded gasoline | Retail | Fiberglass reinforced plastic | Fiberglass reinforced plastic |  |  | Flexible |  | 1901-01-01 | Catchment Basin | Flow Rest 90% Full | Automatic shutoff device At 95% full |  |  | Statistical Inventory Reconciliation (SIR) | [8 empty] | UST Currently In Use: 0; UST Temp Close: 4; AST Currently In Use: 0; AST Temp Closed: 0 | 0 | 4 | 3 | 15639-083-013620 | SPRING VALLEY, LTD
51000 | Temporary Closed | 2012-02-01 | 2002-01-01 |  | Petroleum | Premium gasoline | Premium gasoline | Retail | Fiberglass reinforced plastic | Fiberglass reinforced plastic |  |  | Flexible |  | 1901-01-01 | Catchment Basin | Automatic shutoff device At 95% full | Automatic shutoff device At 95% full |  |  | Statistical Inventory Reconciliation (SIR) | [8 empty] | UST Currently In Use: 0; UST Temp Close: 4; AST Currently In Use: 0; AST Temp Closed: 0 | 0 | 4 | 3 | 15639-083-013620 | SPRING VALLEY, LTD
51001 | Temporary Closed | 2012-02-01 | 2002-01-01 |  | Petroleum | On road diesel | On road diesel | Retail | Fiberglass reinforced plastic | Fiberglass reinforced plastic |  |  | Flexible |  | 1901-01-01 | Catchment Basin | Flow Rest 90% Full | Flow Rest 90% Full |  |  | Statistical Inventory Reconciliation (SIR) | [8 empty] | UST Currently In Use: 0; UST Temp Close: 4; AST Currently In Use: 0; AST Temp Closed: 0 | 0 | 4 | 3 | 15639-083-013620 | SPRING VALLEY, LTD
51002 | Temporary Closed | 2016-02-01 | 2006-03-28 |  | Petroleum | Premium gasoline | Premium gasoline | Industrial | Double Wall | Double Wall |  |  | Double Wall |  | 1901-01-01 | Catchment Basin | Flow Rest 90% Full | Automatic shutoff device At 95% full | Interstitial Monitoring within Secondary Containment | SENSOR TO ATG |  |  | Automatic flow restrictor (MLLD) | Automatic flow restrictor (MLLD) | Interstitial Monitoring within Secondary Containment | SENSOR TO ATG | Annual line testing | Annual line testing |  | UST Currently In Use: 0; UST Temp Close: 1; AST Currently In Use: 0; AST Temp Closed: 0 | 0 | 1 | 0 | 21142-121-019488 | TALLADEGA MUNICIPAL AIRPORT BOARD
51003 | Currently in Use |  | 2006-12-06 |  | Petroleum | Unleaded gasoline | Unleaded gasoline |  | Double Wall | Double Wall |  |  | Double Wall |  | 1901-01-01 | Catchment Basin | Automatic shutoff device At 95% full | Automatic shutoff device At 95% full | Interstitial Monitoring within Secondary Containment | SENSOR TO ATG | Continuous Automatic Tank Gauge |  | Automatic shutoff device (AELLD) | Automatic shutoff device (AELLD) | [5 empty] | UST Currently In Use: 3; UST Temp Close: 0; AST Currently In Use: 0; AST Temp Closed: 0 | 3 | 0 | 3 | 22176-115-012646 | CIRCLE K
51004 | Currently in Use |  | 2006-03-02 |  | Petroleum | On road diesel | On road diesel | Retail | Double Wall | Double Wall |  |  | Fiberglass reinforced plastic |  | 1901-01-01 | Catchment Basin | Automatic shutoff device At 95% full | Automatic shutoff device At 95% full | Interstitial Monitoring within Secondary Containment | SENSOR TO ATG | Continuous Automatic Tank Gauge |  | Automatic shutoff device (AELLD) | Automatic shutoff device (AELLD) | [5 empty] | UST Currently In Use: 3; UST Temp Close: 0; AST Currently In Use: 0; AST Temp Closed: 0 | 3 | 0 | 3 | 22176-115-012646 | CIRCLE K
51005 | Currently in Use |  | 2006-03-17 |  | Petroleum | Premium gasoline | Premium gasoline | Retail | Fiberglass coated steel | Double Wall |  |  | Double Wall |  | 1901-01-01 | Catchment Basin | Automatic shutoff device At 95% full | Automatic shutoff device At 95% full | Interstitial Monitoring within Secondary Containment | SENSOR TO ATG | Continuous Automatic Tank Gauge |  | Automatic shutoff device (AELLD) | Automatic shutoff device (AELLD) | [5 empty] | UST Currently In Use: 3; UST Temp Close: 0; AST Currently In Use: 0; AST Temp Closed: 0 | 3 | 0 | 3 | 22176-115-012646 | CIRCLE K
51006 | Currently in Use |  | 1995-08-10 |  | Petroleum | Unleaded gasoline | Unleaded gasoline | Retail | Steel | Steel | Coated & cathodic protection (sti-P3) |  | Flexible |  |  | Catchment Basin | Flow Rest 90% Full | Flow Rest 90% Full |  |  | Automatic Tank Gauge |  | Automatic flow restrictor (MLLD) | Automatic flow restrictor (MLLD) | Interstitial Monitoring within Secondary Containment | SENSOR TO ATG | Continuous alarm system | Annual line testing |  | UST Currently In Use: 3; UST Temp Close: 0; AST Currently In Use: 0; AST Temp Closed: 0 | 3 | 0 | 0 | 22786-123-019106 | KALPESH P PATEL
51007 | Currently in Use |  | 1995-08-10 |  | Petroleum | Mid-grade gasoline | Mid-grade gasoline | Retail | Steel | Steel | Coated & cathodic protection (sti-P3) |  | Flexible |  |  | Catchment Basin | Flow Rest 90% Full | Flow Rest 90% Full |  |  | Automatic Tank Gauge |  | Containment Sump | Automatic flow restrictor (MLLD) | Interstitial Monitoring within Secondary Containment | SENSOR TO ATG | Annual line testing | Annual line testing |  | UST Currently In Use: 3; UST Temp Close: 0; AST Currently In Use: 0; AST Temp Closed: 0 | 3 | 0 | 0 | 22786-123-019106 | KALPESH P PATEL
51008 | Currently in Use |  | 1995-08-10 |  | Petroleum | Premium gasoline | Premium gasoline | Retail | Steel | Steel | Coated & cathodic protection (sti-P3) |  | Flexible |  |  | Catchment Basin | Flow Rest 90% Full | Flow Rest 90% Full |  |  | Automatic Tank Gauge |  | Automatic flow restrictor (MLLD) | Automatic flow restrictor (MLLD) | Interstitial Monitoring within Secondary Containment |  | Continuous alarm system | Annual line testing |  | UST Currently In Use: 3; UST Temp Close: 0; AST Currently In Use: 0; AST Temp Closed: 0 | 3 | 0 | 0 | 22786-123-019106 | KALPESH P PATEL
51009 | Currently in Use |  | 2004-09-04 |  | Petroleum | Unleaded gasoline | Unleaded gasoline | Retail | Fiberglass coated steel | Fiberglass coated steel |  |  | Fiberglass reinforced plastic |  | 1901-01-01 | Catchment Basin | Flow Rest 90% Full | Flow Rest 90% Full |  |  | Continuous Automatic Tank Gauge |  | Automatic flow restrictor (MLLD) | Automatic flow restrictor (MLLD) |  |  | Annual line testing | Annual line testing |  | UST Currently In Use: 2; UST Temp Close: 0; AST Currently In Use: 0; AST Temp Closed: 0 | 2 | 0 | 0 | 25638-029-019107 | HANSA RHA INC
51010 | Currently in Use |  | 2004-09-04 |  | Petroleum | Premium gasoline | Premium gasoline | Retail | 6KD/4KP | Fiberglass coated steel |  |  | Single Wall |  | 1901-01-01 | Catchment Basin | Flow Rest 90% Full | Flow Rest 90% Full |  |  | Continuous Automatic Tank Gauge |  | Automatic flow restrictor (MLLD) | Automatic flow restrictor (MLLD) |  |  | Annual line testing | Annual line testing |  | UST Currently In Use: 2; UST Temp Close: 0; AST Currently In Use: 0; AST Temp Closed: 0 | 2 | 0 | 0 | 25638-029-019107 | HANSA RHA INC
51011 | Currently in Use |  | 2005-10-05 |  | Petroleum | Unleaded gasoline | Unleaded gasoline | Retail | Single Wall | Fiberglass coated steel |  |  | Fiberglass reinforced plastic |  | 1901-01-01 | Catchment Basin | Flow Rest 90% Full | Flow Rest 90% Full |  |  | Continuous Automatic Tank Gauge |  | Automatic flow restrictor (MLLD) | Automatic flow restrictor (MLLD) |  |  | Annual line testing | Annual line testing |  | UST Currently In Use: 5; UST Temp Close: 0; AST Currently In Use: 4; AST Temp Closed: 0 | 5 | 0 | 0 | 23598-071-019108 | R & R PARTNERSHIP
51012 | Currently in Use |  | 2005-10-05 |  | Petroleum | Premium gasoline | Premium gasoline | Retail | Single Wall | Fiberglass coated steel |  |  | Single Wall |  | 1901-01-01 | Catchment Basin | Flow Rest 90% Full | Flow Rest 90% Full |  |  | Continuous Automatic Tank Gauge |  | Automatic flow restrictor (MLLD) | Automatic flow restrictor (MLLD) |  |  | Annual line testing | Annual line testing |  | UST Currently In Use: 5; UST Temp Close: 0; AST Currently In Use: 4; AST Temp Closed: 0 | 5 | 0 | 0 | 23598-071-019108 | R & R PARTNERSHIP
51013 | Currently in Use |  | 2005-10-05 |  | Petroleum | On road diesel | On road diesel | Retail | Fiberglass coated steel | Fiberglass coated steel |  |  | Single Wall |  | 1901-01-01 | Catchment Basin | Flow Rest 90% Full | Flow Rest 90% Full |  |  | Continuous Automatic Tank Gauge |  | Automatic flow restrictor (MLLD) | Automatic flow restrictor (MLLD) |  |  | Annual line testing | Annual line testing |  | UST Currently In Use: 5; UST Temp Close: 0; AST Currently In Use: 4; AST Temp Closed: 0 | 5 | 0 | 0 | 23598-071-019108 | R & R PARTNERSHIP
51014 | Currently in Use |  | 2005-10-05 |  | Petroleum | Kerosene | Kerosene | Retail | Single Wall | Fiberglass coated steel |  |  | Fiberglass reinforced plastic |  | 1901-01-01 | Catchment Basin | Flow Rest 90% Full | Flow Rest 90% Full |  |  | Continuous Automatic Tank Gauge |  | Automatic flow restrictor (MLLD) | Automatic flow restrictor (MLLD) |  |  | Annual line testing | Annual line testing |  | UST Currently In Use: 5; UST Temp Close: 0; AST Currently In Use: 4; AST Temp Closed: 0 | 5 | 0 | 0 | 23598-071-019108 | R & R PARTNERSHIP
51015 | Currently in Use |  | 2005-10-05 |  | Petroleum | On road diesel | On road diesel | Retail | Fiberglass coated steel | Fiberglass coated steel |  |  | Single Wall |  | 1901-01-01 | Catchment Basin | Flow Rest 90% Full | Flow Rest 90% Full |  |  | Continuous Automatic Tank Gauge |  | Automatic flow restrictor (MLLD) | Automatic flow restrictor (MLLD) |  |  | Annual line testing | Annual line testing |  | UST Currently In Use: 5; UST Temp Close: 0; AST Currently In Use: 4; AST Temp Closed: 0 | 5 | 0 | 0 | 23598-071-019108 | R & R PARTNERSHIP
51016 | Currently in Use |  | 1995-02-15 |  | Petroleum | Unleaded gasoline | Unleaded gasoline | Retail | Steel | Steel | Coated & cathodic protection (sti-P3) |  | Fiberglass reinforced plastic |  |  | Catchment Basin | Flow Rest 90% Full | Flow Rest 90% Full |  |  | Statistical Inventory Reconciliation (SIR) | [8 empty] | UST Currently In Use: 2; UST Temp Close: 0; AST Currently In Use: 0; AST Temp Closed: 0 | 2 | 0 | 0 | 25780-105-019110 | FIVE AND THREE LLC
51017 | Currently in Use |  | 1995-02-15 |  | Petroleum | Premium gasoline | Premium gasoline | Retail | Steel | Steel | Coated & cathodic protection (sti-P3) |  | Fiberglass reinforced plastic |  |  | Catchment Basin | Flow Rest 90% Full | Flow Rest 90% Full |  |  | Statistical Inventory Reconciliation (SIR) | [8 empty] | UST Currently In Use: 2; UST Temp Close: 0; AST Currently In Use: 0; AST Temp Closed: 0 | 2 | 0 | 0 | 25780-105-019110 | FIVE AND THREE LLC
51018 | Currently in Use |  | 2004-01-28 |  | Petroleum | Unleaded gasoline | Unleaded gasoline | Retail | Fiberglass coated steel | Fiberglass coated steel |  |  | Flexible | OPW | 1901-01-01 | Catchment Basin | Flow Rest 90% Full | Flow Rest 90% Full |  |  | Continuous Automatic Tank Gauge |  | Automatic flow restrictor (MLLD) | Automatic flow restrictor (MLLD) |  |  | Annual line testing | Annual line testing |  | UST Currently In Use: 4; UST Temp Close: 0; AST Currently In Use: 0; AST Temp Closed: 0 | 4 | 0 | 0 | 20303-125-017878 | MIKE SPARKS
51019 | Currently in Use |  | 2004-01-28 |  | Petroleum | Unleaded gasoline | Unleaded gasoline | Retail | Fiberglass coated steel | Fiberglass coated steel |  |  | Flexible | OPW | 1901-01-01 | Catchment Basin | Flow Rest 90% Full | Flow Rest 90% Full |  |  | Continuous Automatic Tank Gauge |  | Automatic flow restrictor (MLLD) | Automatic flow restrictor (MLLD) |  |  | Annual line testing | Annual line testing |  | UST Currently In Use: 4; UST Temp Close: 0; AST Currently In Use: 0; AST Temp Closed: 0 | 4 | 0 | 0 | 20303-125-017878 | MIKE SPARKS
51020 | Cannot Locate or abandoned |  | 1986-04-01 |  | Petroleum | Used oil | Used oil | Industrial | Steel | Steel | Coated & cathodic protection (sti-P3) |  | Steel |  | 1901-01-01 | Other | Other | Other |  |  | Manual Tank Gauging (only tanks 1000 gal. or less and 48” or 64” in diameter) | [8 empty] | UST Currently In Use: 0; UST Temp Close: 0; AST Currently In Use: 0; AST Temp Closed: 0 | 0 | 0 | 0 | 16728-089-014591 | JEFF SIKES INC
51021 | Currently in Use |  | 2005-12-21 |  | Petroleum | On road diesel | On road diesel | Local government | Fiberglass coated steel | Fiberglass coated steel |  |  | Other |  | 1901-01-01 | Catchment Basin | Automatic shutoff device At 95% full | Automatic shutoff device At 95% full |  |  | Automatic Tank Gauge | [8 empty] | UST Currently In Use: 1; UST Temp Close: 0; AST Currently In Use: 0; AST Temp Closed: 0 | 1 | 0 | 2 | 13175-085-011934 | LOWNDES COUNTY BOARD OF EDUCATION
51022 | Currently in Use |  | 2005-10-15 |  | Petroleum | Unleaded gasoline | Unleaded gasoline | Retail | Double Wall | Double Wall |  |  | Double Wall |  | 1901-01-01 | Catchment Basin | Automatic shutoff device At 95% full | Automatic shutoff device At 95% full | Interstitial Monitoring within Secondary Containment | SENSOR TO ATG | Automatic Tank Gauge |  | Automatic flow restrictor (MLLD) | Automatic flow restrictor (MLLD) | Interstitial Monitoring within Secondary Containment | SENSOR TO ATG | Continuous alarm system | Annual line testing |  | UST Currently In Use: 1; UST Temp Close: 0; AST Currently In Use: 0; AST Temp Closed: 0 | 1 | 0 | 0 | 21183-097-019112 | PHONG GIA PHAM
51023 | Currently in Use |  | 2006-07-19 |  | Petroleum | Unleaded gasoline | Unleaded gasoline | Retail | Fiberglass reinforced plastic | Fiberglass reinforced plastic |  |  | Fiberglass reinforced plastic |  | 1901-01-01 | Catchment Basin | Automatic shutoff device At 95% full | Automatic shutoff device At 95% full | Interstitial Monitoring within Secondary Containment | SENSOR TO ATG |  |  | Containment Sump | Automatic flow restrictor (MLLD) | Interstitial Monitoring within Secondary Containment | SENSOR TO ATG | Continuous alarm system | Continuous alarm system |  | UST Currently In Use: 2; UST Temp Close: 0; AST Currently In Use: 0; AST Temp Closed: 0 | 2 | 0 | 0 | 13579-101-019115 | MURPHY OIL USA, INC.
51024 | Currently in Use |  | 2006-07-19 |  | Petroleum | Premium gasoline | Premium gasoline | Retail | Fiberglass reinforced plastic | Fiberglass reinforced plastic |  |  | Fiberglass reinforced plastic |  | 1901-01-01 | Catchment Basin | Automatic shutoff device At 95% full | Automatic shutoff device At 95% full | Interstitial Monitoring within Secondary Containment | SENSOR TO ATG |  |  | Sump sensor relayed to automatically shut off submersible pump | Automatic flow restrictor (MLLD) | Interstitial Monitoring within Secondary Containment | SENSOR TO ATG | Continuous alarm system | Continuous alarm system |  | UST Currently In Use: 2; UST Temp Close: 0; AST Currently In Use: 0; AST Temp Closed: 0 | 2 | 0 | 0 | 13579-101-019115 | MURPHY OIL USA, INC.
51025 | Currently in Use |  | 2003-10-03 |  | Petroleum | On road diesel | On road diesel | Retail | Double Wall | Double Wall |  |  | Fiberglass reinforced plastic |  |  | Catchment Basin | Flow Rest 90% Full | Automatic shutoff device At 95% full | Interstitial Monitoring within Secondary Containment |  | Continuous Automatic Tank Gauge |  | Automatic flow restrictor (MLLD) | Automatic flow restrictor (MLLD) | Interstitial Monitoring within Secondary Containment | SENSOR TO ATG | Annual line testing | Annual line testing |  | UST Currently In Use: 2; UST Temp Close: 0; AST Currently In Use: 0; AST Temp Closed: 0 | 2 | 0 | 0 | 25855-081-018488 | MARUTI NANDAN REALTY LLC
51027 | Currently in Use |  | 2005-12-12 |  | Petroleum | Unleaded gasoline | Unleaded gasoline | Retail | Single Wall | Fiberglass reinforced plastic |  |  | Fiberglass reinforced plastic |  | 2005-12-12 | Catchment Basin | Flow Rest 90% Full | Flow Rest 90% Full |  |  | Continuous Automatic Tank Gauge |  | Containment Sump | Automatic shutoff device (AELLD) | [5 empty] | UST Currently In Use: 4; UST Temp Close: 0; AST Currently In Use: 0; AST Temp Closed: 0 | 4 | 0 | 0 | 23429-029-019116 | MUSA PROPERTIES, LLC
51028 | Currently in Use |  | 2005-12-12 |  | Petroleum | On road diesel | On road diesel | Retail | Fiberglass reinforced plastic | Fiberglass reinforced plastic |  |  | Fiberglass reinforced plastic |  | 2005-12-12 | Catchment Basin | Flow Rest 90% Full | Flow Rest 90% Full |  |  | Continuous Automatic Tank Gauge |  | Containment Sump | Automatic flow restrictor (MLLD) | Interstitial Monitoring within Secondary Containment | SENSOR TO ATG | Continuous alarm system | Continuous alarm system |  | UST Currently In Use: 4; UST Temp Close: 0; AST Currently In Use: 0; AST Temp Closed: 0 | 4 | 0 | 0 | 23429-029-019116 | MUSA PROPERTIES, LLC
51029 | Currently in Use |  | 2005-12-12 |  | Petroleum | Premium gasoline | Premium gasoline | Retail | Single Wall | Fiberglass reinforced plastic |  |  | Double Wall |  | 2005-12-12 | Catchment Basin | Flow Rest 90% Full | Flow Rest 90% Full |  |  | Continuous Automatic Tank Gauge |  | Automatic shutoff device (AELLD) | Automatic shutoff device (AELLD) | [5 empty] | UST Currently In Use: 4; UST Temp Close: 0; AST Currently In Use: 0; AST Temp Closed: 0 | 4 | 0 | 0 | 23429-029-019116 | MUSA PROPERTIES, LLC
51030 | Currently in Use |  | 2005-12-12 |  | Petroleum | Other, OFFROAD | Other | Retail | Fiberglass reinforced plastic | Fiberglass reinforced plastic |  |  | Fiberglass reinforced plastic |  | 2005-12-12 | Catchment Basin | Flow Rest 90% Full | Flow Rest 90% Full |  |  | Continuous Automatic Tank Gauge |  | Containment Sump | Automatic shutoff device (AELLD) | [5 empty] | UST Currently In Use: 4; UST Temp Close: 0; AST Currently In Use: 0; AST Temp Closed: 0 | 4 | 0 | 0 | 23429-029-019116 | MUSA PROPERTIES, LLC
51031 | Currently in Use |  | 2005-07-01 |  | Petroleum | Unleaded gasoline | Unleaded gasoline | Retail | Fiberglass reinforced plastic | Fiberglass reinforced plastic |  |  | Flexible |  | 1901-01-01 | Catchment Basin | Flow Rest 90% Full | Flow Rest 90% Full |  |  | Automatic Tank Gauge |  | Containment Sump | Automatic flow restrictor (MLLD) |  | SENSOR TO ATG | Continuous alarm system | Annual line testing |  | UST Currently In Use: 1; UST Temp Close: 0; AST Currently In Use: 0; AST Temp Closed: 0 | 1 | 0 | 0 | 25746-097-019117 | ALABAMA PETRO LLC
51032 | Currently in Use |  | 2006-05-11 |  | Petroleum | On road diesel | On road diesel | Industrial | Fiberglass coated steel | Double Wall |  |  | Flexible |  | 1901-01-01 | Catchment Basin | Automatic shutoff device At 95% full | Automatic shutoff device At 95% full | Interstitial Monitoring within Secondary Containment |  |  |  | Containment Sump | Containment Sump |  |  | Continuous alarm system | Continuous alarm system |  | UST Currently In Use: 1; UST Temp Close: 0; AST Currently In Use: 0; AST Temp Closed: 0 | 1 | 0 | 0 | 22484-097-019120 | WORLD OMNI FINANCIAL
51033 | Currently in Use |  | 1998-02-01 |  | Petroleum | Unleaded gasoline | Unleaded gasoline | Retail | Steel | Steel | Coated & cathodic protection (sti-P3) |  | Fiberglass reinforced plastic |  |  | Catchment Basin | Flow Rest 90% Full | Flow Rest 90% Full |  |  | Statistical Inventory Reconciliation (SIR) |  | Automatic flow restrictor (MLLD) | Automatic flow restrictor (MLLD) |  |  | Annual line testing | Annual line testing |  | UST Currently In Use: 1; UST Temp Close: 0; AST Currently In Use: 0; AST Temp Closed: 0 | 1 | 0 | 0 | 14477-067-019121 | SOUTHEASTERN OIL CO INC
51034 | Currently in Use |  | 2006-04-19 |  | Petroleum | Unleaded gasoline | Unleaded gasoline | Local government | Fiberglass coated steel | Fiberglass coated steel |  |  | Fiberglass reinforced plastic |  | 1901-01-01 | Catchment Basin | Flow Rest 90% Full | Flow Rest 90% Full |  |  | Continuous Automatic Tank Gauge |  | Automatic shutoff device (AELLD) | Automatic shutoff device (AELLD) | [5 empty] | UST Currently In Use: 2; UST Temp Close: 0; AST Currently In Use: 0; AST Temp Closed: 0 | 2 | 0 | 0 | 19997-089-019122 | MADISON COUNTY COMMISSION
51035 | Currently in Use |  | 2006-04-19 |  | Petroleum | On road diesel | On road diesel | Local government | Fiberglass coated steel | Fiberglass coated steel |  |  | Fiberglass reinforced plastic |  | 1901-01-01 | Catchment Basin | Flow Rest 90% Full | Flow Rest 90% Full |  |  | Continuous Automatic Tank Gauge |  | Containment Sump | Automatic shutoff device (AELLD) | [5 empty] | UST Currently In Use: 2; UST Temp Close: 0; AST Currently In Use: 0; AST Temp Closed: 0 | 2 | 0 | 0 | 19997-089-019122 | MADISON COUNTY COMMISSION
51036 | Currently in Use |  | 2006-06-16 |  | Petroleum | Unleaded gasoline | Unleaded gasoline | Retail | Fiberglass coated steel | Double Wall |  |  | Double Wall | APT | 1901-01-01 | Catchment Basin | Audible high level alarm At 90% full | Audible high level alarm At 90% full | Interstitial Monitoring within Secondary Containment | SENSOR TO ATG |  |  | Containment Sump | Automatic flow restrictor (MLLD) | Interstitial Monitoring within Secondary Containment | SENSOR TO ATG | Continuous alarm system | Continuous alarm system |  | UST Currently In Use: 2; UST Temp Close: 0; AST Currently In Use: 0; AST Temp Closed: 0 | 2 | 0 | 0 | 12920-003-019128 | JUNIOR FOOD STORES OF WEST FLORIDA
51037 | Currently in Use |  | 2006-06-16 |  | Petroleum | Premium gasoline | Premium gasoline | Retail | Fiberglass coated steel | Double Wall |  |  | Flexible | APT | 1901-01-01 | Catchment Basin | Audible high level alarm At 90% full | Audible high level alarm At 90% full | Interstitial Monitoring within Secondary Containment | SENSOR TO ATG |  |  | Containment Sump | Automatic flow restrictor (MLLD) | Interstitial Monitoring within Secondary Containment | SENSOR TO ATG | Continuous alarm system | Continuous alarm system |  | UST Currently In Use: 2; UST Temp Close: 0; AST Currently In Use: 0; AST Temp Closed: 0 | 2 | 0 | 0 | 12920-003-019128 | JUNIOR FOOD STORES OF WEST FLORIDA
51038 | Currently in Use |  | 2006-04-28 |  | Petroleum | Unleaded gasoline | Unleaded gasoline | Industrial | 10R/EMPTY | Double Wall |  |  | Double Wall |  | 1901-01-01 | Catchment Basin | Flow Rest 90% Full | Flow Rest 90% Full | Interstitial Monitoring within Secondary Containment | SENSOR TO ATG |  |  | Containment Sump | Automatic flow restrictor (MLLD) | Interstitial Monitoring within Secondary Containment | SENSOR TO ATG | Continuous alarm system | Annual line testing |  | UST Currently In Use: 2; UST Temp Close: 0; AST Currently In Use: 2; AST Temp Closed: 0 | 2 | 0 | 1 | 15343-027-000565 | WELLBORN CABINET INC
51039 | Currently in Use |  | 2006-04-26 |  | Petroleum | Unleaded gasoline | Unleaded gasoline | Industrial | 10R/10D | Double Wall |  |  | Double Wall |  | 1901-01-01 | Catchment Basin | Flow Rest 90% Full | Flow Rest 90% Full | Interstitial Monitoring within Secondary Containment | SENSOR TO ATG |  |  | Automatic flow restrictor (MLLD) | Automatic flow restrictor (MLLD) | Interstitial Monitoring within Secondary Containment | SENSOR TO ATG | Annual line testing | Annual line testing |  | UST Currently In Use: 2; UST Temp Close: 0; AST Currently In Use: 2; AST Temp Closed: 0 | 2 | 0 | 1 | 15343-027-000565 | WELLBORN CABINET INC
51040 | Currently in Use |  | 2005-11-20 |  | Petroleum | Unleaded gasoline | Unleaded gasoline | Retail | Fiberglass reinforced plastic | Fiberglass reinforced plastic |  |  | Double Wall |  | 1901-01-01 | Catchment Basin | Automatic shutoff device At 95% full | Automatic shutoff device At 95% full | Interstitial Monitoring within Secondary Containment |  | Other | Single walled submersible pump containment sump | Automatic shutoff device (AELLD) | Automatic shutoff device (AELLD) | [5 empty] | UST Currently In Use: 3; UST Temp Close: 0; AST Currently In Use: 0; AST Temp Closed: 0 | 3 | 0 | 0 | 25265-043-019127 | LGWS/CROSS AMERICA PARTNERS
51041 | Currently in Use |  | 2005-11-20 |  | Petroleum | Premium gasoline | Premium gasoline | Retail | Single Wall | Fiberglass reinforced plastic |  |  | Double Wall |  | 1901-01-01 | Catchment Basin | Automatic shutoff device At 95% full | Automatic shutoff device At 95% full | Interstitial Monitoring within Secondary Containment |  | Continuous Automatic Tank Gauge | Single walled submersible pump containment sump | Automatic shutoff device (AELLD) | Automatic shutoff device (AELLD) | [5 empty] | UST Currently In Use: 3; UST Temp Close: 0; AST Currently In Use: 0; AST Temp Closed: 0 | 3 | 0 | 0 | 25265-043-019127 | LGWS/CROSS AMERICA PARTNERS
51042 | Currently in Use |  | 2005-11-20 |  | Petroleum | On road diesel | On road diesel | Retail | Fiberglass reinforced plastic | Fiberglass reinforced plastic |  |  | Double Wall |  | 1901-01-01 | Catchment Basin | Automatic shutoff device At 95% full | Automatic shutoff device At 95% full | Interstitial Monitoring within Secondary Containment |  | Continuous Automatic Tank Gauge | Single walled submersible pump containment sump | Containment Sump | Automatic shutoff device (AELLD) | [5 empty] | UST Currently In Use: 3; UST Temp Close: 0; AST Currently In Use: 0; AST Temp Closed: 0 | 3 | 0 | 0 | 25265-043-019127 | LGWS/CROSS AMERICA PARTNERS
51043 | Currently in Use |  | 2006-04-10 |  | Petroleum | Unleaded gasoline | Unleaded gasoline | Retail | Fiberglass coated steel | Fiberglass coated steel |  |  | Fiberglass reinforced plastic |  |  | Catchment Basin | Flow Rest 90% Full | Flow Rest 90% Full |  |  | Continuous Automatic Tank Gauge |  | Automatic shutoff device (AELLD) | Automatic shutoff device (AELLD) | [5 empty] | UST Currently In Use: 2; UST Temp Close: 0; AST Currently In Use: 0; AST Temp Closed: 0 | 2 | 0 | 0 | 15201-033-017023 | VULCAN OIL COMPANY INC.
51044 | Currently in Use |  | 2006-04-10 |  | Petroleum | Premium gasoline | Premium gasoline | Retail | Fiberglass coated steel | Fiberglass coated steel |  |  | Fiberglass reinforced plastic |  |  | Catchment Basin | Flow Rest 90% Full | Flow Rest 90% Full |  |  | Continuous Automatic Tank Gauge |  | Automatic shutoff device (AELLD) | Automatic shutoff device (AELLD) | [5 empty] | UST Currently In Use: 2; UST Temp Close: 0; AST Currently In Use: 0; AST Temp Closed: 0 | 2 | 0 | 0 | 15201-033-017023 | VULCAN OIL COMPANY INC.
51045 | Currently in Use |  | 2006-05-28 |  | Petroleum | Unleaded gasoline | Unleaded gasoline | Retail | Fiberglass coated steel | Fiberglass coated steel |  |  | Fiberglass reinforced plastic |  | 1901-01-01 | Catchment Basin | Automatic shutoff device At 95% full | Automatic shutoff device At 95% full |  |  | Continuous Automatic Tank Gauge |  | Automatic shutoff device (AELLD) | Automatic shutoff device (AELLD) | [5 empty] | UST Currently In Use: 1; UST Temp Close: 0; AST Currently In Use: 0; AST Temp Closed: 0 | 1 | 0 | 0 | 25279-089-019129 | JAY KARMAYOGI INC
51049 | Temporary Closed | 2014-04-19 | 2006-01-25 |  | Petroleum | Unleaded gasoline | Unleaded gasoline | Retail | Fiberglass coated steel | Fiberglass coated steel |  |  | Double Wall |  | 1901-01-01 | Catchment Basin | Flow Rest 90% Full | Flow Rest 90% Full |  |  | Continuous Automatic Tank Gauge |  | Automatic shutoff device (AELLD) | Automatic shutoff device (AELLD) | [5 empty] | UST Currently In Use: 0; UST Temp Close: 2; AST Currently In Use: 0; AST Temp Closed: 0 | 0 | 2 | 3 | 24691-077-008129 | MAHENDRA PATEL
51050 | Temporary Closed | 2014-04-19 | 2006-01-25 |  | Petroleum | Premium gasoline | Premium gasoline | Retail | Single Wall | Fiberglass coated steel |  |  | Fiberglass reinforced plastic |  | 1901-01-01 | Catchment Basin | Flow Rest 90% Full | Flow Rest 90% Full |  |  | Continuous Automatic Tank Gauge |  | Automatic shutoff device (AELLD) | Automatic shutoff device (AELLD) | [5 empty] | UST Currently In Use: 0; UST Temp Close: 2; AST Currently In Use: 0; AST Temp Closed: 0 | 0 | 2 | 3 | 24691-077-008129 | MAHENDRA PATEL
51051 | Currently in Use |  | 2006-06-14 |  | Petroleum | Unleaded gasoline | Unleaded gasoline | Retail | Fiberglass coated steel | Fiberglass coated steel |  |  | AMERON |  | 2006-06-14 | Catchment Basin | Flow Rest 90% Full | Flow Rest 90% Full |  |  | Continuous Automatic Tank Gauge |  | Containment Sump | Containment Sump | Interstitial Monitoring within Secondary Containment | SENSOR TO ATG | Continuous alarm system | Continuous alarm system |  | UST Currently In Use: 3; UST Temp Close: 0; AST Currently In Use: 0; AST Temp Closed: 0 | 3 | 0 | 0 | 22499-115-019133 | M&M UNLIMITED INC
51052 | Currently in Use |  | 2006-06-14 |  | Petroleum | On road diesel | On road diesel | Retail | Fiberglass coated steel | Fiberglass coated steel |  |  | AMERON |  | 2006-06-14 | Catchment Basin | Flow Rest 90% Full | Flow Rest 90% Full |  |  | Continuous Automatic Tank Gauge |  | Sump sensor relayed to automatically shut off submersible pump | Containment Sump | Interstitial Monitoring within Secondary Containment | SENSOR TO ATG | Continuous alarm system | Continuous alarm system |  | UST Currently In Use: 3; UST Temp Close: 0; AST Currently In Use: 0; AST Temp Closed: 0 | 3 | 0 | 0 | 22499-115-019133 | M&M UNLIMITED INC
51054 | Currently in Use |  | 2006-06-14 |  | Petroleum | Premium gasoline | Premium gasoline | Retail | Fiberglass coated steel | Fiberglass coated steel |  |  | AMERON |  | 2006-06-14 | Catchment Basin | Flow Rest 90% Full | Flow Rest 90% Full |  |  | Continuous Automatic Tank Gauge |  | Containment Sump | Containment Sump | Interstitial Monitoring within Secondary Containment | SENSOR TO ATG | Continuous alarm system | Continuous alarm system |  | UST Currently In Use: 3; UST Temp Close: 0; AST Currently In Use: 0; AST Temp Closed: 0 | 3 | 0 | 0 | 22499-115-019133 | M&M UNLIMITED INC
51055 | Currently in Use |  | 2005-05-17 |  | Petroleum | On road diesel | On road diesel | Retail | Double Wall | Double Wall |  |  | Fiberglass reinforced plastic |  | 1901-01-01 | Catchment Basin | Flow Rest 90% Full | Automatic shutoff device At 95% full |  |  | Continuous Automatic Tank Gauge | [8 empty] | UST Currently In Use: 3; UST Temp Close: 0; AST Currently In Use: 0; AST Temp Closed: 0 | 3 | 0 | 3 | 25214-009-005413 | CADILLAC JACK OIL COMPANY INC
51056 | Currently in Use |  | 2004-07-28 |  | Petroleum | Unleaded gasoline | Unleaded gasoline | Retail | Fiberglass coated steel | Fiberglass coated steel |  |  | Fiberglass reinforced plastic |  | 1901-01-01 | Catchment Basin | Flow Rest 90% Full | Flow Rest 90% Full |  |  | Continuous Automatic Tank Gauge |  | Automatic shutoff device (AELLD) | Automatic shutoff device (AELLD) | [5 empty] | UST Currently In Use: 2; UST Temp Close: 0; AST Currently In Use: 0; AST Temp Closed: 0 | 2 | 0 | 0 | 21106-081-019135 | GRIGGS INC.
51057 | Currently in Use |  | 2004-07-28 |  | Petroleum | Premium gasoline | Premium gasoline | Retail | Fiberglass coated steel | Fiberglass coated steel |  |  | Fiberglass reinforced plastic |  | 1901-01-01 | Catchment Basin | Flow Rest 90% Full | Flow Rest 90% Full |  |  | Continuous Automatic Tank Gauge |  | Automatic shutoff device (AELLD) | Automatic shutoff device (AELLD) | [5 empty] | UST Currently In Use: 2; UST Temp Close: 0; AST Currently In Use: 0; AST Temp Closed: 0 | 2 | 0 | 0 | 21106-081-019135 | GRIGGS INC.
51058 | Currently in Use |  | 2006-03-25 |  | Petroleum | Unleaded gasoline | Unleaded gasoline | Retail | Fiberglass coated steel | Fiberglass coated steel |  |  | Fiberglass reinforced plastic |  | 2006-06-19 | Catchment Basin | Automatic shutoff device At 95% full | Automatic shutoff device At 95% full |  |  | Continuous Automatic Tank Gauge |  | Automatic flow restrictor (MLLD) | Automatic flow restrictor (MLLD) |  |  | Annual line testing | Annual line testing |  | UST Currently In Use: 2; UST Temp Close: 0; AST Currently In Use: 0; AST Temp Closed: 0 | 2 | 0 | 3 | 22196-073-007747 | RELIANCE, LLC
51059 | Currently in Use |  | 2006-03-25 |  | Petroleum | Premium gasoline | Premium gasoline | Retail | Single Wall | Fiberglass coated steel |  |  | Fiberglass reinforced plastic |  | 2006-06-19 | Catchment Basin | Automatic shutoff device At 95% full | Automatic shutoff device At 95% full |  |  | Continuous Automatic Tank Gauge |  | Automatic flow restrictor (MLLD) | Automatic flow restrictor (MLLD) |  |  | Annual line testing | Annual line testing |  | UST Currently In Use: 2; UST Temp Close: 0; AST Currently In Use: 0; AST Temp Closed: 0 | 2 | 0 | 3 | 22196-073-007747 | RELIANCE, LLC
51060 | Currently in Use |  | 2002-09-18 |  | Petroleum | Unleaded gasoline | Unleaded gasoline | Local government | Fiberglass coated steel | Fiberglass coated steel |  |  | Fiberglass reinforced plastic |  |  | Catchment Basin | Flow Rest 90% Full | Flow Rest 90% Full |  |  | Continuous Automatic Tank Gauge |  | Automatic flow restrictor (MLLD) | Automatic flow restrictor (MLLD) |  |  | Annual line testing | Annual line testing |  | UST Currently In Use: 2; UST Temp Close: 0; AST Currently In Use: 0; AST Temp Closed: 0 | 2 | 0 | 3 | 12238-065-002432 | HALE COUNTY COMMISSION
51061 | Currently in Use |  | 2006-05-16 |  | Petroleum | Unleaded gasoline | Unleaded gasoline | Retail | Fiberglass reinforced plastic | Double Wall |  |  | Fiberglass reinforced plastic |  | 1901-01-01 | Catchment Basin | Audible high level alarm At 90% full | Audible high level alarm At 90% full | Interstitial Monitoring within Secondary Containment | SENSOR TO ATG |  |  | Containment Sump | Automatic flow restrictor (MLLD) |  |  | Annual line testing | Annual line testing |  | UST Currently In Use: 2; UST Temp Close: 0; AST Currently In Use: 0; AST Temp Closed: 0 | 2 | 0 | 0 | 23165-045-019136 | NATIONAL RETAIL PROP, LP C/O PANTRY
51062 | Currently in Use |  | 2006-05-15 |  | Petroleum | Premium gasoline | Premium gasoline | Retail | Double Wall | Double Wall |  |  | Fiberglass reinforced plastic |  | 1901-01-01 | Catchment Basin | Audible high level alarm At 90% full | Audible high level alarm At 90% full | Interstitial Monitoring within Secondary Containment | SENSOR TO ATG |  |  | Automatic flow restrictor (MLLD) | Automatic flow restrictor (MLLD) |  |  | Annual line testing | Annual line testing |  | UST Currently In Use: 2; UST Temp Close: 0; AST Currently In Use: 0; AST Temp Closed: 0 | 2 | 0 | 0 | 23165-045-019136 | NATIONAL RETAIL PROP, LP C/O PANTRY
51063 | Currently in Use |  | 2006-05-09 |  | Petroleum | Unleaded gasoline | Unleaded gasoline | Retail | 9R/3P | Double Wall | 9REG/3PREM |  | Double Wall | OPW | 1901-01-01 | Catchment Basin | Flow Rest 90% Full | Flow Rest 90% Full | Interstitial Monitoring within Secondary Containment | SENSOR TO ATG |  |  | Containment Sump | Automatic flow restrictor (MLLD) |  |  | Annual line testing | Annual line testing |  | UST Currently In Use: 2; UST Temp Close: 0; AST Currently In Use: 0; AST Temp Closed: 0 | 2 | 0 | 3 | 22783-111-008711 | VISH CORPORATION
51065 | Currently in Use |  | 1999-04-15 |  | Petroleum | Unleaded gasoline | Unleaded gasoline | Retail | Single Wall | Fiberglass coated steel |  |  | Double Wall |  |  | Catchment Basin | Automatic shutoff device At 95% full | Automatic shutoff device At 95% full |  |  | Statistical Inventory Reconciliation (SIR) | Single walled submersible pump containment sump | Containment Sump | Automatic flow restrictor (MLLD) |  |  | Statistical inventory reconciliation (SIR) | Statistical inventory reconciliation (SIR) |  | UST Currently In Use: 1; UST Temp Close: 0; AST Currently In Use: 0; AST Temp Closed: 0 | 1 | 0 | 4 | 15372-079-009857 | WIGGINS GROCERY
51066 | Currently in Use |  | 2004-02-20 |  | Petroleum | On road diesel | On road diesel | Retail | Fiberglass reinforced plastic | Double Wall |  |  | Fiberglass reinforced plastic |  | 1901-01-01 | Catchment Basin | Automatic shutoff device At 95% full | Automatic shutoff device At 95% full |  |  | Continuous Automatic Tank Gauge |  | Automatic flow restrictor (MLLD) | Automatic flow restrictor (MLLD) |  |  | Annual line testing | Annual line testing |  | UST Currently In Use: 3; UST Temp Close: 0; AST Currently In Use: 0; AST Temp Closed: 0 | 3 | 0 | 3 | 17801-073-015801 | BASE EXCHANGE, 117TH ARW
51067 | Currently in Use |  | 2006-05-15 |  | Petroleum | Unleaded gasoline | Unleaded gasoline | Retail | Double Wall | Double Wall |  |  | Double Wall | APT | 1901-01-01 | Catchment Basin | Automatic shutoff device At 95% full | Automatic shutoff device At 95% full | Interstitial Monitoring within Secondary Containment | SENSOR TO ATG | Continuous Automatic Tank Gauge |  | Containment Sump | Automatic shutoff device (AELLD) | Interstitial Monitoring within Secondary Containment | SENSOR TO ATG | Continuous alarm system | Continuous alarm system |  | UST Currently In Use: 2; UST Temp Close: 0; AST Currently In Use: 0; AST Temp Closed: 0 | 2 | 0 | 0 | 13343-117-019132 | MCCULLOUGH OIL COMPANY, INC.
51069 | Temporary Closed | 2021-10-01 | 2006-08-01 |  | Petroleum | Unleaded gasoline | Unleaded gasoline | Retail | Fiberglass coated steel | Fiberglass coated steel |  |  | Flexible |  | 1901-01-01 | Catchment Basin | Flow Rest 90% Full | Flow Rest 90% Full |  |  | Continuous Automatic Tank Gauge |  | Automatic flow restrictor (MLLD) | Automatic flow restrictor (MLLD) |  |  | Continuous alarm system | Annual line testing |  | UST Currently In Use: 1; UST Temp Close: 1; AST Currently In Use: 0; AST Temp Closed: 0 | 1 | 1 | 0 | 23866-101-019138 | PJANI LLC
51070 | Currently in Use |  | 2006-08-01 |  | Petroleum | Unleaded gasoline | Unleaded gasoline | Retail | Fiberglass coated steel | Fiberglass coated steel |  |  | Flexible |  | 1901-01-01 | Catchment Basin | Flow Rest 90% Full | Flow Rest 90% Full |  |  | Continuous Automatic Tank Gauge |  | Automatic shutoff device (AELLD) | Automatic shutoff device (AELLD) | [5 empty] | UST Currently In Use: 1; UST Temp Close: 1; AST Currently In Use: 0; AST Temp Closed: 0 | 1 | 1 | 0 | 23866-101-019138 | PJANI LLC
51071 | Currently in Use |  | 2005-05-05 |  | Petroleum | Unleaded gasoline | Unleaded gasoline | Retail | Fiberglass reinforced plastic | Fiberglass reinforced plastic |  |  | Fiberglass reinforced plastic |  | 1901-01-01 | Catchment Basin | Flow Rest 90% Full | Flow Rest 90% Full |  |  | Continuous Automatic Tank Gauge |  | Automatic shutoff device (AELLD) | Automatic shutoff device (AELLD) | [5 empty] | UST Currently In Use: 2; UST Temp Close: 0; AST Currently In Use: 0; AST Temp Closed: 0 | 2 | 0 | 0 | 23536-113-019139 | SHRIJI REALTY LLC
51072 | Currently in Use |  | 2005-05-05 |  | Petroleum | Premium gasoline | Premium gasoline | Retail | Fiberglass reinforced plastic | Fiberglass reinforced plastic |  |  | Fiberglass reinforced plastic |  | 1901-01-01 | Catchment Basin | Flow Rest 90% Full | Flow Rest 90% Full |  |  | Continuous Automatic Tank Gauge |  | Automatic flow restrictor (MLLD) | Automatic flow restrictor (MLLD) |  |  | Annual line testing | Annual line testing |  | UST Currently In Use: 2; UST Temp Close: 0; AST Currently In Use: 0; AST Temp Closed: 0 | 2 | 0 | 0 | 23536-113-019139 | SHRIJI REALTY LLC
51074 | Currently in Use |  | 2006-07-05 |  | Petroleum | Unleaded gasoline | Unleaded gasoline | Retail | Fiberglass coated steel | Fiberglass coated steel |  |  | Single Wall |  | 1901-01-01 | Catchment Basin | Flow Rest 90% Full | Flow Rest 90% Full |  |  | Continuous Automatic Tank Gauge | Direct Bury submersible pump | Automatic shutoff device (AELLD) | Automatic shutoff device (AELLD) | [5 empty] | UST Currently In Use: 5; UST Temp Close: 0; AST Currently In Use: 0; AST Temp Closed: 0 | 5 | 0 | 2 | 23613-043-010845 | SHOOT-OUT AT DODGE CITY, LLC
51075 | Currently in Use |  | 2006-07-05 |  | Petroleum | Premium gasoline | Premium gasoline | Retail | Fiberglass coated steel | Fiberglass coated steel |  |  | Fiberglass reinforced plastic |  | 1901-01-01 | Catchment Basin | Flow Rest 90% Full | Flow Rest 90% Full |  |  | Continuous Automatic Tank Gauge | Direct Bury submersible pump | Automatic shutoff device (AELLD) | Automatic shutoff device (AELLD) | [5 empty] | UST Currently In Use: 5; UST Temp Close: 0; AST Currently In Use: 0; AST Temp Closed: 0 | 5 | 0 | 2 | 23613-043-010845 | SHOOT-OUT AT DODGE CITY, LLC
51076 | Currently in Use |  | 2006-07-05 |  | Petroleum | On road diesel | On road diesel | Retail | Single Wall | Fiberglass coated steel |  |  | Fiberglass reinforced plastic |  | 1901-01-01 | Catchment Basin | Flow Rest 90% Full | Flow Rest 90% Full |  |  | Continuous Automatic Tank Gauge | Direct Bury submersible pump | Automatic shutoff device (AELLD) | Automatic shutoff device (AELLD) | [5 empty] | UST Currently In Use: 5; UST Temp Close: 0; AST Currently In Use: 0; AST Temp Closed: 0 | 5 | 0 | 2 | 23613-043-010845 | SHOOT-OUT AT DODGE CITY, LLC
51077 | Currently in Use |  | 1988-02-24 |  | Petroleum | On road diesel | On road diesel | State/Federal Government | Fiberglass reinforced plastic | Fiberglass reinforced plastic |  |  | Fiberglass reinforced plastic |  | 1901-01-01 | Catchment Basin | [13 empty] | UST Currently In Use: 1; UST Temp Close: 0; AST Currently In Use: 0; AST Temp Closed: 0 | 1 | 0 | 0 | 22514-101-019140 | REDEVELOPMENT AUTHORITY DEPT OF FIN
51078 | Currently in Use |  | 2006-06-20 |  | Petroleum | Unleaded gasoline | Unleaded gasoline | Retail | Fiberglass coated steel | Fiberglass coated steel |  |  | Double Wall |  | 1901-01-01 | Catchment Basin | Automatic shutoff device At 95% full | Automatic shutoff device At 95% full |  |  | Continuous Automatic Tank Gauge | Single walled submersible pump containment sump | Automatic flow restrictor (MLLD) | Automatic flow restrictor (MLLD) |  |  | Annual line testing | Annual line testing |  | UST Currently In Use: 1; UST Temp Close: 0; AST Currently In Use: 0; AST Temp Closed: 0 | 1 | 0 | 0 | 22516-127-004049 | TJ'S FOOD MART
51079 | Currently in Use |  | 2006-07-14 |  | Petroleum | On road diesel | On road diesel | Emergency power generator | Double Wall | Double Wall |  |  | Double Wall |  | 1901-01-01 | Catchment Basin | Automatic shutoff device At 95% full | Audible high level alarm At 90% full | Interstitial Monitoring within Secondary Containment | SENSOR TO ATG | Continuous Automatic Tank Gauge | [8 empty] | UST Currently In Use: 1; UST Temp Close: 0; AST Currently In Use: 0; AST Temp Closed: 0 | 1 | 0 | 2 | 14462-055-012126 | BELLSOUTH TELECOMM. DBA AT&T ALA.
51080 | Currently in Use |  | 2003-12-01 |  | Petroleum | Unleaded gasoline | Unleaded gasoline | Retail | Fiberglass reinforced plastic | Fiberglass reinforced plastic |  |  | Fiberglass reinforced plastic |  | 1901-01-01 | Catchment Basin | Automatic shutoff device At 95% full | Automatic shutoff device At 95% full |  |  | Continuous Automatic Tank Gauge |  | Automatic shutoff device (AELLD) | Automatic shutoff device (AELLD) | [5 empty] | UST Currently In Use: 2; UST Temp Close: 0; AST Currently In Use: 0; AST Temp Closed: 0 | 2 | 0 | 0 | 14089-081-019141 | RICHARD TERRY
51081 | Currently in Use |  | 2003-12-01 |  | Petroleum | Premium gasoline | Premium gasoline | Retail | Fiberglass reinforced plastic | Fiberglass reinforced plastic |  |  | Fiberglass reinforced plastic |  | 1901-01-01 | Catchment Basin | Automatic shutoff device At 95% full | Automatic shutoff device At 95% full |  |  | Continuous Automatic Tank Gauge |  | Automatic shutoff device (AELLD) | Automatic shutoff device (AELLD) | [5 empty] | UST Currently In Use: 2; UST Temp Close: 0; AST Currently In Use: 0; AST Temp Closed: 0 | 2 | 0 | 0 | 14089-081-019141 | RICHARD TERRY
51082 | Currently in Use |  | 2006-04-01 |  | Petroleum | Unleaded gasoline | Unleaded gasoline | Retail | Double Wall | Double Wall |  |  | Fiberglass reinforced plastic |  | 1901-01-01 | Catchment Basin | Audible high level alarm At 90% full | Audible high level alarm At 90% full | Interstitial Monitoring within Secondary Containment | SENSOR TO ATG |  | Single walled submersible pump containment sump | Containment Sump | Automatic shutoff device (AELLD) | Interstitial Monitoring within Secondary Containment |  | Annual line testing | Annual line testing |  | UST Currently In Use: 3; UST Temp Close: 0; AST Currently In Use: 0; AST Temp Closed: 0 | 3 | 0 | 0 | 14001-127-019142 | RACETRAC PETROLEUM, INC.
51083 | Currently in Use |  | 2006-04-01 |  | Petroleum | On road diesel | On road diesel | Retail | Double Wall | Double Wall |  |  | Fiberglass reinforced plastic |  | 1901-01-01 | Catchment Basin | Audible high level alarm At 90% full | Audible high level alarm At 90% full | Interstitial Monitoring within Secondary Containment | SENSOR TO ATG |  | Single walled submersible pump containment sump | Automatic shutoff device (AELLD) | Automatic shutoff device (AELLD) | Interstitial Monitoring within Secondary Containment |  | Annual line testing | Annual line testing |  | UST Currently In Use: 3; UST Temp Close: 0; AST Currently In Use: 0; AST Temp Closed: 0 | 3 | 0 | 0 | 14001-127-019142 | RACETRAC PETROLEUM, INC.
51084 | Currently in Use |  | 2006-04-01 |  | Petroleum | Premium gasoline | Premium gasoline | Retail | Double Wall | Double Wall |  |  | Double Wall |  | 1901-01-01 | Catchment Basin | Audible high level alarm At 90% full | Audible high level alarm At 90% full | Interstitial Monitoring within Secondary Containment | SENSOR TO ATG |  | Single walled submersible pump containment sump | Automatic shutoff device (AELLD) | Automatic shutoff device (AELLD) | Interstitial Monitoring within Secondary Containment |  | Continuous alarm system | Annual line testing |  | UST Currently In Use: 3; UST Temp Close: 0; AST Currently In Use: 0; AST Temp Closed: 0 | 3 | 0 | 0 | 14001-127-019142 | RACETRAC PETROLEUM, INC.
51085 | Currently in Use |  | 2006-06-25 |  | Petroleum | Unleaded gasoline | Unleaded gasoline | Retail | Double Wall | Double Wall |  |  | Fiberglass reinforced plastic |  | 2006-06-25 | Catchment Basin | Automatic shutoff device At 95% full | Automatic shutoff device At 95% full | Interstitial Monitoring within Secondary Containment | SENSOR TO ATG | Continuous Automatic Tank Gauge |  | Containment Sump | Automatic shutoff device (AELLD) |  | SENSOR TO ATG | Continuous alarm system | Continuous alarm system |  | UST Currently In Use: 2; UST Temp Close: 0; AST Currently In Use: 0; AST Temp Closed: 0 | 2 | 0 | 0 | 10182-073-019143 | ALLEN OIL CO
51086 | Currently in Use |  | 2006-06-25 |  | Petroleum | Premium gasoline | Premium gasoline | Retail | 4P-6D | Double Wall |  |  | 2 PIECES |  | 2006-06-25 | Catchment Basin | Automatic shutoff device At 95% full | Automatic shutoff device At 95% full | Interstitial Monitoring within Secondary Containment | SENSOR TO ATG | Continuous Automatic Tank Gauge |  | Automatic shutoff device (AELLD) | Automatic shutoff device (AELLD) |  | SENSOR TO ATG | Continuous alarm system | Continuous alarm system |  | UST Currently In Use: 2; UST Temp Close: 0; AST Currently In Use: 0; AST Temp Closed: 0 | 2 | 0 | 0 | 10182-073-019143 | ALLEN OIL CO
51087 | Currently in Use |  | 2006-06-02 |  | Petroleum | Unleaded gasoline | Unleaded gasoline | Industrial | Double Wall | Double Wall |  |  | Fiberglass reinforced plastic |  | 1901-01-01 | Catchment Basin | Automatic shutoff device At 95% full | Automatic shutoff device At 95% full | Interstitial Monitoring within Secondary Containment | SENSOR TO ATG | Continuous Automatic Tank Gauge |  | Automatic flow restrictor (MLLD) | Automatic flow restrictor (MLLD) |  |  | Annual line testing | Annual line testing |  | UST Currently In Use: 1; UST Temp Close: 0; AST Currently In Use: 0; AST Temp Closed: 0 | 1 | 0 | 0 | 10398-003-019144 | BALDWIN COUNTY BOARD OF EDUCATION
51088 | Currently in Use |  | 2006-05-01 |  | Petroleum | Unleaded gasoline | Unleaded gasoline | Retail | Fiberglass coated steel | Fiberglass coated steel |  |  | Fiberglass reinforced plastic |  | 1901-01-01 | Catchment Basin | Flow Rest 90% Full | Flow Rest 90% Full |  |  | Continuous Automatic Tank Gauge |  | Automatic flow restrictor (MLLD) | Automatic flow restrictor (MLLD) |  |  | Annual line testing | Annual line testing |  | UST Currently In Use: 2; UST Temp Close: 0; AST Currently In Use: 0; AST Temp Closed: 0 | 2 | 0 | 0 | 25282-017-019145 | THANOCH INC
51089 | Currently in Use |  | 2006-05-01 |  | Petroleum | On road diesel | On road diesel | Retail | Fiberglass coated steel | Fiberglass coated steel |  |  | Fiberglass reinforced plastic |  | 1901-01-01 | Catchment Basin | Flow Rest 90% Full | Flow Rest 90% Full |  |  | Automatic Tank Gauge |  | Automatic flow restrictor (MLLD) | Automatic flow restrictor (MLLD) |  |  | Annual line testing | Annual line testing |  | UST Currently In Use: 2; UST Temp Close: 0; AST Currently In Use: 0; AST Temp Closed: 0 | 2 | 0 | 0 | 25282-017-019145 | THANOCH INC
51090 | Temporary Closed | 2022-09-01 | 1998-10-01 |  | Petroleum | Unleaded gasoline | Unleaded gasoline | Local government | Steel | Single Wall | Coated & cathodic protection (sti-P3) |  | Single Wall |  |  | Catchment Basin | Automatic shutoff device At 95% full | Automatic shutoff device At 95% full |  |  | Statistical Inventory Reconciliation (SIR) | [8 empty] | UST Currently In Use: 0; UST Temp Close: 1; AST Currently In Use: 0; AST Temp Closed: 0 | 0 | 1 | 0 | 11078-127-019146 | CITY OF SUMITON
51091 | Currently in Use |  | 2006-07-15 |  | Petroleum | On road diesel | On road diesel | Retail | Double Wall | Double Wall |  |  | Fiberglass reinforced plastic |  |  | Catchment Basin | Automatic shutoff device At 95% full | Automatic shutoff device At 95% full | Interstitial Monitoring within Secondary Containment | SENSOR TO ATG | Continuous Automatic Tank Gauge |  | Automatic flow restrictor (MLLD) | Automatic flow restrictor (MLLD) |  | SENSOR TO ATG | Annual line testing | Annual line testing |  | UST Currently In Use: 3; UST Temp Close: 0; AST Currently In Use: 0; AST Temp Closed: 0 | 3 | 0 | 1 | 13929-003-017592 | PRINCE OIL COMPANY, INC.
51092 | Permanently Closed | 2005-04-21 | 2001-04-26 | 2007-01-24 | Petroleum | On road diesel | On road diesel | Retail | Steel | Steel | Coated & cathodic protection (sti-P3) |  |  |  | 1901-01-01 | Catchment Basin | Automatic shutoff device At 95% full | Automatic shutoff device At 95% full | [11 empty] | UST Currently In Use: 0; UST Temp Close: 0; AST Currently In Use: 0; AST Temp Closed: 0 | 0 | 0 | 3 | 22530-097-001768 | HAMILTON BLVD RED COMPANY LLC
51093 | Currently in Use |  | 2005-11-20 |  | Petroleum | Unleaded gasoline | Unleaded gasoline | Retail | Fiberglass coated steel | Fiberglass coated steel |  |  | Flexible |  | 1901-01-01 | Catchment Basin | Flow Rest 90% Full | Automatic shutoff device At 95% full |  |  | Continuous Automatic Tank Gauge |  | Automatic flow restrictor (MLLD) | Automatic flow restrictor (MLLD) |  |  | Continuous alarm system | Continuous alarm system |  | UST Currently In Use: 3; UST Temp Close: 0; AST Currently In Use: 0; AST Temp Closed: 0 | 3 | 0 | 0 | 22533-125-019147 | JOHN B. GIBSON
51094 | Currently in Use |  | 2005-11-20 |  | Petroleum | On road diesel | On road diesel | Retail | Fiberglass coated steel | Fiberglass coated steel |  |  | Flexible |  | 1901-01-01 | Catchment Basin | Automatic shutoff device At 95% full | Automatic shutoff device At 95% full |  |  | Continuous Automatic Tank Gauge |  | Automatic shutoff device (AELLD) | Automatic shutoff device (AELLD) | [5 empty] | UST Currently In Use: 3; UST Temp Close: 0; AST Currently In Use: 0; AST Temp Closed: 0 | 3 | 0 | 0 | 22533-125-019147 | JOHN B. GIBSON
51095 | Currently in Use |  | 2005-11-20 |  | Petroleum | On road diesel | On road diesel | Retail | Fiberglass coated steel | Fiberglass coated steel |  |  | Flexible |  | 1901-01-01 | Catchment Basin | Automatic shutoff device At 95% full | Automatic shutoff device At 95% full |  |  | Continuous Automatic Tank Gauge |  | Automatic shutoff device (AELLD) | Automatic shutoff device (AELLD) | [5 empty] | UST Currently In Use: 3; UST Temp Close: 0; AST Currently In Use: 0; AST Temp Closed: 0 | 3 | 0 | 0 | 22533-125-019147 | JOHN B. GIBSON
51096 | Currently in Use |  | 2006-07-14 |  | Petroleum | Unleaded gasoline | Unleaded gasoline | Local government | Fiberglass coated steel | Fiberglass coated steel |  |  | Fiberglass reinforced plastic |  | 1901-01-01 | Catchment Basin | Automatic shutoff device At 95% full | Audible high level alarm At 90% full |  |  | Continuous Automatic Tank Gauge | [8 empty] | UST Currently In Use: 2; UST Temp Close: 0; AST Currently In Use: 0; AST Temp Closed: 0 | 2 | 0 | 0 | 22445-083-019103 | LIMESTONE CITY WATER & SEWER AUTH.
51097 | Currently in Use |  | 2006-07-14 |  | Petroleum | On road diesel | On road diesel | Local government | Fiberglass coated steel | Fiberglass coated steel |  |  | Fiberglass reinforced plastic |  | 1901-01-01 | Catchment Basin | Audible high level alarm At 90% full | Audible high level alarm At 90% full |  |  | Continuous Automatic Tank Gauge | [8 empty] | UST Currently In Use: 2; UST Temp Close: 0; AST Currently In Use: 0; AST Temp Closed: 0 | 2 | 0 | 0 | 22445-083-019103 | LIMESTONE CITY WATER & SEWER AUTH.
51098 | Currently in Use |  | 2006-08-08 |  | Petroleum | On road diesel | On road diesel | State/federal government | Fiberglass reinforced plastic | Fiberglass reinforced plastic |  |  | Fiberglass reinforced plastic |  | 1901-01-01 | Catchment Basin | Audible high level alarm At 90% full | Audible high level alarm At 90% full | Interstitial Monitoring within Secondary Containment | OTHER | Continuous Automatic Tank Gauge |  | Containment Sump | Automatic shutoff device (AELLD) | Interstitial Monitoring within Secondary Containment |  |  |  |  | UST Currently In Use: 4; UST Temp Close: 0; AST Currently In Use: 0; AST Temp Closed: 0 | 4 | 0 | 3 | 14650-035-002974 | DEPARTMENT OF TRANSPORTATION HIGHWAY
51099 | Currently in Use |  | 2006-08-08 |  | Petroleum | Unleaded gasoline | Unleaded gasoline | State/federal government | Fiberglass reinforced plastic | Fiberglass reinforced plastic |  |  | Fiberglass reinforced plastic |  | 1901-01-01 | Catchment Basin | Audible high level alarm At 90% full | Audible high level alarm At 90% full | Interstitial Monitoring within Secondary Containment |  | Continuous Automatic Tank Gauge |  | Automatic shutoff device (AELLD) | Automatic shutoff device (AELLD) | Interstitial Monitoring within Secondary Containment |  |  |  |  | UST Currently In Use: 4; UST Temp Close: 0; AST Currently In Use: 0; AST Temp Closed: 0 | 4 | 0 | 3 | 14650-035-002974 | DEPARTMENT OF TRANSPORTATION HIGHWAY
51100 | Currently in Use |  | 2006-09-20 |  | Petroleum | Premium gasoline | Premium gasoline | Retail | Fiberglass coated steel | Fiberglass coated steel |  |  | Fiberglass reinforced plastic |  | 1901-01-01 | Catchment Basin | Automatic shutoff device At 95% full | Automatic shutoff device At 95% full | Interstitial Monitoring within Secondary Containment |  | Continuous Automatic Tank Gauge |  | Containment Sump | Automatic flow restrictor (MLLD) | Interstitial Monitoring within Secondary Containment | SENSOR TO ATG | Continuous alarm system | Annual line testing |  | UST Currently In Use: 3; UST Temp Close: 0; AST Currently In Use: 0; AST Temp Closed: 0 | 3 | 0 | 3 | 20611-025-007243 | BUMPERS OIL CO LLC
51101 | Currently in Use |  | 2006-09-20 |  | Petroleum | Unleaded gasoline | Unleaded gasoline | Retail | Fiberglass coated steel | Fiberglass coated steel |  |  | Fiberglass reinforced plastic |  | 1901-01-01 | Catchment Basin | Automatic shutoff device At 95% full | Automatic shutoff device At 95% full | Interstitial Monitoring within Secondary Containment |  | Continuous Automatic Tank Gauge |  | Containment Sump | Automatic flow restrictor (MLLD) | Interstitial Monitoring within Secondary Containment | SENSOR TO ATG | Continuous alarm system | Annual line testing |  | UST Currently In Use: 3; UST Temp Close: 0; AST Currently In Use: 0; AST Temp Closed: 0 | 3 | 0 | 3 | 20611-025-007243 | BUMPERS OIL CO LLC
51102 | Currently in Use |  | 2006-09-20 |  | Petroleum | On road diesel | On road diesel | Retail | Fiberglass coated steel | Fiberglass coated steel |  |  | Fiberglass reinforced plastic |  | 1901-01-01 | Catchment Basin | Automatic shutoff device At 95% full | Automatic shutoff device At 95% full | Interstitial Monitoring within Secondary Containment |  | Continuous Automatic Tank Gauge |  | Containment Sump | Automatic flow restrictor (MLLD) | Interstitial Monitoring within Secondary Containment | SENSOR TO ATG | Annual line testing | Annual line testing |  | UST Currently In Use: 3; UST Temp Close: 0; AST Currently In Use: 0; AST Temp Closed: 0 | 3 | 0 | 3 | 20611-025-007243 | BUMPERS OIL CO LLC
51103 | Inert | 2018-09-20 | 1997-12-01 |  | Petroleum | On road diesel | On road diesel | Emergency power generator | Fiberglass reinforced plastic | Fiberglass reinforced plastic |  |  | Steel |  | 1901-01-01 | Catchment Basin | Automatic shutoff device At 95% full | Automatic shutoff device At 95% full | Interstitial Monitoring within Secondary Containment |  | Continuous Automatic Tank Gauge | [5 empty] | Vapor monitoring | Vapor monitoring |  | UST Currently In Use: 0; UST Temp Close: 0; AST Currently In Use: 0; AST Temp Closed: 0 | 0 | 0 | 0 | 22548-073-019149 | ORCHID LLC - BROOKMONT MANAGEMENT
51104 | Temporary Closed | 2014-06-11 | 2006-08-23 |  | Petroleum | Premium gasoline | Premium gasoline | Retail | Fiberglass reinforced plastic | Fiberglass reinforced plastic |  |  | Double Wall |  |  | Catchment Basin | Automatic shutoff device At 95% full | Automatic shutoff device At 95% full |  |  | Continuous Automatic Tank Gauge |  | Automatic flow restrictor (MLLD) | Automatic flow restrictor (MLLD) |  |  | Annual line testing | Annual line testing |  | UST Currently In Use: 0; UST Temp Close: 3; AST Currently In Use: 0; AST Temp Closed: 0 | 0 | 3 | 1 | 23639-073-004834 | A P SINGH AND ANWAR ALI
51105 | Currently in Use |  | 1999-05-01 |  | Petroleum | Used oil | Used oil | Industrial | Steel | Steel | Coated & cathodic protection (sti-P3) |  | Other |  |  | Other | EXEMPT | Other | Interstitial Monitoring within Secondary Containment | MANUAL/VISUAL CHECK | [9 empty] | UST Currently In Use: 2; UST Temp Close: 0; AST Currently In Use: 0; AST Temp Closed: 0 | 2 | 0 | 4 | 15295-101-010482 | WARRIOR TRACTOR AND EQUIPMENT CO INC
51106 | Currently in Use |  | 1999-05-01 |  | Petroleum | Used oil | Used oil | Industrial | Steel | Steel | Coated & cathodic protection (sti-P3) |  | PVC FILL |  |  | Other | Other | Other | Interstitial Monitoring within Secondary Containment | MANUAL/VISUAL CHECK | [9 empty] | UST Currently In Use: 2; UST Temp Close: 0; AST Currently In Use: 0; AST Temp Closed: 0 | 2 | 0 | 4 | 15295-101-010482 | WARRIOR TRACTOR AND EQUIPMENT CO INC
51107 | Currently in Use |  | 2006-08-24 |  | Petroleum | Unleaded gasoline | Unleaded gasoline | Retail | Fiberglass reinforced plastic | Fiberglass reinforced plastic |  |  | Fiberglass reinforced plastic |  | 1901-01-01 | Catchment Basin | Automatic shutoff device At 95% full | Automatic shutoff device At 95% full | Interstitial Monitoring within Secondary Containment | SENSOR TO ATG |  |  | Automatic flow restrictor (MLLD) | Automatic flow restrictor (MLLD) |  | SENSOR TO ATG | Annual line testing | Annual line testing |  | UST Currently In Use: 2; UST Temp Close: 0; AST Currently In Use: 0; AST Temp Closed: 0 | 2 | 0 | 0 | 13579-039-019153 | MURPHY OIL USA, INC.
51108 | Currently in Use |  | 2006-08-24 |  | Petroleum | Premium gasoline | Premium gasoline | Retail | Fiberglass reinforced plastic | Fiberglass reinforced plastic |  |  | Fiberglass reinforced plastic |  | 1901-01-01 | Catchment Basin | Automatic shutoff device At 95% full | Automatic shutoff device At 95% full | Interstitial Monitoring within Secondary Containment | SENSOR TO ATG |  |  | Automatic flow restrictor (MLLD) | Automatic flow restrictor (MLLD) |  | SENSOR TO ATG | Annual line testing | Annual line testing |  | UST Currently In Use: 2; UST Temp Close: 0; AST Currently In Use: 0; AST Temp Closed: 0 | 2 | 0 | 0 | 13579-039-019153 | MURPHY OIL USA, INC.
51109 | Currently in Use |  | 2006-09-01 |  | Petroleum | On road diesel | On road diesel | Retail | Fiberglass coated steel | Fiberglass coated steel |  |  | Fiberglass reinforced plastic |  | 1901-01-01 | Catchment Basin | Flow Rest 90% Full | Flow Rest 90% Full |  |  | Continuous Automatic Tank Gauge |  | Containment Sump | Automatic flow restrictor (MLLD) |  |  | Annual line testing | Annual line testing |  | UST Currently In Use: 4; UST Temp Close: 0; AST Currently In Use: 0; AST Temp Closed: 0 | 4 | 0 | 0 | 22176-109-018599 | CIRCLE K
51110 | Currently in Use |  | 2004-04-30 |  | Petroleum | Unleaded gasoline | Unleaded gasoline | Retail | Single Wall | Fiberglass reinforced plastic |  |  | Fiberglass reinforced plastic |  |  | Catchment Basin | Automatic shutoff device At 95% full | Automatic shutoff device At 95% full |  |  | Continuous Automatic Tank Gauge | Single walled submersible pump containment sump | Automatic shutoff device (AELLD) | Automatic shutoff device (AELLD) | [5 empty] | UST Currently In Use: 4; UST Temp Close: 0; AST Currently In Use: 0; AST Temp Closed: 0 | 4 | 0 | 0 | 11661-077-010755 | EDWARDS OIL COMPANY
51114 | Currently in Use |  | 2006-04-05 |  | Petroleum | Premium gasoline | Premium gasoline | Retail | Single Wall | Fiberglass coated steel |  |  | Fiberglass reinforced plastic |  | 1901-01-01 | Catchment Basin | Flow Rest 90% Full | Flow Rest 90% Full |  |  | Continuous Automatic Tank Gauge | Single walled submersible pump containment sump | Automatic flow restrictor (MLLD) | Automatic flow restrictor (MLLD) |  |  | Annual line testing | Annual line testing |  | UST Currently In Use: 5; UST Temp Close: 0; AST Currently In Use: 0; AST Temp Closed: 0 | 5 | 0 | 2 | 23179-043-010838 | DRM HOLDINGS,LLC.
51115 | Currently in Use |  | 2006-10-31 |  | Petroleum | Unleaded gasoline | Unleaded gasoline | Retail | Fiberglass reinforced plastic | Fiberglass reinforced plastic |  |  | Fiberglass reinforced plastic |  | 1901-01-01 | Catchment Basin | Flow Rest 90% Full | Flow Rest 90% Full | Interstitial Monitoring within Secondary Containment | SENSOR TO ATG | Continuous Automatic Tank Gauge |  | Automatic flow restrictor (MLLD) | Automatic flow restrictor (MLLD) | Interstitial Monitoring within Secondary Containment | SENSOR TO ATG | Statistical inventory reconciliation (SIR) | Continuous alarm system |  | UST Currently In Use: 3; UST Temp Close: 0; AST Currently In Use: 0; AST Temp Closed: 0 | 3 | 0 | 0 | 14410-097-019155 | MCDONALD OIL COMPANY
51116 | Currently in Use |  | 2006-10-31 |  | Petroleum | Premium gasoline | Premium gasoline | Retail | Fiberglass reinforced plastic | Fiberglass reinforced plastic |  |  | Fiberglass reinforced plastic |  | 1901-01-01 | Catchment Basin | Flow Rest 90% Full | Flow Rest 90% Full | Interstitial Monitoring within Secondary Containment | SENSOR TO ATG | Continuous Automatic Tank Gauge |  | Automatic flow restrictor (MLLD) | Automatic flow restrictor (MLLD) | Interstitial Monitoring within Secondary Containment | SENSOR TO ATG | Statistical inventory reconciliation (SIR) | Continuous alarm system |  | UST Currently In Use: 3; UST Temp Close: 0; AST Currently In Use: 0; AST Temp Closed: 0 | 3 | 0 | 0 | 14410-097-019155 | MCDONALD OIL COMPANY
51117 | Currently in Use |  | 2006-10-31 |  | Petroleum | On road diesel | On road diesel | Retail | Fiberglass reinforced plastic | Fiberglass reinforced plastic |  |  | Fiberglass reinforced plastic |  | 1901-01-01 | Catchment Basin | Flow Rest 90% Full | Flow Rest 90% Full | Interstitial Monitoring within Secondary Containment | SENSOR TO ATG | Continuous Automatic Tank Gauge |  | Automatic flow restrictor (MLLD) | Automatic flow restrictor (MLLD) | Interstitial Monitoring within Secondary Containment | SENSOR TO ATG | Continuous alarm system | Continuous alarm system |  | UST Currently In Use: 3; UST Temp Close: 0; AST Currently In Use: 0; AST Temp Closed: 0 | 3 | 0 | 0 | 14410-097-019155 | MCDONALD OIL COMPANY
51118 | Currently in Use |  | 2006-10-27 |  | Petroleum | Unleaded gasoline | Unleaded gasoline | Retail | Double Wall | Double Wall |  |  | Fiberglass reinforced plastic |  | 2006-10-27 | Catchment Basin | Automatic shutoff device At 95% full | Automatic shutoff device At 95% full | Interstitial Monitoring within Secondary Containment | SENSOR TO ATG |  | Single walled submersible pump containment sump | Containment Sump | Automatic shutoff device (AELLD) | [5 empty] | UST Currently In Use: 2; UST Temp Close: 0; AST Currently In Use: 0; AST Temp Closed: 0 | 2 | 0 | 2 | 24854-133-006247 | SON'S OF ARLEY
51119 | Currently in Use |  | 2006-10-27 |  | Petroleum | Unleaded gasoline | Unleaded gasoline | Retail | Double Wall | Double Wall |  |  | Fiberglass reinforced plastic |  | 2006-10-27 | Catchment Basin | Automatic shutoff device At 95% full | Automatic shutoff device At 95% full | Interstitial Monitoring within Secondary Containment | SENSOR TO ATG |  | Single walled submersible pump containment sump | Automatic shutoff device (AELLD) | Automatic shutoff device (AELLD) | [5 empty] | UST Currently In Use: 2; UST Temp Close: 0; AST Currently In Use: 0; AST Temp Closed: 0 | 2 | 0 | 2 | 24854-133-006247 | SON'S OF ARLEY
51121 | Permanently Closed | 2006-11-01 | 1901-01-01 | 2006-04-04 | Petroleum | Premium gasoline | Premium gasoline | Retail | Steel | Steel | Field installed cathodic protection |  | Steel |  | 1901-01-01 | Catchment Basin | Automatic shutoff device At 95% full | Automatic shutoff device At 95% full |  |  | Statistical Inventory Reconciliation (SIR) | [8 empty] | UST Currently In Use: 5; UST Temp Close: 0; AST Currently In Use: 0; AST Temp Closed: 0 | 5 | 0 | 2 | 23179-043-010838 | DRM HOLDINGS,LLC.
51122 | Currently in Use |  | 2006-11-06 |  | Petroleum | Unleaded gasoline | Unleaded gasoline | Retail | Fiberglass coated steel | Fiberglass coated steel |  |  | Double Wall |  | 1901-01-01 | Catchment Basin | Flow Rest 90% Full | Flow Rest 90% Full |  |  | Continuous Automatic Tank Gauge |  | Automatic shutoff device (AELLD) | Automatic shutoff device (AELLD) | [5 empty] | UST Currently In Use: 2; UST Temp Close: 0; AST Currently In Use: 0; AST Temp Closed: 0 | 2 | 0 | 3 | 24764-089-015388 | KS PROPERTIES - MADISON, LLC
51123 | Currently in Use |  | 2006-11-06 |  | Petroleum | Premium gasoline | Premium gasoline | Retail | Fiberglass coated steel | Fiberglass coated steel |  |  | Double Wall |  | 1901-01-01 | Catchment Basin | Flow Rest 90% Full | Flow Rest 90% Full | Interstitial Monitoring within Secondary Containment |  | Continuous Automatic Tank Gauge |  | Automatic shutoff device (AELLD) | Automatic shutoff device (AELLD) | [5 empty] | UST Currently In Use: 2; UST Temp Close: 0; AST Currently In Use: 0; AST Temp Closed: 0 | 2 | 0 | 3 | 24764-089-015388 | KS PROPERTIES - MADISON, LLC
51124 | Currently in Use |  | 2005-10-01 |  | Petroleum | Unleaded gasoline | Unleaded gasoline | Retail | Fiberglass coated steel | Fiberglass coated steel |  |  | Fiberglass reinforced plastic |  | 1901-01-01 | Catchment Basin | Flow Rest 90% Full | Flow Rest 90% Full |  |  | Continuous Automatic Tank Gauge |  | Automatic flow restrictor (MLLD) | Automatic flow restrictor (MLLD) |  |  | Annual line testing | Annual line testing |  | UST Currently In Use: 1; UST Temp Close: 0; AST Currently In Use: 0; AST Temp Closed: 0 | 1 | 0 | 3 | 11262-051-010649 | COUGAR OIL INC
51125 | Currently in Use |  | 2006-08-01 |  | Petroleum | Unleaded gasoline | Unleaded gasoline |  | Fiberglass reinforced plastic | Fiberglass reinforced plastic |  |  | Fiberglass reinforced plastic |  | 1901-01-01 | Catchment Basin | Automatic shutoff device At 95% full | Automatic shutoff device At 95% full |  |  | Automatic Tank Gauge | [8 empty] | UST Currently In Use: 1; UST Temp Close: 0; AST Currently In Use: 0; AST Temp Closed: 0 | 1 | 0 | 0 | 25944-027-019158 | ASHLAND GOODWATER LINEVILLE SOLID WA
51126 | Currently in Use |  | 2005-10-24 |  | Petroleum | Unleaded gasoline | Unleaded gasoline | Retail | Fiberglass coated steel | Fiberglass coated steel |  |  | Fiberglass reinforced plastic |  | 1901-01-01 | Catchment Basin | Automatic shutoff device At 95% full | Audible high level alarm At 90% full | Interstitial Monitoring within Secondary Containment |  | Automatic Tank Gauge |  | Automatic shutoff device (AELLD) | Automatic shutoff device (AELLD) |  |  | Continuous alarm system | Continuous alarm system |  | UST Currently In Use: 3; UST Temp Close: 0; AST Currently In Use: 0; AST Temp Closed: 0 | 3 | 0 | 4 | 15511-113-013925 | DANSK INV. GROUP INC C/O USA GAS 161
51128 | Currently in Use |  | 2005-10-24 |  | Petroleum | Unleaded gasoline | Unleaded gasoline | Retail | Fiberglass coated steel | Fiberglass coated steel |  |  | Fiberglass reinforced plastic |  | 1901-01-01 | Catchment Basin | Automatic shutoff device At 95% full | Audible high level alarm At 90% full | Interstitial Monitoring within Secondary Containment |  | Automatic Tank Gauge |  | Automatic shutoff device (AELLD) | Automatic shutoff device (AELLD) |  |  | Continuous alarm system | Continuous alarm system |  | UST Currently In Use: 3; UST Temp Close: 0; AST Currently In Use: 0; AST Temp Closed: 0 | 3 | 0 | 4 | 15511-113-013925 | DANSK INV. GROUP INC C/O USA GAS 161
51129 | Currently in Use |  | 2005-10-24 |  | Petroleum | Premium gasoline | Premium gasoline | Retail | Fiberglass coated steel | Fiberglass coated steel |  |  | DOUBLEWALL |  | 1901-01-01 | Catchment Basin | Audible high level alarm At 90% full | Audible high level alarm At 90% full | Interstitial Monitoring within Secondary Containment |  | Automatic Tank Gauge |  | Automatic shutoff device (AELLD) | Automatic shutoff device (AELLD) |  |  | Continuous alarm system | Continuous alarm system |  | UST Currently In Use: 3; UST Temp Close: 0; AST Currently In Use: 0; AST Temp Closed: 0 | 3 | 0 | 4 | 15511-113-013925 | DANSK INV. GROUP INC C/O USA GAS 161
51130 | Temporary Closed | 2013-09-16 | 2006-06-01 |  | Petroleum | Unleaded gasoline | Unleaded gasoline |  | Fiberglass coated steel | Fiberglass coated steel |  |  | Fiberglass reinforced plastic |  | 1901-01-01 | Catchment Basin | Automatic shutoff device At 95% full | Automatic shutoff device At 95% full |  |  | Statistical Inventory Reconciliation (SIR) | [8 empty] | UST Currently In Use: 0; UST Temp Close: 1; AST Currently In Use: 0; AST Temp Closed: 0 | 0 | 1 | 0 | 11676-087-019160 | ELLIS OIL COMPANY
51131 | Permanently Closed | 1997-10-01 | 1982-01-01 | 1997-10-09 | Petroleum | On road diesel | On road diesel | Emergency power generator | Steel | Steel |  |  | Steel |  | 1901-01-01 | [14 empty] | UST Currently In Use: 0; UST Temp Close: 0; AST Currently In Use: 3; AST Temp Closed: 0 | 0 | 0 | 3 | 14769-121-001992 | COOSA VALLEY MEDICAL CENTER
51132 | Currently in Use |  | 2006-08-22 |  | Petroleum | On road diesel | On road diesel | Retail | Fiberglass coated steel | Double Wall |  |  | Fiberglass reinforced plastic |  | 2006-08-22 | Catchment Basin | Flow Rest 90% Full | Flow Rest 90% Full |  |  | Continuous Automatic Tank Gauge | Single walled under dispenser containment | Automatic shutoff device (AELLD) | Automatic shutoff device (AELLD) |  |  | Automatic electronic line leak detector (AELLD) | Automatic electronic line leak detector (AELLD) | Pressurized Piping | UST Currently In Use: 8; UST Temp Close: 0; AST Currently In Use: 0; AST Temp Closed: 0 | 8 | 0 | 4 | 12300-043-013409 | HAYS AND SON OIL COMPANY, INC.
51133 | Currently in Use |  | 2006-08-22 |  | Petroleum | On road diesel | On road diesel | Retail | Double Wall | Double Wall |  |  | Double Wall |  | 2006-08-22 | Catchment Basin | Flow Rest 90% Full | Flow Rest 90% Full |  |  | Continuous Automatic Tank Gauge | Single walled under dispenser containment | Automatic shutoff device (AELLD) | Automatic shutoff device (AELLD) |  |  | Automatic electronic line leak detector (AELLD) | Automatic electronic line leak detector (AELLD) | Pressurized Piping | UST Currently In Use: 8; UST Temp Close: 0; AST Currently In Use: 0; AST Temp Closed: 0 | 8 | 0 | 4 | 12300-043-013409 | HAYS AND SON OIL COMPANY, INC.
51134 | Currently in Use |  | 2006-08-22 |  | Petroleum | On road diesel | On road diesel | Retail | Double Wall | Double Wall |  |  | Double Wall |  | 2006-08-22 | Catchment Basin | Flow Rest 90% Full | Flow Rest 90% Full |  |  | Continuous Automatic Tank Gauge | Single walled submersible pump containment sump | Automatic shutoff device (AELLD) | Automatic shutoff device (AELLD) |  |  | Automatic electronic line leak detector (AELLD) | Automatic electronic line leak detector (AELLD) | Pressurized Piping | UST Currently In Use: 8; UST Temp Close: 0; AST Currently In Use: 0; AST Temp Closed: 0 | 8 | 0 | 4 | 12300-043-013409 | HAYS AND SON OIL COMPANY, INC.
51135 | Currently in Use |  | 2006-08-22 |  | Petroleum | Unleaded gasoline | Unleaded gasoline | Retail | Double Wall | Double Wall |  |  | Double Wall |  | 2006-08-22 | Catchment Basin | Flow Rest 90% Full | Flow Rest 90% Full |  |  | Continuous Automatic Tank Gauge | Single walled under dispenser containment | Automatic shutoff device (AELLD) | Automatic shutoff device (AELLD) |  |  | Automatic electronic line leak detector (AELLD) | Automatic electronic line leak detector (AELLD) | Pressurized Piping | UST Currently In Use: 8; UST Temp Close: 0; AST Currently In Use: 0; AST Temp Closed: 0 | 8 | 0 | 4 | 12300-043-013409 | HAYS AND SON OIL COMPANY, INC.
51136 | Currently in Use |  | 2006-08-22 |  | Petroleum | Premium gasoline | Premium gasoline | Retail | Fiberglass coated steel | Double Wall |  |  | Fiberglass reinforced plastic |  | 2006-08-22 | Catchment Basin | Flow Rest 90% Full | Flow Rest 90% Full |  |  | Continuous Automatic Tank Gauge | Single walled under dispenser containment | Automatic shutoff device (AELLD) | Automatic shutoff device (AELLD) |  |  | Automatic electronic line leak detector (AELLD) | Automatic electronic line leak detector (AELLD) | Pressurized Piping | UST Currently In Use: 8; UST Temp Close: 0; AST Currently In Use: 0; AST Temp Closed: 0 | 8 | 0 | 4 | 12300-043-013409 | HAYS AND SON OIL COMPANY, INC.
51137 | Currently in Use |  | 2005-11-07 |  | Petroleum | Unleaded gasoline | Unleaded gasoline | Retail | Fiberglass coated steel | Fiberglass coated steel |  |  | Fiberglass reinforced plastic |  | 1901-01-01 | Catchment Basin | Flow Rest 90% Full | Flow Rest 90% Full |  |  | Continuous Automatic Tank Gauge |  | Automatic shutoff device (AELLD) | Automatic shutoff device (AELLD) |  |  | Automatic electronic line leak detector (AELLD) | Automatic electronic line leak detector (AELLD) |  | UST Currently In Use: 2; UST Temp Close: 0; AST Currently In Use: 0; AST Temp Closed: 0 | 2 | 0 | 0 | 22650-021-019162 | PEACH PARK EXPRESS
51138 | Currently in Use |  | 2005-11-07 |  | Petroleum | Premium gasoline | Premium gasoline | Retail | Fiberglass coated steel | Fiberglass coated steel |  |  | Fiberglass reinforced plastic |  | 1901-01-01 | Catchment Basin | Flow Rest 90% Full | Flow Rest 90% Full |  |  | Continuous Automatic Tank Gauge |  | Automatic shutoff device (AELLD) | Automatic shutoff device (AELLD) |  |  | Automatic electronic line leak detector (AELLD) | Automatic electronic line leak detector (AELLD) |  | UST Currently In Use: 2; UST Temp Close: 0; AST Currently In Use: 0; AST Temp Closed: 0 | 2 | 0 | 0 | 22650-021-019162 | PEACH PARK EXPRESS
51139 | Currently in Use |  | 2006-09-01 |  | Petroleum | On road diesel | On road diesel | Retail | Double Wall | Double Wall |  |  | Double Wall |  | 1901-01-01 | Catchment Basin | Automatic shutoff device At 95% full | Audible high level alarm At 90% full | Interstitial Monitoring within Secondary Containment | SENSOR TO ATG |  |  | Automatic flow restrictor (MLLD) | Automatic flow restrictor (MLLD) | Interstitial Monitoring within Secondary Containment | SENSOR TO ATG | Continuous alarm system | Continuous alarm system |  | UST Currently In Use: 4; UST Temp Close: 0; AST Currently In Use: 0; AST Temp Closed: 0 | 4 | 0 | 0 | 22176-069-018670 | CIRCLE K
51140 | Currently in Use |  | 2006-10-10 |  | Petroleum | Unleaded gasoline | Unleaded gasoline | Industrial | Fiberglass reinforced plastic | Fiberglass reinforced plastic |  |  | Fiberglass reinforced plastic |  | 1901-01-01 | Catchment Basin | Flow Rest 90% Full | Flow Rest 90% Full |  |  | Automatic Tank Gauge | [8 empty] | UST Currently In Use: 2; UST Temp Close: 0; AST Currently In Use: 0; AST Temp Closed: 0 | 2 | 0 | 0 | 17526-017-019157 | CITY OF VALLEY
51141 | Currently in Use |  | 2006-10-10 |  | Petroleum | On road diesel | On road diesel | Local government | Fiberglass reinforced plastic | Fiberglass reinforced plastic |  |  | Fiberglass reinforced plastic |  | 1901-01-01 | Catchment Basin | Flow Rest 90% Full | Flow Rest 90% Full |  |  | Automatic Tank Gauge | [8 empty] | UST Currently In Use: 2; UST Temp Close: 0; AST Currently In Use: 0; AST Temp Closed: 0 | 2 | 0 | 0 | 17526-017-019157 | CITY OF VALLEY
51142 | Currently in Use |  | 2006-10-10 |  | Petroleum | Unleaded gasoline | Unleaded gasoline | Retail | Fiberglass reinforced plastic | Fiberglass reinforced plastic |  |  | 2 PIECES |  | 2006-10-10 | Catchment Basin | Automatic shutoff device At 95% full | Automatic shutoff device At 95% full |  |  | Continuous Automatic Tank Gauge |  | Automatic flow restrictor (MLLD) | Automatic flow restrictor (MLLD) |  |  | Annual line testing | Annual line testing |  | UST Currently In Use: 2; UST Temp Close: 0; AST Currently In Use: 0; AST Temp Closed: 0 | 2 | 0 | 0 | 22552-073-019164 | FIRST AVENUE CENTER LLC
51143 | Currently in Use |  | 2006-10-10 |  | Petroleum | Premium gasoline | Premium gasoline | Retail | 8P/4D | Fiberglass reinforced plastic |  |  | Double Wall |  | 2006-10-10 | Catchment Basin | Automatic shutoff device At 95% full | Automatic shutoff device At 95% full |  |  | Continuous Automatic Tank Gauge |  | Containment Sump | Automatic flow restrictor (MLLD) |  |  | Annual line testing | Annual line testing |  | UST Currently In Use: 2; UST Temp Close: 0; AST Currently In Use: 0; AST Temp Closed: 0 | 2 | 0 | 0 | 22552-073-019164 | FIRST AVENUE CENTER LLC
51145 | Permanently Closed | 2016-10-05 | 2004-12-30 | 2018-10-05 | Petroleum | On road diesel | On road diesel | Retail | Fiberglass coated steel | Fiberglass coated steel |  |  | Fiberglass reinforced plastic |  | 1901-01-01 | Catchment Basin | Automatic shutoff device At 95% full | Automatic shutoff device At 95% full |  |  | Continuous Automatic Tank Gauge |  | Automatic shutoff device (AELLD) | Automatic shutoff device (AELLD) | [5 empty] | UST Currently In Use: 2; UST Temp Close: 0; AST Currently In Use: 0; AST Temp Closed: 0 | 2 | 0 | 3 | 22176-073-017874 | CIRCLE K
51146 | Currently in Use |  | 2006-09-21 |  | Petroleum | On road diesel | On road diesel | Retail | Fiberglass reinforced plastic | Fiberglass reinforced plastic |  |  | Fiberglass reinforced plastic |  | 1901-01-01 | Catchment Basin | Audible high level alarm At 90% full | Audible high level alarm At 90% full | Interstitial Monitoring within Secondary Containment | SENSOR TO ATG |  |  | Automatic shutoff device (AELLD) | Automatic shutoff device (AELLD) | Interstitial Monitoring within Secondary Containment | SENSOR TO ATG | Other | Continuous alarm system |  | UST Currently In Use: 6; UST Temp Close: 0; AST Currently In Use: 0; AST Temp Closed: 0 | 6 | 0 | 0 | 19984-069-019166 | PILOT TRAVEL CENTERS, LLC
51147 | Currently in Use |  | 2006-09-21 |  | Petroleum | On road diesel | On road diesel | Retail | Fiberglass reinforced plastic | Fiberglass reinforced plastic |  |  | Fiberglass reinforced plastic |  | 1901-01-01 | Catchment Basin | Automatic shutoff device At 95% full | Automatic shutoff device At 95% full | Interstitial Monitoring within Secondary Containment | SENSOR TO ATG |  |  | Automatic shutoff device (AELLD) | Automatic shutoff device (AELLD) | Interstitial Monitoring within Secondary Containment | SENSOR TO ATG | WARREN ROG | Continuous alarm system |  | UST Currently In Use: 6; UST Temp Close: 0; AST Currently In Use: 0; AST Temp Closed: 0 | 6 | 0 | 0 | 19984-069-019166 | PILOT TRAVEL CENTERS, LLC
51148 | Currently in Use |  | 2006-09-21 |  | Petroleum | On road diesel | On road diesel | Retail | Fiberglass reinforced plastic | Fiberglass reinforced plastic |  |  | Fiberglass reinforced plastic |  | 1901-01-01 | Catchment Basin | Automatic shutoff device At 95% full | Automatic shutoff device At 95% full | Interstitial Monitoring within Secondary Containment | SENSOR TO ATG |  |  | Containment Sump | Containment Sump | Interstitial Monitoring within Secondary Containment | SENSOR TO ATG | Continuous alarm system | Continuous alarm system |  | UST Currently In Use: 6; UST Temp Close: 0; AST Currently In Use: 0; AST Temp Closed: 0 | 6 | 0 | 0 | 19984-069-019166 | PILOT TRAVEL CENTERS, LLC
51149 | Currently in Use |  | 2006-09-21 |  | Petroleum | Unleaded gasoline | Unleaded gasoline | Retail | Fiberglass reinforced plastic | Fiberglass reinforced plastic |  |  | Fiberglass reinforced plastic |  | 1901-01-01 | Catchment Basin | Automatic shutoff device At 95% full | Automatic shutoff device At 95% full | Interstitial Monitoring within Secondary Containment | SENSOR TO ATG |  |  | Containment Sump | Automatic shutoff device (AELLD) | Interstitial Monitoring within Secondary Containment | SENSOR TO ATG | Continuous alarm system | Continuous alarm system |  | UST Currently In Use: 6; UST Temp Close: 0; AST Currently In Use: 0; AST Temp Closed: 0 | 6 | 0 | 0 | 19984-069-019166 | PILOT TRAVEL CENTERS, LLC
51150 | Currently in Use |  | 2006-09-21 |  | Petroleum | Premium gasoline | Premium gasoline | Retail | Fiberglass reinforced plastic | Fiberglass reinforced plastic |  |  | Fiberglass reinforced plastic |  | 1901-01-01 | Catchment Basin | Automatic shutoff device At 95% full | Automatic shutoff device At 95% full | Interstitial Monitoring within Secondary Containment | SENSOR TO ATG |  |  | Containment Sump | Automatic shutoff device (AELLD) | Interstitial Monitoring within Secondary Containment | SENSOR TO ATG | Continuous alarm system | Continuous alarm system |  | UST Currently In Use: 6; UST Temp Close: 0; AST Currently In Use: 0; AST Temp Closed: 0 | 6 | 0 | 0 | 19984-069-019166 | PILOT TRAVEL CENTERS, LLC
51151 | Currently in Use |  | 2007-01-25 |  | Petroleum | Unleaded gasoline | Unleaded gasoline | Retail | Fiberglass reinforced plastic | Fiberglass reinforced plastic |  |  | Fiberglass reinforced plastic |  | 1901-01-01 | Catchment Basin | Flow Rest 90% Full | Audible high level alarm At 90% full | Interstitial Monitoring within Secondary Containment |  | Continuous Automatic Tank Gauge | Single walled submersible pump containment sump | Automatic shutoff device (AELLD) | Automatic shutoff device (AELLD) |  |  | Continuous alarm system | Annual line testing |  | UST Currently In Use: 3; UST Temp Close: 0; AST Currently In Use: 0; AST Temp Closed: 0 | 3 | 0 | 3 | 14001-101-009635 | RACETRAC PETROLEUM, INC.
51152 | Currently in Use |  | 2007-01-25 |  | Petroleum | On road diesel | On road diesel | Retail | Fiberglass coated steel | Fiberglass coated steel |  |  | Fiberglass reinforced plastic |  | 1901-01-01 | Catchment Basin | Audible high level alarm At 90% full | Audible high level alarm At 90% full | Interstitial Monitoring within Secondary Containment |  | Continuous Automatic Tank Gauge | Single walled submersible pump containment sump | Automatic shutoff device (AELLD) | Automatic shutoff device (AELLD) |  |  | Annual line testing | Annual line testing |  | UST Currently In Use: 3; UST Temp Close: 0; AST Currently In Use: 0; AST Temp Closed: 0 | 3 | 0 | 3 | 14001-101-009635 | RACETRAC PETROLEUM, INC.
51153 | Currently in Use |  | 2007-01-25 |  | Petroleum | Premium gasoline | Premium gasoline | Retail | Fiberglass coated steel | Fiberglass coated steel |  |  | Fiberglass reinforced plastic |  | 1901-01-01 | Catchment Basin | Audible high level alarm At 90% full | Audible high level alarm At 90% full | Interstitial Monitoring within Secondary Containment |  | Continuous Automatic Tank Gauge | Single walled submersible pump containment sump | Automatic shutoff device (AELLD) | Automatic shutoff device (AELLD) |  |  | Annual line testing | Annual line testing |  | UST Currently In Use: 3; UST Temp Close: 0; AST Currently In Use: 0; AST Temp Closed: 0 | 3 | 0 | 3 | 14001-101-009635 | RACETRAC PETROLEUM, INC.
51154 | Currently in Use |  | 2006-08-02 |  | Petroleum | Unleaded gasoline | Unleaded gasoline | Retail | Fiberglass coated steel | Fiberglass coated steel |  |  | Flexible |  | 1901-01-01 | Catchment Basin | Automatic shutoff device At 95% full | Automatic shutoff device At 95% full | Interstitial Monitoring within Secondary Containment |  | Continuous Automatic Tank Gauge |  | Automatic shutoff device (AELLD) | Automatic shutoff device (AELLD) | [5 empty] | UST Currently In Use: 2; UST Temp Close: 0; AST Currently In Use: 0; AST Temp Closed: 0 | 2 | 0 | 3 | 13343-125-006332 | MCCULLOUGH OIL COMPANY, INC.
51155 | Currently in Use |  | 2006-08-02 |  | Petroleum | Premium gasoline | Premium gasoline | Retail | Fiberglass coated steel | Fiberglass coated steel |  |  | Flexible |  | 1901-01-01 | Catchment Basin | Automatic shutoff device At 95% full | Automatic shutoff device At 95% full | Interstitial Monitoring within Secondary Containment |  | Continuous Automatic Tank Gauge |  | Automatic shutoff device (AELLD) | Automatic shutoff device (AELLD) | [5 empty] | UST Currently In Use: 2; UST Temp Close: 0; AST Currently In Use: 0; AST Temp Closed: 0 | 2 | 0 | 3 | 13343-125-006332 | MCCULLOUGH OIL COMPANY, INC.
51156 | Currently in Use |  | 1999-03-01 |  | Petroleum | Unleaded gasoline | Unleaded gasoline | Retail | Fiberglass coated steel | Fiberglass coated steel |  |  | Flexible |  | 1901-01-01 | Catchment Basin | Automatic shutoff device At 95% full | Automatic shutoff device At 95% full |  |  | Continuous Automatic Tank Gauge |  | Automatic shutoff device (AELLD) | Automatic shutoff device (AELLD) | [5 empty] | UST Currently In Use: 2; UST Temp Close: 0; AST Currently In Use: 0; AST Temp Closed: 0 | 2 | 0 | 0 | 25826-003-019167 | MAGNOLIA FOOD MART INC
51157 | Currently in Use |  | 1999-03-01 |  | Petroleum | Premium gasoline | Premium gasoline | Retail | Fiberglass coated steel | Fiberglass coated steel |  |  | Flexible |  | 1901-01-01 | Catchment Basin | Automatic shutoff device At 95% full | Automatic shutoff device At 95% full |  |  | Continuous Automatic Tank Gauge |  | Automatic shutoff device (AELLD) | Automatic shutoff device (AELLD) |  |  | Annual line testing | Annual line testing |  | UST Currently In Use: 2; UST Temp Close: 0; AST Currently In Use: 0; AST Temp Closed: 0 | 2 | 0 | 0 | 25826-003-019167 | MAGNOLIA FOOD MART INC
51158 | Currently in Use |  | 2006-12-13 |  | Petroleum | Unleaded gasoline | Unleaded gasoline | Retail | Fiberglass reinforced plastic | Fiberglass reinforced plastic |  |  | Fiberglass reinforced plastic |  | 1901-01-01 | Catchment Basin | Automatic shutoff device At 95% full | Automatic shutoff device At 95% full |  |  | Continuous Automatic Tank Gauge |  | Containment Sump | Automatic flow restrictor (MLLD) | Interstitial Monitoring within Secondary Containment |  | Annual line testing | Annual line testing |  | UST Currently In Use: 3; UST Temp Close: 0; AST Currently In Use: 0; AST Temp Closed: 0 | 3 | 0 | 0 | 12409-069-019168 | Tim Shirley
51159 | Currently in Use |  | 2006-12-13 |  | Petroleum | Premium gasoline | Premium gasoline | Retail | Fiberglass reinforced plastic | Fiberglass reinforced plastic |  |  | Fiberglass reinforced plastic |  | 1901-01-01 | Catchment Basin | Automatic shutoff device At 95% full | Automatic shutoff device At 95% full |  |  | Continuous Automatic Tank Gauge |  | Containment Sump | Automatic flow restrictor (MLLD) | Interstitial Monitoring within Secondary Containment |  | Annual line testing | Annual line testing |  | UST Currently In Use: 3; UST Temp Close: 0; AST Currently In Use: 0; AST Temp Closed: 0 | 3 | 0 | 0 | 12409-069-019168 | Tim Shirley
51160 | Currently in Use |  | 2006-12-13 |  | Petroleum | On road diesel | On road diesel | Retail | Fiberglass reinforced plastic | Fiberglass reinforced plastic |  |  | Fiberglass reinforced plastic |  | 1901-01-01 | Catchment Basin | Automatic shutoff device At 95% full | Automatic shutoff device At 95% full |  |  | Continuous Automatic Tank Gauge |  | Containment Sump | Automatic flow restrictor (MLLD) | Interstitial Monitoring within Secondary Containment |  | Annual line testing | Annual line testing |  | UST Currently In Use: 3; UST Temp Close: 0; AST Currently In Use: 0; AST Temp Closed: 0 | 3 | 0 | 0 | 12409-069-019168 | Tim Shirley
51161 | Currently in Use |  | 2006-12-15 |  | Petroleum | On road diesel | On road diesel | Retail | Single Wall | Fiberglass coated steel |  |  | Double Wall | APT | 2014-01-03 | Catchment Basin | Flow Rest 90% Full | Flow Rest 90% Full | Interstitial Monitoring within Secondary Containment | SENSOR TO ATG | Continuous Automatic Tank Gauge |  | Containment Sump | Automatic flow restrictor (MLLD) | Interstitial Monitoring within Secondary Containment | SENSOR TO ATG | Continuous alarm system | Continuous alarm system |  | UST Currently In Use: 3; UST Temp Close: 0; AST Currently In Use: 0; AST Temp Closed: 0 | 3 | 0 | 0 | 11448-003-017943 | DEWEESE ENTPS. INC
51162 | Currently in Use |  | 1996-01-01 |  | Petroleum | On road diesel | On road diesel | Emergency power generator | Fiberglass reinforced plastic | Double Wall |  |  | Fiberglass reinforced plastic |  | 1901-01-01 | Other | Audible high level alarm At 90% full | Audible high level alarm At 90% full | Interstitial Monitoring within Secondary Containment | SENSOR TO ATG | Continuous Automatic Tank Gauge |  | Containment Sump | Containment Sump | Interstitial Monitoring within Secondary Containment | SENSOR TO ATG | Continuous alarm system | Continuous alarm system |  | UST Currently In Use: 1; UST Temp Close: 0; AST Currently In Use: 0; AST Temp Closed: 0 | 1 | 0 | 0 | 25296-073-018807 | CBRE- PATRIOT MIDTOWN PARK
51163 | Currently in Use |  | 2007-02-01 |  | Petroleum | Unleaded gasoline | Unleaded gasoline | Retail | Double Wall | Double Wall |  |  | Double Wall |  | 1901-01-01 | Catchment Basin | Audible high level alarm At 90% full | Audible high level alarm At 90% full | Interstitial Monitoring within Secondary Containment | SENSOR TO ATG | Continuous Automatic Tank Gauge | Single walled submersible pump containment sump | Automatic shutoff device (AELLD) | Automatic shutoff device (AELLD) | Interstitial Monitoring within Secondary Containment | SENSOR TO ATG | Annual line testing | Annual line testing |  | UST Currently In Use: 3; UST Temp Close: 0; AST Currently In Use: 0; AST Temp Closed: 0 | 3 | 0 | 3 | 14001-115-009634 | RACETRAC PETROLEUM, INC.
51164 | Currently in Use |  | 2007-02-01 |  | Petroleum | On road diesel | On road diesel | Retail | Double Wall | Double Wall |  |  | Double Wall |  | 1901-01-01 | Catchment Basin | Audible high level alarm At 90% full | Audible high level alarm At 90% full | Interstitial Monitoring within Secondary Containment | SENSOR TO ATG | Continuous Automatic Tank Gauge | Single walled submersible pump containment sump | Automatic shutoff device (AELLD) | Automatic shutoff device (AELLD) | Interstitial Monitoring within Secondary Containment | SENSOR TO ATG | Annual line testing | Annual line testing |  | UST Currently In Use: 3; UST Temp Close: 0; AST Currently In Use: 0; AST Temp Closed: 0 | 3 | 0 | 3 | 14001-115-009634 | RACETRAC PETROLEUM, INC.
51165 | Currently in Use |  | 2007-02-01 |  | Petroleum | Premium gasoline | Premium gasoline | Retail | Double Wall | Double Wall |  |  | Double Wall |  | 1901-01-01 | Catchment Basin | Flow Rest 90% Full | Audible high level alarm At 90% full | Interstitial Monitoring within Secondary Containment | SENSOR TO ATG | Continuous Automatic Tank Gauge | Single walled submersible pump containment sump | Automatic shutoff device (AELLD) | Automatic shutoff device (AELLD) | Interstitial Monitoring within Secondary Containment | SENSOR TO ATG | Continuous alarm system | Annual line testing |  | UST Currently In Use: 3; UST Temp Close: 0; AST Currently In Use: 0; AST Temp Closed: 0 | 3 | 0 | 3 | 14001-115-009634 | RACETRAC PETROLEUM, INC.
51166 | Currently in Use |  | 2001-09-01 |  | Petroleum | Unleaded gasoline | Unleaded gasoline | Retail | Steel | Steel | Coated & cathodic protection (sti-P3) |  | Fiberglass reinforced plastic |  |  | Catchment Basin | Automatic shutoff device At 95% full | Automatic shutoff device At 95% full |  |  | Automatic Tank Gauge |  | Automatic flow restrictor (MLLD) | Automatic flow restrictor (MLLD) |  |  | Annual line testing | Annual line testing |  | UST Currently In Use: 1; UST Temp Close: 0; AST Currently In Use: 0; AST Temp Closed: 0 | 1 | 0 | 3 | 24629-125-007715 | TIDE REALTY LLC
51167 | Currently in Use |  | 2004-01-01 |  | Petroleum | Unleaded gasoline | Unleaded gasoline | Retail | Fiberglass coated steel | Fiberglass coated steel |  |  | Flexible | OPW | 1901-01-01 | Catchment Basin | Flow Rest 90% Full | Flow Rest 90% Full |  |  | Continuous Automatic Tank Gauge |  | Automatic flow restrictor (MLLD) | Automatic flow restrictor (MLLD) | Interstitial Monitoring within Secondary Containment | MANUAL/VISUAL CHECK | Annual line testing | Annual line testing |  | UST Currently In Use: 2; UST Temp Close: 0; AST Currently In Use: 0; AST Temp Closed: 0 | 2 | 0 | 0 | 22812-031-019171 | MEENAXI INC.
51168 | Currently in Use |  | 2004-01-01 |  | Petroleum | Premium gasoline | Premium gasoline | Retail | Fiberglass coated steel | Fiberglass coated steel |  |  | Flexible | OPW | 1901-01-01 | Catchment Basin | Flow Rest 90% Full | Flow Rest 90% Full |  |  | Continuous Automatic Tank Gauge |  | Automatic flow restrictor (MLLD) | Automatic flow restrictor (MLLD) | Interstitial Monitoring within Secondary Containment | MANUAL/VISUAL CHECK | Annual line testing | Annual line testing |  | UST Currently In Use: 2; UST Temp Close: 0; AST Currently In Use: 0; AST Temp Closed: 0 | 2 | 0 | 0 | 22812-031-019171 | MEENAXI INC.
51169 | Permanently Closed | 2008-07-01 | 2004-05-15 | 2009-08-31 | Petroleum | Unleaded gasoline | Unleaded gasoline | Retail | Fiberglass reinforced plastic | Double Wall |  |  | Fiberglass reinforced plastic |  | 1901-01-01 | Catchment Basin | Automatic shutoff device At 95% full | Automatic shutoff device At 95% full | Interstitial Monitoring within Secondary Containment |  | Automatic Tank Gauge |  | Containment Sump | Containment Sump | Interstitial Monitoring within Secondary Containment |  | Continuous alarm system | Continuous alarm system |  | UST Currently In Use: 0; UST Temp Close: 0; AST Currently In Use: 0; AST Temp Closed: 0 | 0 | 0 | 1 | 23353-121-019172 | LOGAN LANDING LLC
51171 | Currently in Use |  | 2007-01-15 |  | Petroleum | On road diesel | On road diesel | Emergency power generator | Double Wall | Double Wall |  |  | Double Wall | APT | 1901-01-01 | Catchment Basin | Automatic shutoff device At 95% full | Automatic shutoff device At 95% full | Interstitial Monitoring within Secondary Containment |  | Continuous Automatic Tank Gauge |  | Containment Sump | Containment Sump | Interstitial Monitoring within Secondary Containment | SENSOR TO ATG | Continuous alarm system | Continuous alarm system |  | UST Currently In Use: 1; UST Temp Close: 0; AST Currently In Use: 1; AST Temp Closed: 0 | 1 | 0 | 1 | 20307-073-017883 | MOTION INDUSTRIES INC.
51172 | Currently in Use |  | 2007-02-15 |  | Petroleum | Unleaded gasoline | Unleaded gasoline | Retail | Fiberglass coated steel | Fiberglass coated steel |  |  | Flexible |  | 1901-01-01 | Catchment Basin | Automatic shutoff device At 95% full | Automatic shutoff device At 95% full | Interstitial Monitoring within Secondary Containment | MANUAL/VISUAL CHECK | Automatic Tank Gauge |  | Automatic flow restrictor (MLLD) | Automatic flow restrictor (MLLD) | Interstitial Monitoring within Secondary Containment | SENSOR TO ATG | Annual line testing | Annual line testing |  | UST Currently In Use: 1; UST Temp Close: 0; AST Currently In Use: 2; AST Temp Closed: 0 | 1 | 0 | 0 | 21110-003-018526 | FORT MORGAN MARINA LLC
51173 | Currently in Use |  | 2000-01-01 |  | Petroleum | Unleaded gasoline | Unleaded gasoline | Retail | Fiberglass coated steel | Fiberglass coated steel |  |  | Fiberglass reinforced plastic |  | 1901-01-01 | Catchment Basin | Automatic shutoff device At 95% full | Automatic shutoff device At 95% full |  |  | Automatic Tank Gauge | [8 empty] | UST Currently In Use: 2; UST Temp Close: 0; AST Currently In Use: 0; AST Temp Closed: 0 | 2 | 0 | 0 | 22439-087-019177 | FOLORUNSHO O. OWOLABI
51174 | Currently in Use |  | 2000-01-01 |  | Petroleum | Mid-grade gasoline | Mid-grade gasoline | Retail | Fiberglass coated steel | Fiberglass coated steel |  |  | Fiberglass reinforced plastic |  | 1901-01-01 | Catchment Basin | Automatic shutoff device At 95% full | Automatic shutoff device At 95% full |  |  | Automatic Tank Gauge | [8 empty] | UST Currently In Use: 2; UST Temp Close: 0; AST Currently In Use: 0; AST Temp Closed: 0 | 2 | 0 | 0 | 22439-087-019177 | FOLORUNSHO O. OWOLABI
51175 | Temporary Closed | 2008-05-20 | 1989-01-01 |  | Petroleum | Unleaded gasoline | Unleaded gasoline | Retail | Steel | Steel | Coated & cathodic protection (sti-P3) |  | Fiberglass reinforced plastic |  |  | Catchment Basin | Automatic shutoff device At 95% full | Automatic shutoff device At 95% full |  |  | Statistical Inventory Reconciliation (SIR) |  | Automatic flow restrictor (MLLD) | Automatic flow restrictor (MLLD) |  |  | Statistical inventory reconciliation (SIR) | Statistical inventory reconciliation (SIR) |  | UST Currently In Use: 0; UST Temp Close: 3; AST Currently In Use: 0; AST Temp Closed: 0 | 0 | 3 | 0 | 22702-087-019178 | WALKER ENTERPRISES
51176 | Temporary Closed | 2008-05-20 | 1989-01-01 |  | Petroleum | Premium gasoline | Premium gasoline | Retail | Steel | Steel | Coated & cathodic protection (sti-P3) |  | Fiberglass reinforced plastic |  |  | Catchment Basin | Automatic shutoff device At 95% full | Automatic shutoff device At 95% full |  |  | Statistical Inventory Reconciliation (SIR) |  | Automatic flow restrictor (MLLD) | Automatic flow restrictor (MLLD) |  |  | Statistical inventory reconciliation (SIR) | Statistical inventory reconciliation (SIR) |  | UST Currently In Use: 0; UST Temp Close: 3; AST Currently In Use: 0; AST Temp Closed: 0 | 0 | 3 | 0 | 22702-087-019178 | WALKER ENTERPRISES
51177 | Temporary Closed | 2008-05-20 | 1989-01-01 |  | Petroleum | On road diesel | On road diesel | Retail | Steel | Steel | Coated & cathodic protection (sti-P3) |  | Fiberglass reinforced plastic |  |  | Catchment Basin | Flow Rest 90% Full | Flow Rest 90% Full |  |  | Statistical Inventory Reconciliation (SIR) |  | Automatic flow restrictor (MLLD) | Automatic flow restrictor (MLLD) |  |  | Statistical inventory reconciliation (SIR) | Statistical inventory reconciliation (SIR) |  | UST Currently In Use: 0; UST Temp Close: 3; AST Currently In Use: 0; AST Temp Closed: 0 | 0 | 3 | 0 | 22702-087-019178 | WALKER ENTERPRISES
51178 | Currently in Use |  | 2007-03-01 |  | Petroleum | Unleaded gasoline | Unleaded gasoline | Retail | Fiberglass coated steel | Fiberglass coated steel |  |  | Fiberglass reinforced plastic |  | 1901-01-01 | Catchment Basin | Audible high level alarm At 90% full | Audible high level alarm At 90% full | Interstitial Monitoring within Secondary Containment |  | Continuous Automatic Tank Gauge | Single walled submersible pump containment sump | Automatic shutoff device (AELLD) | Automatic shutoff device (AELLD) |  | SENSOR TO ATG | Continuous alarm system | Continuous alarm system |  | UST Currently In Use: 3; UST Temp Close: 0; AST Currently In Use: 0; AST Temp Closed: 0 | 3 | 0 | 0 | 14001-097-019179 | RACETRAC PETROLEUM, INC.
51179 | Currently in Use |  | 2007-03-01 |  | Petroleum | Premium gasoline | Premium gasoline | Retail | Fiberglass coated steel | Fiberglass coated steel |  |  | Fiberglass reinforced plastic |  | 1901-01-01 | Catchment Basin | Audible high level alarm At 90% full | Audible high level alarm At 90% full | Interstitial Monitoring within Secondary Containment |  | Continuous Automatic Tank Gauge | Single walled submersible pump containment sump | Automatic shutoff device (AELLD) | Automatic shutoff device (AELLD) |  | SENSOR TO ATG | Continuous alarm system | Continuous alarm system |  | UST Currently In Use: 3; UST Temp Close: 0; AST Currently In Use: 0; AST Temp Closed: 0 | 3 | 0 | 0 | 14001-097-019179 | RACETRAC PETROLEUM, INC.
51180 | Currently in Use |  | 2007-03-01 |  | Petroleum | On road diesel | On road diesel | Retail | Fiberglass coated steel | Fiberglass coated steel |  |  | Fiberglass reinforced plastic |  | 1901-01-01 | Catchment Basin | Audible high level alarm At 90% full | Audible high level alarm At 90% full | Interstitial Monitoring within Secondary Containment |  | Continuous Automatic Tank Gauge | Single walled submersible pump containment sump | Automatic shutoff device (AELLD) | Automatic shutoff device (AELLD) |  | SENSOR TO ATG | Continuous alarm system | Continuous alarm system |  | UST Currently In Use: 3; UST Temp Close: 0; AST Currently In Use: 0; AST Temp Closed: 0 | 3 | 0 | 0 | 14001-097-019179 | RACETRAC PETROLEUM, INC.
51181 | Currently in Use |  | 2007-02-22 |  | Petroleum | Unleaded gasoline | Unleaded gasoline | Retail | Double Wall | Double Wall |  |  | Double Wall | UPP | 2007-02-22 | Catchment Basin | Automatic shutoff device At 95% full | Automatic shutoff device At 95% full | Interstitial Monitoring within Secondary Containment |  |  |  | Automatic flow restrictor (MLLD) | Automatic flow restrictor (MLLD) |  |  | Annual line testing | Annual line testing |  | UST Currently In Use: 2; UST Temp Close: 0; AST Currently In Use: 0; AST Temp Closed: 0 | 2 | 0 | 0 | 13579-073-019181 | MURPHY OIL USA, INC.
51182 | Currently in Use |  | 2007-02-22 |  | Petroleum | Premium gasoline | Premium gasoline |  | 8P/12D | Double Wall |  |  | Flexible | UPP | 2007-02-22 | Catchment Basin | Automatic shutoff device At 95% full | Automatic shutoff device At 95% full | Interstitial Monitoring within Secondary Containment |  |  |  | Containment Sump | Automatic flow restrictor (MLLD) |  |  | Annual line testing | Annual line testing |  | UST Currently In Use: 2; UST Temp Close: 0; AST Currently In Use: 0; AST Temp Closed: 0 | 2 | 0 | 0 | 13579-073-019181 | MURPHY OIL USA, INC.
51183 | Currently in Use |  | 2007-03-05 |  | Petroleum | Unleaded gasoline | Unleaded gasoline | Retail | Double Wall | Double Wall |  |  | Double Wall |  | 1901-01-01 | Catchment Basin | Audible high level alarm At 90% full | Audible high level alarm At 90% full | Interstitial Monitoring within Secondary Containment | SENSOR TO ATG |  |  | Automatic flow restrictor (MLLD) | Automatic flow restrictor (MLLD) | Interstitial Monitoring within Secondary Containment | SENSOR TO ATG | Continuous alarm system | Annual line testing |  | UST Currently In Use: 2; UST Temp Close: 0; AST Currently In Use: 0; AST Temp Closed: 0 | 2 | 0 | 0 | 22176-069-019182 | CIRCLE K
51184 | Currently in Use |  | 2007-03-05 |  | Petroleum | Premium gasoline | Premium gasoline | Retail | Double Wall | Double Wall |  |  | Double Wall |  | 1901-01-01 | Catchment Basin | Automatic shutoff device At 95% full | Audible high level alarm At 90% full | Interstitial Monitoring within Secondary Containment | SENSOR TO ATG |  |  | Containment Sump | Automatic flow restrictor (MLLD) | Interstitial Monitoring within Secondary Containment | SENSOR TO ATG | Continuous alarm system | Annual line testing |  | UST Currently In Use: 2; UST Temp Close: 0; AST Currently In Use: 0; AST Temp Closed: 0 | 2 | 0 | 0 | 22176-069-019182 | CIRCLE K
51185 | Currently in Use |  | 2007-03-09 |  | Petroleum | Unleaded gasoline | Unleaded gasoline | Retail | Fiberglass coated steel | Fiberglass coated steel |  |  | Fiberglass reinforced plastic |  | 1901-01-01 | Catchment Basin | Flow Rest 90% Full | Flow Rest 90% Full | Interstitial Monitoring within Secondary Containment | SENSOR TO ATG | Continuous Automatic Tank Gauge | Single walled submersible pump containment sump | Automatic shutoff device (AELLD) | Automatic shutoff device (AELLD) | Interstitial Monitoring within Secondary Containment | SENSOR TO ATG | Annual line testing | Annual line testing |  | UST Currently In Use: 3; UST Temp Close: 0; AST Currently In Use: 0; AST Temp Closed: 0 | 3 | 0 | 0 | 14001-097-019184 | RACETRAC PETROLEUM, INC.
51186 | Currently in Use |  | 2007-03-09 |  | Petroleum | Premium gasoline | Premium gasoline | Retail | Fiberglass coated steel | Fiberglass coated steel |  |  | Fiberglass reinforced plastic |  | 1901-01-01 | Catchment Basin | Flow Rest 90% Full | Flow Rest 90% Full | Interstitial Monitoring within Secondary Containment | SENSOR TO ATG | Continuous Automatic Tank Gauge | Single walled submersible pump containment sump | Automatic shutoff device (AELLD) | Automatic shutoff device (AELLD) | Interstitial Monitoring within Secondary Containment | SENSOR TO ATG | Continuous alarm system | Annual line testing |  | UST Currently In Use: 3; UST Temp Close: 0; AST Currently In Use: 0; AST Temp Closed: 0 | 3 | 0 | 0 | 14001-097-019184 | RACETRAC PETROLEUM, INC.
51187 | Currently in Use |  | 2007-03-09 |  | Petroleum | On road diesel | On road diesel | Retail | Fiberglass coated steel | Fiberglass coated steel |  |  | Fiberglass reinforced plastic |  | 1901-01-01 | Catchment Basin | Flow Rest 90% Full | Flow Rest 90% Full | Interstitial Monitoring within Secondary Containment | SENSOR TO ATG | Continuous Automatic Tank Gauge | Single walled submersible pump containment sump | Automatic shutoff device (AELLD) | Automatic shutoff device (AELLD) | Interstitial Monitoring within Secondary Containment | SENSOR TO ATG | Continuous alarm system | Annual line testing |  | UST Currently In Use: 3; UST Temp Close: 0; AST Currently In Use: 0; AST Temp Closed: 0 | 3 | 0 | 0 | 14001-097-019184 | RACETRAC PETROLEUM, INC.
51188 | Currently in Use |  | 2006-12-01 |  | Petroleum | Unleaded gasoline | Unleaded gasoline | Retail | Fiberglass coated steel | Fiberglass coated steel |  |  | Flexible |  | 1901-01-01 | Catchment Basin | Flow Rest 90% Full | Flow Rest 90% Full |  |  | Continuous Automatic Tank Gauge |  | Containment Sump | Automatic flow restrictor (MLLD) | Interstitial Monitoring within Secondary Containment | SENSOR TO ATG | Continuous alarm system | Continuous alarm system |  | UST Currently In Use: 2; UST Temp Close: 0; AST Currently In Use: 0; AST Temp Closed: 0 | 2 | 0 | 0 | 22716-003-019185 | NORTH SHELTON BEACH CONVENIENCE CORP
51189 | Currently in Use |  | 2006-12-01 |  | Petroleum | Premium gasoline | Premium gasoline | Retail | Fiberglass coated steel | Fiberglass coated steel |  |  | Flexible |  | 1901-01-01 | Catchment Basin | Flow Rest 90% Full | Flow Rest 90% Full |  |  | Continuous Automatic Tank Gauge |  | Automatic flow restrictor (MLLD) | Automatic flow restrictor (MLLD) | Interstitial Monitoring within Secondary Containment | SENSOR TO ATG | Continuous alarm system | Continuous alarm system |  | UST Currently In Use: 2; UST Temp Close: 0; AST Currently In Use: 0; AST Temp Closed: 0 | 2 | 0 | 0 | 22716-003-019185 | NORTH SHELTON BEACH CONVENIENCE CORP
51191 | Currently in Use |  | 2007-02-01 |  | Petroleum | Unleaded gasoline | Unleaded gasoline | Retail | Fiberglass coated steel | Fiberglass coated steel |  |  | Flexible |  | 1901-01-01 | Catchment Basin | Flow Rest 90% Full | Flow Rest 90% Full |  |  | Continuous Automatic Tank Gauge |  | Containment Sump | Automatic shutoff device (AELLD) |  |  | Continuous alarm system | Continuous alarm system |  | UST Currently In Use: 2; UST Temp Close: 0; AST Currently In Use: 0; AST Temp Closed: 0 | 2 | 0 | 0 | 22718-051-019186 | NASERI ENTERPRISES, INC.
51192 | Currently in Use |  | 2007-02-01 |  | Petroleum | Premium gasoline | Premium gasoline | Retail | Fiberglass coated steel | Fiberglass coated steel |  |  | Flexible |  | 1901-01-01 | Catchment Basin | Flow Rest 90% Full | Flow Rest 90% Full |  |  | Continuous Automatic Tank Gauge |  | Automatic shutoff device (AELLD) | Automatic shutoff device (AELLD) |  |  | Continuous alarm system | Continuous alarm system |  | UST Currently In Use: 2; UST Temp Close: 0; AST Currently In Use: 0; AST Temp Closed: 0 | 2 | 0 | 0 | 22718-051-019186 | NASERI ENTERPRISES, INC.
51199 | Currently in Use |  | 2007-02-20 |  | Petroleum | On road diesel | On road diesel | Retail | 4D/40FFRD | Double Wall | Other |  | Fiberglass reinforced plastic |  | 1901-01-01 | Catchment Basin | Flow Rest 90% Full | Automatic shutoff device At 95% full | Interstitial Monitoring within Secondary Containment | SENSOR TO ATG | [9 empty] | UST Currently In Use: 2; UST Temp Close: 0; AST Currently In Use: 0; AST Temp Closed: 0 | 2 | 0 | 3 | 22783-111-008711 | VISH CORPORATION
51201 | Currently in Use |  | 2006-11-17 |  | Petroleum | Unleaded gasoline | Unleaded gasoline | Retail | Fiberglass coated steel | Fiberglass coated steel |  |  | Double Wall |  | 1901-01-01 | Catchment Basin | Automatic shutoff device At 95% full | Automatic shutoff device At 95% full |  |  | Continuous Automatic Tank Gauge |  | Automatic flow restrictor (MLLD) | Automatic flow restrictor (MLLD) |  |  | Annual line testing | Annual line testing |  | UST Currently In Use: 3; UST Temp Close: 0; AST Currently In Use: 0; AST Temp Closed: 0 | 3 | 0 | 0 | 11448-003-019192 | DEWEESE ENTPS. INC
51202 | Currently in Use |  | 2006-11-17 |  | Petroleum | Premium gasoline | Premium gasoline | Retail | Fiberglass coated steel | Fiberglass coated steel |  |  | Double Wall |  | 1901-01-01 | Catchment Basin | Automatic shutoff device At 95% full | Automatic shutoff device At 95% full |  |  | Continuous Automatic Tank Gauge |  | Automatic flow restrictor (MLLD) | Automatic flow restrictor (MLLD) |  |  | Annual line testing | Annual line testing |  | UST Currently In Use: 3; UST Temp Close: 0; AST Currently In Use: 0; AST Temp Closed: 0 | 3 | 0 | 0 | 11448-003-019192 | DEWEESE ENTPS. INC
51204 | Currently in Use |  | 2006-11-17 |  | Petroleum | On road diesel | On road diesel | Retail | Fiberglass coated steel | Fiberglass coated steel |  |  | Double Wall |  | 1901-01-01 | Catchment Basin | Automatic shutoff device At 95% full | Automatic shutoff device At 95% full |  |  | Continuous Automatic Tank Gauge |  | Automatic flow restrictor (MLLD) | Automatic flow restrictor (MLLD) |  |  | Annual line testing | Annual line testing |  | UST Currently In Use: 3; UST Temp Close: 0; AST Currently In Use: 0; AST Temp Closed: 0 | 3 | 0 | 0 | 11448-003-019192 | DEWEESE ENTPS. INC
51210 | Currently in Use |  | 1999-03-01 |  | Petroleum | Unleaded gasoline | Unleaded gasoline | Retail | Fiberglass coated steel | Double Wall |  |  | Flexible |  | 2017-03-01 | Catchment Basin | Automatic shutoff device At 95% full | Automatic shutoff device At 95% full | Interstitial Monitoring within Secondary Containment | SENSOR TO ATG | Automatic Tank Gauge |  | Containment Sump | Automatic flow restrictor (MLLD) | Interstitial Monitoring within Secondary Containment | SENSOR TO ATG | Continuous alarm system | Continuous alarm system |  | UST Currently In Use: 2; UST Temp Close: 0; AST Currently In Use: 0; AST Temp Closed: 0 | 2 | 0 | 0 | 25062-003-019193 | B & D MARITIME, INC. DBA SANROC CAY
51211 | Currently in Use |  | 1999-03-01 |  | Petroleum | Off road diesel | Off road diesel | Retail | Double Wall | Double Wall |  |  | Double Wall |  | 2017-03-01 | Catchment Basin | Automatic shutoff device At 95% full | Automatic shutoff device At 95% full | Interstitial Monitoring within Secondary Containment | SENSOR TO ATG | Automatic Tank Gauge |  | Automatic flow restrictor (MLLD) | Automatic flow restrictor (MLLD) | Interstitial Monitoring within Secondary Containment | SENSOR TO ATG | Continuous alarm system | Continuous alarm system |  | UST Currently In Use: 2; UST Temp Close: 0; AST Currently In Use: 0; AST Temp Closed: 0 | 2 | 0 | 0 | 25062-003-019193 | B & D MARITIME, INC. DBA SANROC CAY
51213 | Currently in Use |  | 2006-11-06 |  | Petroleum | On road diesel | On road diesel | Retail | Fiberglass coated steel | Fiberglass coated steel | Field installed cathodic protection |  | Fiberglass reinforced plastic |  |  | Catchment Basin | Automatic shutoff device At 95% full | Automatic shutoff device At 95% full |  |  | Continuous Automatic Tank Gauge |  | Automatic shutoff device (AELLD) | Automatic shutoff device (AELLD) | [5 empty] | UST Currently In Use: 4; UST Temp Close: 0; AST Currently In Use: 0; AST Temp Closed: 0 | 4 | 0 | 3 | 23917-081-007222 | SANTRAM FOODS INC
51214 | Currently in Use |  | 2001-07-19 |  | Petroleum | Unleaded gasoline | Unleaded gasoline | Retail | Double Wall | Double Wall |  |  | Flexible |  | 1901-01-01 | Catchment Basin | Automatic shutoff device At 95% full | Automatic shutoff device At 95% full | Interstitial Monitoring within Secondary Containment | SENSOR TO ATG | Continuous Automatic Tank Gauge |  | Automatic shutoff device (AELLD) | Automatic shutoff device (AELLD) |  |  | Automatic electronic line leak detector (AELLD) | Automatic electronic line leak detector (AELLD) |  | UST Currently In Use: 2; UST Temp Close: 0; AST Currently In Use: 0; AST Temp Closed: 0 | 2 | 0 | 0 | 13343-117-019195 | MCCULLOUGH OIL COMPANY, INC.
51215 | Currently in Use |  | 2001-07-19 |  | Petroleum | Premium gasoline | Premium gasoline | Retail | Fiberglass coated steel | Fiberglass coated steel |  |  | Flexible |  | 1901-01-01 | Catchment Basin | Automatic shutoff device At 95% full | Automatic shutoff device At 95% full | Interstitial Monitoring within Secondary Containment | SENSOR TO ATG | Continuous Automatic Tank Gauge |  | Automatic shutoff device (AELLD) | Automatic shutoff device (AELLD) |  |  | Automatic electronic line leak detector (AELLD) | Automatic electronic line leak detector (AELLD) |  | UST Currently In Use: 2; UST Temp Close: 0; AST Currently In Use: 0; AST Temp Closed: 0 | 2 | 0 | 0 | 13343-117-019195 | MCCULLOUGH OIL COMPANY, INC.
51216 | Temporary Closed | 2012-06-30 | 2007-02-01 |  | Petroleum | On road diesel | On road diesel | Retail | Fiberglass reinforced plastic | Fiberglass reinforced plastic |  |  | Single Wall |  |  | Catchment Basin | Automatic shutoff device At 95% full | Automatic shutoff device At 95% full |  |  | Statistical Inventory Reconciliation (SIR) | [8 empty] | UST Currently In Use: 0; UST Temp Close: 4; AST Currently In Use: 0; AST Temp Closed: 0 | 0 | 4 | 0 | 24213-103-014334 | CHARLES DARNELL
51217 | Currently in Use |  | 2007-03-15 |  | Petroleum | Unleaded gasoline | Unleaded gasoline |  | Double Wall | Double Wall |  |  | Fiberglass reinforced plastic |  | 1901-01-01 | Catchment Basin | Flow Rest 90% Full | Flow Rest 90% Full | Interstitial Monitoring within Secondary Containment |  | Continuous Automatic Tank Gauge |  | Automatic shutoff device (AELLD) | Automatic shutoff device (AELLD) | [5 empty] | UST Currently In Use: 2; UST Temp Close: 0; AST Currently In Use: 0; AST Temp Closed: 0 | 2 | 0 | 0 | 20760-081-019196 | LAKE MARTIN, INC
51218 | Currently in Use |  | 2007-03-15 |  | Petroleum | Premium gasoline | Premium gasoline | Retail | Double Wall | Double Wall |  |  | Double Wall |  | 1901-01-01 | Catchment Basin | Flow Rest 90% Full | Flow Rest 90% Full | Interstitial Monitoring within Secondary Containment |  | Continuous Automatic Tank Gauge |  | Containment Sump | Automatic flow restrictor (MLLD) | [5 empty] | UST Currently In Use: 2; UST Temp Close: 0; AST Currently In Use: 0; AST Temp Closed: 0 | 2 | 0 | 0 | 20760-081-019196 | LAKE MARTIN, INC
51219 | Currently in Use |  | 2007-05-31 |  | Petroleum | Unleaded gasoline | Unleaded gasoline | Retail | Double Wall | Double Wall |  |  | Double Wall |  | 1901-01-01 | Catchment Basin | Automatic shutoff device At 95% full | Automatic shutoff device At 95% full | Interstitial Monitoring within Secondary Containment | SENSOR TO ATG |  |  | Containment Sump | Automatic flow restrictor (MLLD) |  |  | Annual line testing | Annual line testing |  | UST Currently In Use: 3; UST Temp Close: 0; AST Currently In Use: 0; AST Temp Closed: 0 | 3 | 0 | 0 | 21237-003-019198 | SAM'S EAST, INC. C/O APTIM
51220 | Currently in Use |  | 2007-05-31 |  | Petroleum | Unleaded gasoline | Unleaded gasoline | Retail | Double Wall | Double Wall |  |  | Double Wall |  | 1901-01-01 | Catchment Basin | Automatic shutoff device At 95% full | Automatic shutoff device At 95% full | Interstitial Monitoring within Secondary Containment | SENSOR TO ATG |  |  | Containment Sump | Automatic flow restrictor (MLLD) |  |  | Annual line testing | Annual line testing |  | UST Currently In Use: 3; UST Temp Close: 0; AST Currently In Use: 0; AST Temp Closed: 0 | 3 | 0 | 0 | 21237-003-019198 | SAM'S EAST, INC. C/O APTIM
51221 | Currently in Use |  | 2007-05-31 |  | Petroleum | Premium gasoline | Premium gasoline | Retail | Double Wall | Double Wall |  |  | Flexible |  | 1901-01-01 | Catchment Basin | Automatic shutoff device At 95% full | Automatic shutoff device At 95% full | Interstitial Monitoring within Secondary Containment | SENSOR TO ATG |  |  | Containment Sump | Automatic flow restrictor (MLLD) |  |  | Annual line testing | Annual line testing |  | UST Currently In Use: 3; UST Temp Close: 0; AST Currently In Use: 0; AST Temp Closed: 0 | 3 | 0 | 0 | 21237-003-019198 | SAM'S EAST, INC. C/O APTIM
51222 | Currently in Use |  | 2005-09-01 |  | Petroleum | On road diesel | On road diesel | Emergency Power Generator | Double Wall | Double Wall |  |  | Double Wall |  | 1901-01-01 | Catchment Basin | Flow Rest 90% Full | Automatic shutoff device At 95% full | Interstitial Monitoring within Secondary Containment | SENSOR TO ATG | Continuous Automatic Tank Gauge |  | HOSPITAL | Containment Sump | Interstitial Monitoring within Secondary Containment | SENSOR TO ATG | Continuous alarm system | Continuous alarm system |  | UST Currently In Use: 1; UST Temp Close: 0; AST Currently In Use: 0; AST Temp Closed: 0 | 1 | 0 | 0 | 16273-073-019200 | UAB DEPT. HEALTH & SAFETY
51223 | Temporary Closed | 2007-08-09 | 1985-01-01 |  | Petroleum | Premium gasoline | Premium gasoline | Retail | Steel | Steel | Field installed cathodic protection |  | Steel |  |  | Catchment Basin | Automatic shutoff device At 95% full | Automatic shutoff device At 95% full | [11 empty] | UST Currently In Use: 0; UST Temp Close: 3; AST Currently In Use: 0; AST Temp Closed: 0 | 0 | 3 | 0 | 22839-123-014404 | AUSTIN L MONCRIEF
51224 | Temporary Closed | 2011-03-09 | 1976-07-11 |  | Petroleum | On road diesel | On road diesel | Retail | Steel | Steel | Coated & cathodic protection (sti-P3) |  | Steel |  |  | Catchment Basin | Automatic shutoff device At 95% full | Automatic shutoff device At 95% full |  |  | Statistical Inventory Reconciliation (SIR) | [8 empty] | UST Currently In Use: 0; UST Temp Close: 3; AST Currently In Use: 0; AST Temp Closed: 0 | 0 | 3 | 2 | 22810-111-013271 | TAMELA HERREN
51225 | Temporary Closed | 2011-08-01 | 1976-07-11 |  | Petroleum | Premium gasoline | Premium gasoline |  | Steel | Steel | Coated & cathodic protection (sti-P3) |  | Steel |  |  | Catchment Basin | Automatic shutoff device At 95% full | Automatic shutoff device At 95% full |  |  | Statistical Inventory Reconciliation (SIR) | [8 empty] | UST Currently In Use: 0; UST Temp Close: 3; AST Currently In Use: 0; AST Temp Closed: 0 | 0 | 3 | 2 | 22810-111-013271 | TAMELA HERREN
51226 | Temporary Closed | 2011-12-01 | 1976-07-11 |  | Petroleum | Unleaded gasoline | Unleaded gasoline | Retail | Steel | Steel | Coated & cathodic protection (sti-P3) |  | Steel |  |  | Catchment Basin | Automatic shutoff device At 95% full | Automatic shutoff device At 95% full |  |  | Statistical Inventory Reconciliation (SIR) | [8 empty] | UST Currently In Use: 0; UST Temp Close: 3; AST Currently In Use: 0; AST Temp Closed: 0 | 0 | 3 | 2 | 22810-111-013271 | TAMELA HERREN
51227 | Permanently Closed | 2018-01-26 | 2007-05-14 | 2018-07-18 | Petroleum | Unleaded gasoline | Unleaded gasoline | Retail | Double Wall | Double Wall |  |  | Double Wall |  | 2007-05-14 | Catchment Basin | Automatic shutoff device At 95% full | Audible high level alarm At 90% full | Interstitial Monitoring within Secondary Containment |  |  |  | Containment Sump | Containment Sump | Interstitial Monitoring within Secondary Containment | SENSOR TO ATG | Continuous alarm system | Continuous alarm system |  | UST Currently In Use: 0; UST Temp Close: 0; AST Currently In Use: 0; AST Temp Closed: 0 | 0 | 0 | 3 | 21237-073-019202 | SAM'S EAST, INC. C/O APTIM
51228 | Permanently Closed | 2018-01-26 | 2007-05-14 | 2018-07-18 | Petroleum | Unleaded gasoline | Unleaded gasoline | Retail | Double Wall | Double Wall |  |  | Double Wall |  | 2007-05-14 | Catchment Basin | Automatic shutoff device At 95% full | Audible high level alarm At 90% full | Interstitial Monitoring within Secondary Containment |  |  |  | Containment Sump | Containment Sump | Interstitial Monitoring within Secondary Containment | SENSOR TO ATG | Continuous alarm system | Continuous alarm system |  | UST Currently In Use: 0; UST Temp Close: 0; AST Currently In Use: 0; AST Temp Closed: 0 | 0 | 0 | 3 | 21237-073-019202 | SAM'S EAST, INC. C/O APTIM
51229 | Permanently Closed | 2018-01-26 | 2007-05-14 | 2018-07-18 | Petroleum | Premium gasoline | Premium gasoline | Retail | Fiberglass reinforced plastic | Double Wall |  |  | Fiberglass reinforced plastic |  | 2007-05-14 | Catchment Basin | Automatic shutoff device At 95% full | Audible high level alarm At 90% full | Interstitial Monitoring within Secondary Containment |  | Automatic Tank Gauge |  | Containment Sump | Containment Sump | Interstitial Monitoring within Secondary Containment | SENSOR TO ATG | Continuous alarm system | Continuous alarm system |  | UST Currently In Use: 0; UST Temp Close: 0; AST Currently In Use: 0; AST Temp Closed: 0 | 0 | 0 | 3 | 21237-073-019202 | SAM'S EAST, INC. C/O APTIM
51230 | Permanently Closed | 2023-04-25 | 2007-05-01 |  | Petroleum | Unleaded gasoline | Unleaded gasoline | State/federal government | Fiberglass reinforced plastic | Double Wall |  |  | Fiberglass reinforced plastic |  | 1901-01-01 | Catchment Basin | Automatic shutoff device At 95% full | Automatic shutoff device At 95% full | Interstitial Monitoring within Secondary Containment | SENSOR TO ATG | Automatic Tank Gauge |  | Automatic shutoff device (AELLD) | Automatic shutoff device (AELLD) | Interstitial Monitoring within Secondary Containment |  | Continuous alarm system | Continuous alarm system |  | UST Currently In Use: 0; UST Temp Close: 0; AST Currently In Use: 0; AST Temp Closed: 0 | 0 | 0 | 3 | 19113-101-016012 | STATE OF ALABAMA MOTOR POOL
51231 | Currently in Use |  | 2007-04-25 |  | Petroleum | Unleaded gasoline | Unleaded gasoline | Retail | Fiberglass coated steel | Fiberglass coated steel |  |  | Fiberglass reinforced plastic |  | 1901-01-01 | Catchment Basin | Automatic shutoff device At 95% full | Automatic shutoff device At 95% full | Interstitial Monitoring within Secondary Containment | SENSOR TO ATG | Continuous Automatic Tank Gauge |  | Automatic shutoff device (AELLD) | Automatic shutoff device (AELLD) | [5 empty] | UST Currently In Use: 2; UST Temp Close: 0; AST Currently In Use: 0; AST Temp Closed: 0 | 2 | 0 | 6 | 23372-125-003733 | MIDSTATES PETROLEUM COMPANY
51232 | Currently in Use |  | 2007-04-25 |  | Petroleum | Premium gasoline | Premium gasoline | Retail | Fiberglass coated steel | Fiberglass coated steel |  |  | Fiberglass reinforced plastic |  | 1901-01-01 | Catchment Basin | Automatic shutoff device At 95% full | Automatic shutoff device At 95% full | Interstitial Monitoring within Secondary Containment | SENSOR TO ATG | Continuous Automatic Tank Gauge |  | Automatic shutoff device (AELLD) | Automatic shutoff device (AELLD) | [5 empty] | UST Currently In Use: 2; UST Temp Close: 0; AST Currently In Use: 0; AST Temp Closed: 0 | 2 | 0 | 6 | 23372-125-003733 | MIDSTATES PETROLEUM COMPANY
51234 | Currently in Use |  | 2007-02-02 |  | Petroleum | Unleaded gasoline | Unleaded gasoline | Retail | Fiberglass coated steel | Fiberglass coated steel |  |  | Flexible |  | 1901-01-01 | Catchment Basin | Automatic shutoff device At 95% full | Automatic shutoff device At 95% full |  |  | Continuous Automatic Tank Gauge |  | Containment Sump | Automatic flow restrictor (MLLD) |  |  | Annual line testing | Annual line testing |  | UST Currently In Use: 3; UST Temp Close: 0; AST Currently In Use: 0; AST Temp Closed: 0 | 3 | 0 | 0 | 11448-003-019204 | DEWEESE ENTPS. INC
51235 | Currently in Use |  | 2007-02-02 |  | Petroleum | Premium gasoline | Premium gasoline | Retail | Fiberglass coated steel | Fiberglass coated steel |  |  | Flexible |  | 1901-01-01 | Catchment Basin | Automatic shutoff device At 95% full | Automatic shutoff device At 95% full |  |  | Continuous Automatic Tank Gauge |  | Containment Sump | Automatic flow restrictor (MLLD) |  |  | Annual line testing | Annual line testing |  | UST Currently In Use: 3; UST Temp Close: 0; AST Currently In Use: 0; AST Temp Closed: 0 | 3 | 0 | 0 | 11448-003-019204 | DEWEESE ENTPS. INC
51237 | Currently in Use |  | 2007-04-18 |  | Petroleum | Unleaded gasoline | Unleaded gasoline | Retail | Double Wall | Double Wall |  |  | Double Wall |  | 1901-01-01 | Catchment Basin | Automatic shutoff device At 95% full | Automatic shutoff device At 95% full |  | SENSOR TO ATG | Continuous Automatic Tank Gauge |  | Automatic flow restrictor (MLLD) | Automatic flow restrictor (MLLD) |  |  | Annual line testing | Annual line testing |  | UST Currently In Use: 3; UST Temp Close: 0; AST Currently In Use: 0; AST Temp Closed: 0 | 3 | 0 | 0 | 11448-003-019205 | DEWEESE ENTPS. INC
51238 | Currently in Use |  | 2007-04-18 |  | Petroleum | Premium gasoline | Premium gasoline | Retail | Double Wall | Double Wall |  |  | Double Wall |  | 1901-01-01 | Catchment Basin | Automatic shutoff device At 95% full | Automatic shutoff device At 95% full |  | SENSOR TO ATG | Continuous Automatic Tank Gauge |  | Containment Sump | Automatic flow restrictor (MLLD) |  |  | Annual line testing | Annual line testing |  | UST Currently In Use: 3; UST Temp Close: 0; AST Currently In Use: 0; AST Temp Closed: 0 | 3 | 0 | 0 | 11448-003-019205 | DEWEESE ENTPS. INC
51239 | Currently in Use |  | 2007-04-18 |  | Petroleum | On road diesel | On road diesel | Retail | Double Wall | Double Wall |  |  | Flexible |  | 1901-01-01 | Catchment Basin | Automatic shutoff device At 95% full | Automatic shutoff device At 95% full |  | SENSOR TO ATG | Continuous Automatic Tank Gauge |  | Containment Sump | Automatic flow restrictor (MLLD) |  |  | Annual line testing | Annual line testing |  | UST Currently In Use: 3; UST Temp Close: 0; AST Currently In Use: 0; AST Temp Closed: 0 | 3 | 0 | 0 | 11448-003-019205 | DEWEESE ENTPS. INC
51241 | Currently in Use |  | 2007-02-12 |  | Petroleum | On road diesel | On road diesel | Retail | Fiberglass coated steel | Fiberglass coated steel |  |  | Flexible |  | 1901-01-01 | Catchment Basin | Automatic shutoff device At 95% full | Automatic shutoff device At 95% full |  |  | Continuous Automatic Tank Gauge |  | Automatic flow restrictor (MLLD) | Automatic flow restrictor (MLLD) |  |  | Annual line testing | Annual line testing |  | UST Currently In Use: 3; UST Temp Close: 0; AST Currently In Use: 0; AST Temp Closed: 0 | 3 | 0 | 0 | 11448-003-019204 | DEWEESE ENTPS. INC
51242 | Currently in Use |  | 2003-12-02 |  | Petroleum | Unleaded gasoline | Unleaded gasoline | Retail | Fiberglass coated steel | Fiberglass coated steel |  |  | Fiberglass reinforced plastic |  | 1901-01-01 | Catchment Basin | Automatic shutoff device At 95% full | Automatic shutoff device At 95% full |  |  | Continuous Automatic Tank Gauge |  | Automatic shutoff device (AELLD) | Automatic shutoff device (AELLD) | [5 empty] | UST Currently In Use: 2; UST Temp Close: 0; AST Currently In Use: 0; AST Temp Closed: 0 | 2 | 0 | 0 | 25731-117-019206 | AMEEN HOSSAIN
51243 | Currently in Use |  | 2003-12-20 |  | Petroleum | Premium gasoline | Premium gasoline | Retail | Fiberglass coated steel | Fiberglass coated steel |  |  | Fiberglass reinforced plastic |  | 1901-01-01 | Catchment Basin | Automatic shutoff device At 95% full | Automatic shutoff device At 95% full |  |  | Continuous Automatic Tank Gauge |  | Automatic shutoff device (AELLD) | Automatic shutoff device (AELLD) | [5 empty] | UST Currently In Use: 2; UST Temp Close: 0; AST Currently In Use: 0; AST Temp Closed: 0 | 2 | 0 | 0 | 25731-117-019206 | AMEEN HOSSAIN
51246 | Currently in Use |  | 2007-06-01 |  | Petroleum | Unleaded gasoline | Unleaded gasoline | Retail | Fiberglass reinforced plastic | Fiberglass reinforced plastic |  |  | Flexible |  | 1901-01-01 | Catchment Basin | Flow Rest 90% Full | Flow Rest 90% Full |  |  | Continuous Automatic Tank Gauge | Single walled submersible pump containment sump | Automatic flow restrictor (MLLD) | Automatic flow restrictor (MLLD) | Interstitial Monitoring within Secondary Containment | SENSOR TO ATG | Annual line testing | Annual line testing |  | UST Currently In Use: 2; UST Temp Close: 0; AST Currently In Use: 0; AST Temp Closed: 0 | 2 | 0 | 0 | 25633-109-019208 | FLASH MARKET LLC
51247 | Currently in Use |  | 2007-06-01 |  | Petroleum | Premium gasoline | Premium gasoline | Retail | Fiberglass reinforced plastic | Fiberglass reinforced plastic |  |  | Flexible |  | 1901-01-01 | Catchment Basin | Flow Rest 90% Full | Flow Rest 90% Full |  |  | Continuous Automatic Tank Gauge | Single walled submersible pump containment sump | Automatic flow restrictor (MLLD) | Automatic flow restrictor (MLLD) | Interstitial Monitoring within Secondary Containment | SENSOR TO ATG | Annual line testing | Annual line testing |  | UST Currently In Use: 2; UST Temp Close: 0; AST Currently In Use: 0; AST Temp Closed: 0 | 2 | 0 | 0 | 25633-109-019208 | FLASH MARKET LLC
51248 | Currently in Use |  | 1992-01-01 |  | Petroleum | Unleaded gasoline | Unleaded gasoline | Retail | Fiberglass reinforced plastic | Fiberglass reinforced plastic |  |  | Fiberglass reinforced plastic |  | 1901-01-01 | Catchment Basin | Automatic shutoff device At 95% full | Automatic shutoff device At 95% full |  |  | Continuous Automatic Tank Gauge |  | Automatic shutoff device (AELLD) | Automatic shutoff device (AELLD) | [5 empty] | UST Currently In Use: 3; UST Temp Close: 0; AST Currently In Use: 0; AST Temp Closed: 0 | 3 | 0 | 0 | 22824-073-019209 | CHARLES MIDDLETON
51249 | Currently in Use |  | 1992-01-01 |  | Petroleum | Premium gasoline | Premium gasoline | Retail | Fiberglass reinforced plastic | Fiberglass reinforced plastic |  |  | Fiberglass reinforced plastic |  | 1901-01-01 | Catchment Basin | Automatic shutoff device At 95% full | Automatic shutoff device At 95% full |  |  | Continuous Automatic Tank Gauge |  | Automatic shutoff device (AELLD) | Automatic shutoff device (AELLD) | [5 empty] | UST Currently In Use: 3; UST Temp Close: 0; AST Currently In Use: 0; AST Temp Closed: 0 | 3 | 0 | 0 | 22824-073-019209 | CHARLES MIDDLETON
51250 | Currently in Use |  | 1992-01-01 |  | Petroleum | Unleaded gasoline | Unleaded gasoline | Retail | Single Wall | Fiberglass reinforced plastic |  |  | Single Wall |  | 1901-01-01 | Catchment Basin | Automatic shutoff device At 95% full | Automatic shutoff device At 95% full |  |  | Continuous Automatic Tank Gauge |  | Automatic shutoff device (AELLD) | Automatic shutoff device (AELLD) | [5 empty] | UST Currently In Use: 3; UST Temp Close: 0; AST Currently In Use: 0; AST Temp Closed: 0 | 3 | 0 | 0 | 22824-073-019209 | CHARLES MIDDLETON
51252 | Currently in Use |  | 2007-06-30 |  | Petroleum | Unleaded gasoline | Unleaded gasoline | Retail | Fiberglass coated steel | Fiberglass coated steel |  |  | Double Wall |  | 1901-01-01 | Catchment Basin | Flow Rest 90% Full | Automatic shutoff device At 95% full |  |  | Continuous Automatic Tank Gauge |  | Containment Sump | Automatic flow restrictor (MLLD) |  |  | Annual line testing | Annual line testing |  | UST Currently In Use: 2; UST Temp Close: 0; AST Currently In Use: 0; AST Temp Closed: 0 | 2 | 0 | 3 | 25265-071-013900 | LGWS/CROSS AMERICA PARTNERS
51253 | Currently in Use |  | 2007-07-15 |  | Petroleum | On road diesel | On road diesel | Retail | Fiberglass coated steel | Fiberglass coated steel |  |  | Fiberglass reinforced plastic |  |  | Catchment Basin | Flow Rest 90% Full | Automatic shutoff device At 95% full |  |  | Automatic Tank Gauge |  | Automatic flow restrictor (MLLD) | Automatic flow restrictor (MLLD) |  |  | Annual line testing | Annual line testing |  | UST Currently In Use: 3; UST Temp Close: 0; AST Currently In Use: 0; AST Temp Closed: 0 | 3 | 0 | 0 | 22671-017-018818 | NISHA BUSINESS INC
51254 | Currently in Use |  | 2007-01-10 |  | Petroleum | Unleaded gasoline | Unleaded gasoline | Retail | Fiberglass coated steel | Double Wall |  |  | Double Wall | APT | 1901-01-01 | Catchment Basin | Flow Rest 90% Full | Audible high level alarm At 90% full | Interstitial Monitoring within Secondary Containment | SENSOR TO ATG |  |  | Automatic flow restrictor (MLLD) | Automatic flow restrictor (MLLD) | Interstitial Monitoring within Secondary Containment | SENSOR TO ATG | Continuous alarm system | Annual line testing |  | UST Currently In Use: 2; UST Temp Close: 0; AST Currently In Use: 0; AST Temp Closed: 0 | 2 | 0 | 0 | 22176-089-019213 | CIRCLE K
51255 | Currently in Use |  | 2007-01-10 |  | Petroleum | Premium gasoline | Premium gasoline | Retail | Double Wall | Double Wall |  |  | Flexible | APT | 1901-01-01 | Catchment Basin | Audible high level alarm At 90% full | Audible high level alarm At 90% full | Interstitial Monitoring within Secondary Containment | SENSOR TO ATG |  |  | Containment Sump | Automatic flow restrictor (MLLD) | Interstitial Monitoring within Secondary Containment | SENSOR TO ATG | Annual line testing | Annual line testing |  | UST Currently In Use: 2; UST Temp Close: 0; AST Currently In Use: 0; AST Temp Closed: 0 | 2 | 0 | 0 | 22176-089-019213 | CIRCLE K
51256 | Currently in Use |  | 2007-07-27 |  | Petroleum | Unleaded gasoline | Unleaded gasoline | Industrial | Fiberglass reinforced plastic | Fiberglass reinforced plastic |  |  | Fiberglass reinforced plastic |  | 1901-01-01 | Catchment Basin | Automatic shutoff device At 95% full | Automatic shutoff device At 95% full | Interstitial Monitoring within Secondary Containment |  | Continuous Automatic Tank Gauge |  | Automatic shutoff device (AELLD) | Automatic shutoff device (AELLD) | Interstitial Monitoring within Secondary Containment |  | Continuous alarm system | Continuous alarm system |  | UST Currently In Use: 1; UST Temp Close: 0; AST Currently In Use: 0; AST Temp Closed: 0 | 1 | 0 | 0 | 10146-051-019214 | ALABAMA POWER COMPANY
51257 | Currently in Use |  | 2007-05-11 |  | Petroleum | Unleaded gasoline | Unleaded gasoline | Retail | Fiberglass reinforced plastic | Fiberglass reinforced plastic |  |  | Flexible |  | 1901-01-01 | Catchment Basin | Automatic shutoff device At 95% full | Automatic shutoff device At 95% full | Interstitial Monitoring within Secondary Containment | SENSOR TO ATG | Automatic Tank Gauge |  | Automatic shutoff device (AELLD) | Automatic flow restrictor (MLLD) | Interstitial Monitoring within Secondary Containment | SENSOR TO ATG | Annual line testing | Annual line testing |  | UST Currently In Use: 2; UST Temp Close: 0; AST Currently In Use: 0; AST Temp Closed: 0 | 2 | 0 | 0 | 21257-081-019215 | KROGER BUSINESS LICENSES
51258 | Currently in Use |  | 2007-05-11 |  | Petroleum | Premium gasoline | Premium gasoline | Retail | Fiberglass reinforced plastic | Fiberglass reinforced plastic |  |  | Flexible |  | 1901-01-01 | Catchment Basin | Automatic shutoff device At 95% full | Automatic shutoff device At 95% full | Interstitial Monitoring within Secondary Containment | SENSOR TO ATG | Automatic Tank Gauge |  | Automatic flow restrictor (MLLD) | Automatic flow restrictor (MLLD) | Interstitial Monitoring within Secondary Containment | SENSOR TO ATG | Annual line testing | Annual line testing |  | UST Currently In Use: 2; UST Temp Close: 0; AST Currently In Use: 0; AST Temp Closed: 0 | 2 | 0 | 0 | 21257-081-019215 | KROGER BUSINESS LICENSES
51259 | Currently in Use |  | 2007-03-13 |  | Petroleum | Unleaded gasoline | Unleaded gasoline | Retail | Fiberglass coated steel | Double Wall |  |  | Fiberglass reinforced plastic |  | 1901-01-01 | Catchment Basin | Automatic shutoff device At 95% full | Automatic shutoff device At 95% full | Interstitial Monitoring within Secondary Containment | SENSOR TO ATG | Continuous Automatic Tank Gauge |  | Containment Sump | Automatic flow restrictor (MLLD) | Interstitial Monitoring within Secondary Containment | SENSOR TO ATG | Continuous alarm system | Continuous alarm system |  | UST Currently In Use: 2; UST Temp Close: 0; AST Currently In Use: 0; AST Temp Closed: 0 | 2 | 0 | 0 | 13929-097-019217 | PRINCE OIL COMPANY, INC.
51260 | Currently in Use |  | 2007-03-13 |  | Petroleum | Premium gasoline | Premium gasoline | Retail | Fiberglass coated steel | Double Wall |  |  | Fiberglass reinforced plastic |  | 1901-01-01 | Catchment Basin | Automatic shutoff device At 95% full | Automatic shutoff device At 95% full | Interstitial Monitoring within Secondary Containment | SENSOR TO ATG | Continuous Automatic Tank Gauge |  | Containment Sump | Automatic flow restrictor (MLLD) | Interstitial Monitoring within Secondary Containment | SENSOR TO ATG | Continuous alarm system | Continuous alarm system |  | UST Currently In Use: 2; UST Temp Close: 0; AST Currently In Use: 0; AST Temp Closed: 0 | 2 | 0 | 0 | 13929-097-019217 | PRINCE OIL COMPANY, INC.
51270 | Currently in Use |  | 2007-01-23 |  | Petroleum | Unleaded gasoline | Unleaded gasoline | Retail | Double Wall | Double Wall |  |  | Flexible | APT | 1901-01-01 | Catchment Basin | Automatic shutoff device At 95% full | Automatic shutoff device At 95% full | Interstitial Monitoring within Secondary Containment | SENSOR TO ATG | Automatic Tank Gauge |  | Containment Sump | Automatic shutoff device (AELLD) | Interstitial Monitoring within Secondary Containment | SENSOR TO ATG | Continuous alarm system | Continuous alarm system |  | UST Currently In Use: 2; UST Temp Close: 0; AST Currently In Use: 0; AST Temp Closed: 0 | 2 | 0 | 5 | 23206-099-010186 | AGEE S. BROUGHTON III/ ANN B. MAGEE
51271 | Currently in Use |  | 2007-01-23 |  | Petroleum | On road diesel | On road diesel | Retail | Fiberglass coated steel | Double Wall |  |  | Flexible | APT | 1901-01-01 | Catchment Basin | Automatic shutoff device At 95% full | Automatic shutoff device At 95% full | Interstitial Monitoring within Secondary Containment | SENSOR TO ATG | Automatic Tank Gauge |  | Automatic shutoff device (AELLD) | Automatic shutoff device (AELLD) | Interstitial Monitoring within Secondary Containment | SENSOR TO ATG | Continuous alarm system | Continuous alarm system |  | UST Currently In Use: 2; UST Temp Close: 0; AST Currently In Use: 0; AST Temp Closed: 0 | 2 | 0 | 5 | 23206-099-010186 | AGEE S. BROUGHTON III/ ANN B. MAGEE
51272 | Currently in Use |  | 2007-07-15 |  | Petroleum | Unleaded gasoline | Unleaded gasoline | Retail | Double Wall | Double Wall |  |  | Fiberglass reinforced plastic |  | 1901-01-01 | Catchment Basin | Automatic shutoff device At 95% full | Automatic shutoff device At 95% full |  |  | Continuous Automatic Tank Gauge |  | Containment Sump | Automatic shutoff device (AELLD) |  |  | Annual line testing | Annual line testing |  | UST Currently In Use: 3; UST Temp Close: 0; AST Currently In Use: 0; AST Temp Closed: 0 | 3 | 0 | 0 | 19072-125-019219 | FAST AND EASY FOOD STORES INC
51274 | Currently in Use |  | 2007-07-15 |  | Petroleum | On road diesel | On road diesel | Retail | Fiberglass coated steel | Double Wall |  |  | Fiberglass reinforced plastic |  | 1901-01-01 | Catchment Basin | Automatic shutoff device At 95% full | Automatic shutoff device At 95% full |  |  | Continuous Automatic Tank Gauge |  | Containment Sump | Automatic shutoff device (AELLD) |  |  | Annual line testing | Annual line testing |  | UST Currently In Use: 3; UST Temp Close: 0; AST Currently In Use: 0; AST Temp Closed: 0 | 3 | 0 | 0 | 19072-125-019219 | FAST AND EASY FOOD STORES INC
51276 | Currently in Use |  | 2007-07-15 |  | Petroleum | Other, NON ETHANO | Other | Retail | Double Wall | Double Wall |  |  | Fiberglass reinforced plastic |  | 1901-01-01 | Catchment Basin | Flow Rest 90% Full | Flow Rest 90% Full |  |  | Continuous Automatic Tank Gauge |  | Automatic shutoff device (AELLD) | Automatic shutoff device (AELLD) |  |  | Annual line testing | Annual line testing |  | UST Currently In Use: 3; UST Temp Close: 0; AST Currently In Use: 0; AST Temp Closed: 0 | 3 | 0 | 0 | 19072-125-019219 | FAST AND EASY FOOD STORES INC
51278 | Currently in Use |  | 1998-07-04 |  | Petroleum | Unleaded gasoline | Unleaded gasoline | Retail | Single Wall | Single Wall | Coated & cathodic protection (sti-P3) |  | Fiberglass reinforced plastic |  |  | Catchment Basin | Automatic shutoff device At 95% full | Automatic shutoff device At 95% full |  |  | Continuous Automatic Tank Gauge |  | Automatic shutoff device (AELLD) | Automatic shutoff device (AELLD) | [5 empty] | UST Currently In Use: 3; UST Temp Close: 0; AST Currently In Use: 0; AST Temp Closed: 0 | 3 | 0 | 3 | 23429-015-012340 | MUSA PROPERTIES, LLC
51279 | Currently in Use |  | 1998-07-04 |  | Petroleum | On road diesel | On road diesel | Retail | Steel | Single Wall | Coated & cathodic protection (sti-P3) |  | Fiberglass reinforced plastic |  |  | Catchment Basin | Automatic shutoff device At 95% full | Automatic shutoff device At 95% full |  |  | Continuous Automatic Tank Gauge |  | Automatic shutoff device (AELLD) | Automatic shutoff device (AELLD) | [5 empty] | UST Currently In Use: 3; UST Temp Close: 0; AST Currently In Use: 0; AST Temp Closed: 0 | 3 | 0 | 3 | 23429-015-012340 | MUSA PROPERTIES, LLC
51280 | Currently in Use |  | 1998-07-04 |  | Petroleum | Premium gasoline | Premium gasoline | Retail | Steel | Single Wall | Coated & cathodic protection (sti-P3) |  | Fiberglass reinforced plastic |  |  | Catchment Basin | Automatic shutoff device At 95% full | Automatic shutoff device At 95% full |  |  | Continuous Automatic Tank Gauge |  | Automatic shutoff device (AELLD) | Automatic shutoff device (AELLD) | [5 empty] | UST Currently In Use: 3; UST Temp Close: 0; AST Currently In Use: 0; AST Temp Closed: 0 | 3 | 0 | 3 | 23429-015-012340 | MUSA PROPERTIES, LLC
51281 | Permanently Closed | 2020-10-04 | 1996-01-01 |  | Petroleum | On road diesel | On road diesel | Emergency Power Generator | Fiberglass reinforced plastic | Double Wall |  |  | Steel |  | 1901-01-01 | Catchment Basin |  |  | Interstitial Monitoring within Secondary Containment |  | Other | [8 empty] | UST Currently In Use: 0; UST Temp Close: 0; AST Currently In Use: 0; AST Temp Closed: 0 | 0 | 0 | 1 | 22862-015-019221 | US DEPARTMENT OF HOMELAND SECURITY
51283 | Currently in Use |  | 2004-03-01 |  | Petroleum | Unleaded gasoline | Unleaded gasoline | Retail | Fiberglass reinforced plastic | Fiberglass reinforced plastic |  |  | Flexible |  | 1901-01-01 | Catchment Basin | Automatic shutoff device At 95% full | Automatic shutoff device At 95% full |  |  | Automatic Tank Gauge |  | Automatic flow restrictor (MLLD) | Automatic flow restrictor (MLLD) | Interstitial Monitoring within Secondary Containment |  | Annual line testing | Annual line testing |  | UST Currently In Use: 2; UST Temp Close: 0; AST Currently In Use: 0; AST Temp Closed: 0 | 2 | 0 | 0 | 23372-125-019222 | MIDSTATES PETROLEUM COMPANY
51284 | Currently in Use |  | 2004-03-01 |  | Petroleum | On road diesel | On road diesel | Retail | Fiberglass reinforced plastic | Fiberglass reinforced plastic |  |  | Flexible |  | 1901-01-01 | Catchment Basin | Automatic shutoff device At 95% full | Automatic shutoff device At 95% full |  |  | Automatic Tank Gauge |  | Automatic flow restrictor (MLLD) | Automatic flow restrictor (MLLD) | Interstitial Monitoring within Secondary Containment |  | Annual line testing | Annual line testing |  | UST Currently In Use: 2; UST Temp Close: 0; AST Currently In Use: 0; AST Temp Closed: 0 | 2 | 0 | 0 | 23372-125-019222 | MIDSTATES PETROLEUM COMPANY
51285 | Currently in Use |  | 2007-04-26 |  | Petroleum | On road diesel | On road diesel | Retail | Fiberglass coated steel | Fiberglass coated steel |  |  | Fiberglass reinforced plastic |  | 1901-01-01 | Catchment Basin | Audible high level alarm At 90% full | Audible high level alarm At 90% full | Interstitial Monitoring within Secondary Containment |  |  |  | Automatic shutoff device (AELLD) | Automatic shutoff device (AELLD) |  |  | Annual line testing | Annual line testing |  | UST Currently In Use: 6; UST Temp Close: 0; AST Currently In Use: 0; AST Temp Closed: 0 | 6 | 0 | 0 | 21090-021-019223 | LOVES COUNTRY STORES
51286 | Currently in Use |  | 2007-04-26 |  | Petroleum | On road diesel | On road diesel | Retail | Fiberglass coated steel | Fiberglass coated steel |  |  | Fiberglass reinforced plastic |  | 1901-01-01 | Catchment Basin | Audible high level alarm At 90% full | Audible high level alarm At 90% full | Interstitial Monitoring within Secondary Containment |  |  |  | Automatic shutoff device (AELLD) | Automatic shutoff device (AELLD) |  |  | Annual line testing | Annual line testing |  | UST Currently In Use: 6; UST Temp Close: 0; AST Currently In Use: 0; AST Temp Closed: 0 | 6 | 0 | 0 | 21090-021-019223 | LOVES COUNTRY STORES
51287 | Currently in Use |  | 2007-04-26 |  | Petroleum | On road diesel | On road diesel | Retail | Fiberglass coated steel | Fiberglass coated steel |  |  | Fiberglass reinforced plastic |  | 1901-01-01 | Catchment Basin | Audible high level alarm At 90% full | Audible high level alarm At 90% full | Interstitial Monitoring within Secondary Containment |  |  |  | Automatic shutoff device (AELLD) | Automatic shutoff device (AELLD) |  |  | Annual line testing | Annual line testing |  | UST Currently In Use: 6; UST Temp Close: 0; AST Currently In Use: 0; AST Temp Closed: 0 | 6 | 0 | 0 | 21090-021-019223 | LOVES COUNTRY STORES
51288 | Currently in Use |  | 2007-04-26 |  | Petroleum | Premium gasoline | Premium gasoline | Retail | Fiberglass coated steel | Fiberglass coated steel |  |  | Fiberglass reinforced plastic |  | 1901-01-01 | Catchment Basin | Audible high level alarm At 90% full | Audible high level alarm At 90% full | Interstitial Monitoring within Secondary Containment |  |  |  | Containment Sump | Automatic shutoff device (AELLD) |  |  | Annual line testing | Annual line testing |  | UST Currently In Use: 6; UST Temp Close: 0; AST Currently In Use: 0; AST Temp Closed: 0 | 6 | 0 | 0 | 21090-021-019223 | LOVES COUNTRY STORES
51289 | Currently in Use |  | 2007-04-26 |  | Petroleum | Unleaded gasoline | Unleaded gasoline | Retail | Fiberglass coated steel | Fiberglass coated steel |  |  | Fiberglass reinforced plastic |  | 1901-01-01 | Catchment Basin | Audible high level alarm At 90% full | Audible high level alarm At 90% full | Interstitial Monitoring within Secondary Containment |  |  |  | Automatic shutoff device (AELLD) | Automatic shutoff device (AELLD) |  |  | Continuous alarm system | Annual line testing |  | UST Currently In Use: 6; UST Temp Close: 0; AST Currently In Use: 0; AST Temp Closed: 0 | 6 | 0 | 0 | 21090-021-019223 | LOVES COUNTRY STORES
51290 | Currently in Use |  | 2004-10-01 |  | Petroleum | Unleaded gasoline | Unleaded gasoline | Retail | Fiberglass coated steel | Fiberglass coated steel |  |  | Flexible |  | 1901-01-01 | Catchment Basin | Automatic shutoff device At 95% full | Automatic shutoff device At 95% full |  |  | Automatic Tank Gauge |  | Containment Sump | Automatic shutoff device (AELLD) | [5 empty] | UST Currently In Use: 2; UST Temp Close: 0; AST Currently In Use: 0; AST Temp Closed: 0 | 2 | 0 | 0 | 22865-125-019224 | TRADEMART INC
51291 | Currently in Use |  | 2004-10-01 |  | Petroleum | Premium gasoline | Premium gasoline | Retail | Fiberglass coated steel | Fiberglass coated steel |  |  | Flexible |  | 1901-01-01 | Catchment Basin | Automatic shutoff device At 95% full | Automatic shutoff device At 95% full |  |  | Automatic Tank Gauge |  | Automatic shutoff device (AELLD) | Automatic shutoff device (AELLD) | [5 empty] | UST Currently In Use: 2; UST Temp Close: 0; AST Currently In Use: 0; AST Temp Closed: 0 | 2 | 0 | 0 | 22865-125-019224 | TRADEMART INC
51293 | Currently in Use |  | 2007-05-01 |  | Petroleum | Unleaded gasoline | Unleaded gasoline | Retail | Fiberglass coated steel | Fiberglass coated steel |  |  | Fiberglass reinforced plastic |  | 1901-01-01 | Catchment Basin | Automatic shutoff device At 95% full | Automatic shutoff device At 95% full |  |  | Continuous Automatic Tank Gauge |  | Containment Sump | Automatic flow restrictor (MLLD) | Interstitial Monitoring within Secondary Containment |  | Continuous alarm system | Continuous alarm system |  | UST Currently In Use: 2; UST Temp Close: 0; AST Currently In Use: 0; AST Temp Closed: 0 | 2 | 0 | 0 | 22866-125-019225 | TRADEMART, INC
51294 | Currently in Use |  | 2007-05-01 |  | Petroleum | Premium gasoline | Premium gasoline | Retail | Fiberglass coated steel | Fiberglass coated steel |  |  | Fiberglass reinforced plastic |  | 1901-01-01 | Catchment Basin | Automatic shutoff device At 95% full | Automatic shutoff device At 95% full |  |  | Continuous Automatic Tank Gauge |  | Automatic flow restrictor (MLLD) | Automatic flow restrictor (MLLD) | Interstitial Monitoring within Secondary Containment |  | Continuous alarm system | Continuous alarm system |  | UST Currently In Use: 2; UST Temp Close: 0; AST Currently In Use: 0; AST Temp Closed: 0 | 2 | 0 | 0 | 22866-125-019225 | TRADEMART, INC
51295 | Currently in Use |  | 2006-09-12 |  | Petroleum | On road diesel | On road diesel | Emergency Power Generator | Double Wall | Double Wall |  |  | Fiberglass reinforced plastic |  | 1901-01-01 | Catchment Basin | Automatic shutoff device At 95% full | Audible high level alarm At 90% full | Interstitial Monitoring within Secondary Containment | SENSOR TO ATG | Automatic Tank Gauge |  | Containment Sump | Containment Sump |  |  |  |  | Suction Piping | UST Currently In Use: 1; UST Temp Close: 0; AST Currently In Use: 0; AST Temp Closed: 0 | 1 | 0 | 0 | 16273-073-019227 | UAB DEPT. HEALTH & SAFETY
51296 | Currently in Use |  | 2006-10-01 |  | Petroleum | On road diesel | On road diesel | Emergency Power Generator | Fiberglass reinforced plastic | Double Wall |  |  | Fiberglass reinforced plastic |  | 1901-01-01 | Catchment Basin | Automatic shutoff device At 95% full | Automatic shutoff device At 95% full | Interstitial Monitoring within Secondary Containment |  | Automatic Tank Gauge | [5 empty] | Continuous alarm system | Continuous alarm system |  | UST Currently In Use: 1; UST Temp Close: 0; AST Currently In Use: 0; AST Temp Closed: 0 | 1 | 0 | 0 | 17123-097-019228 | UNIV OF SO ALA/SAFETY ENV COMPLIANCE
51297 | Currently in Use |  | 1984-06-01 |  | Petroleum | On road diesel | On road diesel | Emergency Power Generator | Fiberglass reinforced plastic | Fiberglass reinforced plastic |  |  | Fiberglass reinforced plastic |  | 1901-01-01 | Catchment Basin | Flow Rest 90% Full | Automatic shutoff device At 95% full |  |  | Automatic Tank Gauge | [8 empty] | UST Currently In Use: 1; UST Temp Close: 0; AST Currently In Use: 0; AST Temp Closed: 0 | 1 | 0 | 3 | 10112-083-011168 | ALABAMA DEPT OF CORRECTIONS
51298 | Currently in Use |  | 2006-09-01 |  | Petroleum | On road diesel | On road diesel | Emergency power generator | Double Wall | Double Wall |  |  | Double Wall |  | 1901-01-01 | Catchment Basin | Automatic shutoff device At 95% full | Audible high level alarm At 90% full | Interstitial Monitoring within Secondary Containment | SENSOR TO ATG | Continuous Automatic Tank Gauge |  | Other | Other | Interstitial Monitoring within Secondary Containment | SENSOR TO ATG | Continuous alarm system | Continuous alarm system |  | UST Currently In Use: 1; UST Temp Close: 0; AST Currently In Use: 0; AST Temp Closed: 0 | 1 | 0 | 0 | 14566-073-019229 | ST VINCENTS HOSPITAL
51299 | Currently in Use |  | 2007-09-14 |  | Petroleum | Unleaded gasoline | Unleaded gasoline | Retail | Double Wall | Double Wall |  |  | Double Wall |  | 2007-09-14 | Catchment Basin | Automatic shutoff device At 95% full | Automatic shutoff device At 95% full | Interstitial Monitoring within Secondary Containment |  | Automatic Tank Gauge |  | Automatic flow restrictor (MLLD) | Automatic flow restrictor (MLLD) | Interstitial Monitoring within Secondary Containment | SENSOR TO ATG | Continuous alarm system | Annual line testing |  | UST Currently In Use: 3; UST Temp Close: 0; AST Currently In Use: 0; AST Temp Closed: 0 | 3 | 0 | 0 | 21237-081-019230 | SAM'S EAST, INC. C/O APTIM
51300 | Currently in Use |  | 2007-09-14 |  | Petroleum | Unleaded gasoline | Unleaded gasoline | Retail | Fiberglass reinforced plastic | Double Wall |  |  | Flexible |  | 2007-09-14 | Catchment Basin | Automatic shutoff device At 95% full | Automatic shutoff device At 95% full | Interstitial Monitoring within Secondary Containment |  | Automatic Tank Gauge |  | Containment Sump | Automatic flow restrictor (MLLD) | Interstitial Monitoring within Secondary Containment | SENSOR TO ATG | Annual line testing | Annual line testing |  | UST Currently In Use: 3; UST Temp Close: 0; AST Currently In Use: 0; AST Temp Closed: 0 | 3 | 0 | 0 | 21237-081-019230 | SAM'S EAST, INC. C/O APTIM
51301 | Currently in Use |  | 2007-09-14 |  | Petroleum | Premium gasoline | Premium gasoline | Retail | Double Wall | Double Wall |  |  | Double Wall |  | 2007-09-14 | Catchment Basin | Automatic shutoff device At 95% full | Automatic shutoff device At 95% full | Interstitial Monitoring within Secondary Containment |  | Automatic Tank Gauge |  | Automatic flow restrictor (MLLD) | Automatic flow restrictor (MLLD) | Interstitial Monitoring within Secondary Containment | SENSOR TO ATG | Continuous alarm system | Annual line testing |  | UST Currently In Use: 3; UST Temp Close: 0; AST Currently In Use: 0; AST Temp Closed: 0 | 3 | 0 | 0 | 21237-081-019230 | SAM'S EAST, INC. C/O APTIM
51302 | Currently in Use |  | 2007-06-02 |  | Petroleum | Unleaded gasoline | Unleaded gasoline | Retail | Fiberglass coated steel | Double Wall |  |  | Fiberglass reinforced plastic |  | 2007-06-06 | Catchment Basin | Flow Rest 90% Full | Flow Rest 90% Full | Interstitial Monitoring within Secondary Containment | SENSOR TO ATG |  |  | Containment Sump | Automatic flow restrictor (MLLD) |  |  | Annual line testing | Annual line testing |  | UST Currently In Use: 4; UST Temp Close: 0; AST Currently In Use: 0; AST Temp Closed: 0 | 4 | 0 | 5 | 12144-029-005342 | JACK GREEN OIL CO INC
51303 | Currently in Use |  | 2007-09-26 |  | Petroleum | On road diesel | On road diesel | State/federal government | Double Wall | Double Wall |  |  | Double Wall |  | 2007-09-26 | Catchment Basin | Automatic shutoff device At 95% full | Automatic shutoff device At 95% full |  |  | Continuous Automatic Tank Gauge |  | Automatic flow restrictor (MLLD) | Automatic flow restrictor (MLLD) | Interstitial Monitoring within Secondary Containment |  |  |  |  | UST Currently In Use: 2; UST Temp Close: 0; AST Currently In Use: 0; AST Temp Closed: 0 | 2 | 0 | 0 | 15115-125-018434 | UNIV OF ALABAMA HEALTH AND SAFETY
51304 | Currently in Use |  | 2007-08-05 |  | Petroleum | Unleaded gasoline | Unleaded gasoline | Retail | 14R/4P | Double Wall |  |  | Fiberglass reinforced plastic |  | 2007-08-05 | Catchment Basin | Flow Rest 90% Full | Flow Rest 90% Full | Interstitial Monitoring within Secondary Containment | SENSOR TO ATG | Continuous Automatic Tank Gauge |  | Automatic shutoff device (AELLD) | Automatic shutoff device (AELLD) | [5 empty] | UST Currently In Use: 1; UST Temp Close: 0; AST Currently In Use: 0; AST Temp Closed: 0 | 1 | 0 | 0 | 22882-073-019231 | NAGIB FAISAL SALEH
51306 | Currently in Use |  | 2007-10-01 |  | Petroleum | Premium gasoline | Premium gasoline | Retail | Double Wall | Double Wall | Field installed cathodic protection |  | Double Wall |  | 2007-10-01 | Catchment Basin | Automatic shutoff device At 95% full | Automatic shutoff device At 95% full | Interstitial Monitoring within Secondary Containment | SENSOR TO ATG |  | Single walled submersible pump containment sump | Containment Sump | Automatic flow restrictor (MLLD) | Interstitial Monitoring within Secondary Containment | SENSOR TO ATG | Continuous alarm system | Continuous alarm system |  | UST Currently In Use: 2; UST Temp Close: 0; AST Currently In Use: 0; AST Temp Closed: 0 | 2 | 0 | 2 | 25265-043-013315 | LGWS/CROSS AMERICA PARTNERS
51308 | Currently in Use |  | 2007-08-01 |  | Petroleum | Unleaded gasoline | Unleaded gasoline | Retail | Double Wall | Double Wall |  |  | Double Wall | APT | 2007-08-01 | Catchment Basin | Automatic shutoff device At 95% full | Automatic shutoff device At 95% full | Interstitial Monitoring within Secondary Containment | SENSOR TO ATG |  |  | Automatic shutoff device (AELLD) | Automatic shutoff device (AELLD) | [5 empty] | UST Currently In Use: 2; UST Temp Close: 0; AST Currently In Use: 0; AST Temp Closed: 0 | 2 | 0 | 7 | 15420-015-003250 | MAPCO EXPRESS, INC.
51309 | Currently in Use |  | 2007-08-01 |  | Petroleum | Premium gasoline | Premium gasoline | Retail | Fiberglass coated steel | Double Wall |  |  | Double Wall | APT | 2007-08-01 | Catchment Basin | Automatic shutoff device At 95% full | Automatic shutoff device At 95% full | Interstitial Monitoring within Secondary Containment | SENSOR TO ATG |  |  | Sump sensor relayed to automatically shut off submersible pump | Automatic shutoff device (AELLD) | [5 empty] | UST Currently In Use: 2; UST Temp Close: 0; AST Currently In Use: 0; AST Temp Closed: 0 | 2 | 0 | 7 | 15420-015-003250 | MAPCO EXPRESS, INC.
51310 | Currently in Use |  | 2007-10-01 |  | Petroleum | Unleaded gasoline | Unleaded gasoline | Retail | Double Wall | Double Wall |  |  | Double Wall |  | 2007-10-01 | Catchment Basin | Audible high level alarm At 90% full | Audible high level alarm At 90% full | Interstitial Monitoring within Secondary Containment | SENSOR TO ATG | Continuous Automatic Tank Gauge | Single walled submersible pump containment sump | Automatic shutoff device (AELLD) | Automatic shutoff device (AELLD) | Interstitial Monitoring within Secondary Containment | SENSOR TO ATG | Continuous alarm system | Continuous alarm system |  | UST Currently In Use: 4; UST Temp Close: 0; AST Currently In Use: 0; AST Temp Closed: 0 | 4 | 0 | 0 | 21094-101-019235 | COSTCO C/O BARGHAUSEN CONSULTING
51311 | Currently in Use |  | 2007-10-01 |  | Petroleum | Unleaded gasoline | Unleaded gasoline | Retail | Double Wall | Double Wall |  |  | Double Wall |  | 2007-10-01 | Catchment Basin | Audible high level alarm At 90% full | Audible high level alarm At 90% full | Interstitial Monitoring within Secondary Containment | SENSOR TO ATG | Continuous Automatic Tank Gauge | Single walled submersible pump containment sump | Automatic shutoff device (AELLD) | Automatic shutoff device (AELLD) | Interstitial Monitoring within Secondary Containment | SENSOR TO ATG | Continuous alarm system | Continuous alarm system |  | UST Currently In Use: 4; UST Temp Close: 0; AST Currently In Use: 0; AST Temp Closed: 0 | 4 | 0 | 0 | 21094-101-019235 | COSTCO C/O BARGHAUSEN CONSULTING
51312 | Currently in Use |  | 2007-10-01 |  | Petroleum | Premium gasoline | Premium gasoline | Retail | Double Wall | Double Wall |  |  | Double Wall |  | 2007-10-01 | Catchment Basin | Flow Rest 90% Full | Audible high level alarm At 90% full | Interstitial Monitoring within Secondary Containment | SENSOR TO ATG | Continuous Automatic Tank Gauge | Single walled submersible pump containment sump | Automatic shutoff device (AELLD) | Automatic shutoff device (AELLD) | Interstitial Monitoring within Secondary Containment | SENSOR TO ATG | Continuous alarm system | Continuous alarm system |  | UST Currently In Use: 4; UST Temp Close: 0; AST Currently In Use: 0; AST Temp Closed: 0 | 4 | 0 | 0 | 21094-101-019235 | COSTCO C/O BARGHAUSEN CONSULTING
51313 | Currently in Use |  | 2007-03-10 |  | Petroleum | Unleaded gasoline | Unleaded gasoline | Industrial | Double Wall | Double Wall |  |  | Double Wall |  |  | Catchment Basin |  |  |  |  | Automatic Tank Gauge |  | Automatic flow restrictor (MLLD) | Automatic flow restrictor (MLLD) |  |  | Annual line testing | Annual line testing |  | UST Currently In Use: 1; UST Temp Close: 0; AST Currently In Use: 0; AST Temp Closed: 0 | 1 | 0 | 0 | 25561-003-019236 | GULF SOUTH TRANSPORTATION INC
51317 | Temporary Closed | 2013-01-01 | 1998-01-01 |  | Petroleum | Unleaded gasoline | Unleaded gasoline | Retail | Fiberglass coated steel | Fiberglass coated steel |  |  | Single Wall |  |  | Catchment Basin | Flow Rest 90% Full | Flow Rest 90% Full |  |  | Statistical Inventory Reconciliation (SIR) |  | Automatic flow restrictor (MLLD) | Automatic flow restrictor (MLLD) |  |  | Statistical inventory reconciliation (SIR) | Statistical inventory reconciliation (SIR) |  | UST Currently In Use: 0; UST Temp Close: 2; AST Currently In Use: 0; AST Temp Closed: 0 | 0 | 2 | 3 | 25517-045-014634 | ESTATE OF LARRY PHILLIP BRUNER
51318 | Temporary Closed | 2007-11-01 | 1998-01-01 |  | Petroleum | Unleaded gasoline | Unleaded gasoline | Retail | Fiberglass coated steel | Fiberglass coated steel |  |  | Single Wall |  |  | Catchment Basin | Flow Rest 90% Full | Flow Rest 90% Full |  |  |  |  | Automatic flow restrictor (MLLD) | Automatic flow restrictor (MLLD) |  |  | Annual line testing | Annual line testing |  | UST Currently In Use: 0; UST Temp Close: 2; AST Currently In Use: 0; AST Temp Closed: 0 | 0 | 2 | 3 | 25517-045-014634 | ESTATE OF LARRY PHILLIP BRUNER
51319 | Temporary Closed | 2016-09-01 | 2007-08-20 |  | Petroleum | On road diesel | On road diesel | Retail | Fiberglass coated steel | Double Wall |  |  | Flexible |  |  | Catchment Basin | Flow Rest 90% Full | Flow Rest 90% Full |  |  | Continuous Automatic Tank Gauge |  | Automatic flow restrictor (MLLD) | Automatic flow restrictor (MLLD) |  |  | Annual line testing | Annual line testing |  | UST Currently In Use: 0; UST Temp Close: 3; AST Currently In Use: 0; AST Temp Closed: 0 | 0 | 3 | 0 | 13447-125-018594 | MILLER GROCERY INC
51321 | Currently in Use |  | 2007-04-28 |  | Petroleum | Unleaded gasoline | Unleaded gasoline | Retail | 12R/8P | Double Wall |  |  | Double Wall | APT |  | Catchment Basin | Flow Rest 90% Full | Flow Rest 90% Full | Interstitial Monitoring within Secondary Containment | SENSOR TO ATG | Automatic Tank Gauge |  | Containment Sump | Automatic flow restrictor (MLLD) | Interstitial Monitoring within Secondary Containment | SENSOR TO ATG | Annual line testing | Annual line testing |  | UST Currently In Use: 1; UST Temp Close: 0; AST Currently In Use: 0; AST Temp Closed: 0 | 1 | 0 | 0 | 22791-115-019238 | VANCE FOOD MART C/O MOODY CONOCO
51322 | Currently in Use |  | 2007-09-28 |  | Petroleum | Unleaded gasoline | Unleaded gasoline | Retail | Double Wall | Double Wall |  |  | Double Wall |  | 2007-09-28 | Catchment Basin | Automatic shutoff device At 95% full | Automatic shutoff device At 95% full |  |  | Continuous Automatic Tank Gauge | Single walled submersible pump containment sump | Containment Sump | Automatic flow restrictor (MLLD) | Interstitial Monitoring within Secondary Containment | SENSOR TO ATG | Continuous alarm system | Continuous alarm system |  | UST Currently In Use: 2; UST Temp Close: 0; AST Currently In Use: 0; AST Temp Closed: 0 | 2 | 0 | 7 | 25600-009-005421 | FFRZM INC
51323 | Currently in Use |  | 2007-09-28 |  | Petroleum | On road diesel | On road diesel | Retail | Double Wall | Double Wall |  |  | Fiberglass reinforced plastic |  | 2007-09-28 | Catchment Basin | Automatic shutoff device At 95% full | Automatic shutoff device At 95% full |  |  | Continuous Automatic Tank Gauge | Single walled submersible pump containment sump | Containment Sump | Automatic flow restrictor (MLLD) | Interstitial Monitoring within Secondary Containment | SENSOR TO ATG | Continuous alarm system | Continuous alarm system |  | UST Currently In Use: 2; UST Temp Close: 0; AST Currently In Use: 0; AST Temp Closed: 0 | 2 | 0 | 7 | 25600-009-005421 | FFRZM INC
51324 | Currently in Use |  | 1996-01-01 |  | Petroleum | On road diesel | On road diesel | Retail | Steel | Single Wall | Field installed cathodic protection |  | Steel |  |  |  | Automatic shutoff device At 95% full | Automatic shutoff device At 95% full | [11 empty] | UST Currently In Use: 5; UST Temp Close: 1; AST Currently In Use: 0; AST Temp Closed: 0 | 5 | 1 | 0 | 25708-115-010510 | RONALD CRAIG GOODGAME
51326 | Currently in Use |  | 2007-04-20 |  | Petroleum | Premium gasoline | Premium gasoline | Retail | Fiberglass reinforced plastic | Fiberglass reinforced plastic |  |  | Fiberglass reinforced plastic |  |  | Catchment Basin | Automatic shutoff device At 95% full | Automatic shutoff device At 95% full |  |  | Automatic Tank Gauge |  | Containment Sump | Automatic flow restrictor (MLLD) |  |  | Annual line testing | Annual line testing |  | UST Currently In Use: 4; UST Temp Close: 0; AST Currently In Use: 0; AST Temp Closed: 0 | 4 | 0 | 0 | 24655-083-013440 | RAMILABEN PATEL
51328 | Currently in Use |  | 2007-09-18 |  | Petroleum | Other, WASTE OIL | Other | Retail | Double Wall | Double Wall |  |  | Double Wall |  | 2007-09-18 | Catchment Basin | Flow Rest 90% Full | Audible high level alarm At 90% full | Interstitial Monitoring within Secondary Containment | SENSOR TO ATG | [9 empty] | UST Currently In Use: 7; UST Temp Close: 0; AST Currently In Use: 0; AST Temp Closed: 0 | 7 | 0 | 2 | 17067-055-018862 | TA OPERATING, LLC
51330 | Currently in Use |  | 2007-09-18 |  | Petroleum | Virgin oil | Virgin oil | Retail | Double Wall | Double Wall |  |  | Double Wall |  | 2007-09-18 | Catchment Basin | Audible high level alarm At 90% full | Audible high level alarm At 90% full | Interstitial Monitoring within Secondary Containment | SENSOR TO ATG | [9 empty] | UST Currently In Use: 7; UST Temp Close: 0; AST Currently In Use: 0; AST Temp Closed: 0 | 7 | 0 | 2 | 17067-055-018862 | TA OPERATING, LLC
51331 | Currently in Use |  | 2007-09-18 |  | Petroleum | Virgin oil | Virgin oil | Retail | Double Wall | Double Wall |  |  | Double Wall |  | 2007-09-18 | Catchment Basin | Automatic shutoff device At 95% full | Audible high level alarm At 90% full | Interstitial Monitoring within Secondary Containment | SENSOR TO ATG | [9 empty] | UST Currently In Use: 7; UST Temp Close: 0; AST Currently In Use: 0; AST Temp Closed: 0 | 7 | 0 | 2 | 17067-055-018862 | TA OPERATING, LLC
51333 | Permanently Closed | 2021-07-01 | 2007-07-30 | 2021-07-01 | Petroleum | E85 | E85 | State/federal government | Double Wall | Double Wall |  |  | Fiberglass reinforced plastic |  |  | Catchment Basin | Automatic shutoff device At 95% full | Automatic shutoff device At 95% full |  |  | Continuous Automatic Tank Gauge |  | Automatic shutoff device (AELLD) | Automatic shutoff device (AELLD) | Interstitial Monitoring within Secondary Containment | SENSOR TO ATG | Continuous alarm system | Continuous alarm system |  | UST Currently In Use: 2; UST Temp Close: 0; AST Currently In Use: 0; AST Temp Closed: 0 | 2 | 0 | 1 | 14665-095-017849 | DEPARTMENT OF TRANSPORTATION HIGHWAY
51334 | Currently in Use |  | 2008-01-04 |  | Petroleum | On road diesel | On road diesel | Retail | Double Wall | Double Wall |  |  | Double Wall |  |  | Catchment Basin | Automatic shutoff device At 95% full | Audible high level alarm At 90% full | Interstitial Monitoring within Secondary Containment | SENSOR TO ATG | Continuous Automatic Tank Gauge |  | Containment Sump | Automatic shutoff device (AELLD) | Interstitial Monitoring within Secondary Containment | MANUAL/VISUAL CHECK |  |  |  | UST Currently In Use: 3; UST Temp Close: 0; AST Currently In Use: 0; AST Temp Closed: 0 | 3 | 0 | 2 | 20411-117-011281 | DC OIL COMPANY
51335 | Currently in Use |  | 2000-03-01 |  | Petroleum | On road diesel | On road diesel | Retail | Double Wall | Double Wall |  |  | Double Wall |  |  | Catchment Basin | Automatic shutoff device At 95% full | Automatic shutoff device At 95% full |  |  | Continuous Automatic Tank Gauge | Single walled submersible pump containment sump | Automatic shutoff device (AELLD) | Automatic shutoff device (AELLD) | [5 empty] | UST Currently In Use: 3; UST Temp Close: 0; AST Currently In Use: 0; AST Temp Closed: 0 | 3 | 0 | 0 | 22285-009-017724 | HIGH TIDE OIL COMPANY, INC.
51336 | Currently in Use |  | 2001-11-01 |  | Petroleum | Unleaded gasoline | Unleaded gasoline | Retail | Fiberglass coated steel | Fiberglass coated steel |  |  | Double Wall |  | 2001-11-01 | Catchment Basin | Flow Rest 90% Full | Flow Rest 90% Full |  |  | Statistical Inventory Reconciliation (SIR) | [8 empty] | UST Currently In Use: 1; UST Temp Close: 0; AST Currently In Use: 0; AST Temp Closed: 0 | 1 | 0 | 2 | 15635-011-007866 | HERBERT IVERY
51337 | Temporary Closed | 2009-02-24 | 1975-01-01 |  | Petroleum | Unleaded gasoline | Unleaded gasoline | Industrial | Single Wall | Single Wall | Field installed cathodic protection |  | Steel | [7 empty] | Statistical Inventory Reconciliation (SIR) | [8 empty] | UST Currently In Use: 0; UST Temp Close: 3; AST Currently In Use: 0; AST Temp Closed: 0 | 0 | 3 | 0 | 22792-027-007665 | MONTGOMERY OIL INC
51339 | Currently in Use |  | 2007-03-05 |  | Petroleum | Unleaded gasoline | Unleaded gasoline | Retail | Fiberglass reinforced plastic | Double Wall |  |  | Fiberglass reinforced plastic |  |  | Catchment Basin | Flow Rest 90% Full | Flow Rest 90% Full | Interstitial Monitoring within Secondary Containment | SENSOR TO ATG | Continuous Automatic Tank Gauge |  | Containment Sump | Automatic flow restrictor (MLLD) | Interstitial Monitoring within Secondary Containment | SENSOR TO ATG | Continuous alarm system | Continuous alarm system |  | UST Currently In Use: 2; UST Temp Close: 0; AST Currently In Use: 0; AST Temp Closed: 0 | 2 | 0 | 0 | 22986-097-019264 | MOFFETT RIDGE CENTER, LLC
51340 | Currently in Use |  | 2007-03-05 |  | Petroleum | Premium gasoline | Premium gasoline | Retail | Double Wall | Double Wall |  |  | Double Wall |  |  | Catchment Basin | Flow Rest 90% Full | Flow Rest 90% Full | Interstitial Monitoring within Secondary Containment | SENSOR TO ATG | Continuous Automatic Tank Gauge |  | Automatic flow restrictor (MLLD) | Automatic flow restrictor (MLLD) | Interstitial Monitoring within Secondary Containment | SENSOR TO ATG | Annual line testing | Annual line testing |  | UST Currently In Use: 2; UST Temp Close: 0; AST Currently In Use: 0; AST Temp Closed: 0 | 2 | 0 | 0 | 22986-097-019264 | MOFFETT RIDGE CENTER, LLC
51341 | Currently in Use |  | 2007-05-15 |  | Petroleum | Unleaded gasoline | Unleaded gasoline | Retail | Fiberglass coated steel | Double Wall |  |  | Double Wall |  |  | Catchment Basin | Flow Rest 90% Full | Flow Rest 90% Full |  |  | Automatic Tank Gauge | Single walled submersible pump containment sump | Automatic shutoff device (AELLD) | Automatic shutoff device (AELLD) |  |  | Continuous alarm system | Continuous alarm system |  | UST Currently In Use: 1; UST Temp Close: 0; AST Currently In Use: 0; AST Temp Closed: 0 | 1 | 0 | 0 | 22992-133-019269 | SCOTT WOLFE
51344 | Currently in Use |  | 2007-03-10 |  | Petroleum | E85 | E85 | State/federal government | Double Wall | Double Wall |  |  | Flexible | APT |  | Catchment Basin | Audible high level alarm At 90% full | Audible high level alarm At 90% full |  |  | Continuous Automatic Tank Gauge |  | Containment Sump | Automatic shutoff device (AELLD) | Interstitial Monitoring within Secondary Containment | SENSOR TO ATG | Continuous alarm system | Continuous alarm system |  | UST Currently In Use: 3; UST Temp Close: 0; AST Currently In Use: 0; AST Temp Closed: 0 | 3 | 0 | 4 | 14645-025-002967 | DEPT OF TRANSPORT HWY EQUIPMENT SCT
51345 | Currently in Use |  | 2007-03-10 |  | Petroleum | Unleaded gasoline | Unleaded gasoline | State/federal government | Double Wall | Double Wall |  |  | Fiberglass reinforced plastic |  |  | Catchment Basin | Audible high level alarm At 90% full | Audible high level alarm At 90% full |  |  | Continuous Automatic Tank Gauge |  | Automatic shutoff device (AELLD) | Automatic shutoff device (AELLD) | Interstitial Monitoring within Secondary Containment | SENSOR TO ATG | Continuous alarm system | Continuous alarm system |  | UST Currently In Use: 3; UST Temp Close: 0; AST Currently In Use: 0; AST Temp Closed: 0 | 3 | 0 | 4 | 14645-025-002967 | DEPT OF TRANSPORT HWY EQUIPMENT SCT
51346 | Currently in Use |  | 2007-03-10 |  | Petroleum | On road diesel | On road diesel | State/federal government | Fiberglass coated steel | Fiberglass coated steel |  |  | Fiberglass reinforced plastic |  | 2017-05-01 | Catchment Basin | Audible high level alarm At 90% full | Audible high level alarm At 90% full |  |  | Continuous Automatic Tank Gauge |  | Containment Sump | Automatic shutoff device (AELLD) | Interstitial Monitoring within Secondary Containment | SENSOR TO ATG | Continuous alarm system | Continuous alarm system |  | UST Currently In Use: 3; UST Temp Close: 0; AST Currently In Use: 0; AST Temp Closed: 0 | 3 | 0 | 4 | 14645-025-002967 | DEPT OF TRANSPORT HWY EQUIPMENT SCT
51347 | Currently in Use |  | 2007-12-20 |  | Petroleum | Premium gasoline | Premium gasoline | Retail | Double Wall | Double Wall | ACT100 |  | Double Wall |  | 2007-12-20 | Catchment Basin | Flow Rest 90% Full | Flow Rest 90% Full | Interstitial Monitoring within Secondary Containment | SENSOR TO ATG | Continuous Automatic Tank Gauge |  | Automatic flow restrictor (MLLD) | Automatic flow restrictor (MLLD) | Interstitial Monitoring within Secondary Containment | SENSOR TO ATG | Continuous alarm system | Continuous alarm system |  | UST Currently In Use: 2; UST Temp Close: 0; AST Currently In Use: 0; AST Temp Closed: 0 | 2 | 0 | 0 | 25265-095-004798 | LGWS/CROSS AMERICA PARTNERS
51348 | Currently in Use |  | 2007-05-29 |  | Petroleum | Unleaded gasoline | Unleaded gasoline | Retail | Double Wall | Double Wall |  |  | Double Wall |  |  | Catchment Basin | Flow Rest 90% Full | Flow Rest 90% Full | Interstitial Monitoring within Secondary Containment | SENSOR TO ATG | Continuous Automatic Tank Gauge |  | Automatic flow restrictor (MLLD) | Automatic flow restrictor (MLLD) | Interstitial Monitoring within Secondary Containment | SENSOR TO ATG | Continuous alarm system | Annual line testing |  | UST Currently In Use: 3; UST Temp Close: 0; AST Currently In Use: 0; AST Temp Closed: 0 | 3 | 0 | 5 | 23104-097-014479 | MARVIN HEWATT ENTERPRISES, INC.
51349 | Currently in Use |  | 2007-03-15 |  | Petroleum | On road diesel | On road diesel | Retail | Fiberglass coated steel | Fiberglass coated steel |  |  | Fiberglass reinforced plastic |  |  | Catchment Basin | Flow Rest 90% Full | Flow Rest 90% Full |  |  | Continuous Automatic Tank Gauge | [8 empty] | UST Currently In Use: 5; UST Temp Close: 0; AST Currently In Use: 0; AST Temp Closed: 0 | 5 | 0 | 0 | 25265-049-015783 | LGWS/CROSS AMERICA PARTNERS
51350 | Currently in Use |  | 2007-05-29 |  | Petroleum | Premium gasoline | Premium gasoline | Retail | Double Wall | Double Wall |  |  | Fiberglass reinforced plastic |  |  | Catchment Basin | Flow Rest 90% Full | Flow Rest 90% Full | Interstitial Monitoring within Secondary Containment | SENSOR TO ATG | Continuous Automatic Tank Gauge |  | Automatic flow restrictor (MLLD) | Automatic flow restrictor (MLLD) | Interstitial Monitoring within Secondary Containment | SENSOR TO ATG | Annual line testing | Annual line testing |  | UST Currently In Use: 3; UST Temp Close: 0; AST Currently In Use: 0; AST Temp Closed: 0 | 3 | 0 | 5 | 23104-097-014479 | MARVIN HEWATT ENTERPRISES, INC.
51351 | Currently in Use |  | 2007-05-29 |  | Petroleum | On road diesel | On road diesel | Retail | Double Wall | Double Wall |  |  | Double Wall |  |  | Catchment Basin | Flow Rest 90% Full | Flow Rest 90% Full | Interstitial Monitoring within Secondary Containment | SENSOR TO ATG | Continuous Automatic Tank Gauge |  | Containment Sump | Automatic flow restrictor (MLLD) | Interstitial Monitoring within Secondary Containment | SENSOR TO ATG | Annual line testing | Annual line testing |  | UST Currently In Use: 3; UST Temp Close: 0; AST Currently In Use: 0; AST Temp Closed: 0 | 3 | 0 | 5 | 23104-097-014479 | MARVIN HEWATT ENTERPRISES, INC.
51352 | Currently in Use |  | 2003-07-24 |  | Petroleum | Mid-grade gasoline | Mid-grade gasoline | Local government | Double Wall | Double Wall |  |  | Fiberglass reinforced plastic |  |  | Catchment Basin |  |  | Interstitial Monitoring within Secondary Containment | SENSOR TO ATG | [9 empty] | UST Currently In Use: 1; UST Temp Close: 0; AST Currently In Use: 0; AST Temp Closed: 0 | 1 | 0 | 0 | 10358-001-019272 | AUTAUGA COUNTY COMMISSION
51353 | Currently in Use |  | 2007-07-26 |  | Petroleum | On road diesel | On road diesel | Retail | Fiberglass coated steel | Double Wall |  |  | Fiberglass reinforced plastic |  |  | Catchment Basin | Flow Rest 90% Full | Flow Rest 90% Full | Interstitial Monitoring within Secondary Containment | SENSOR TO ATG | Continuous Automatic Tank Gauge |  | Containment Sump | Automatic shutoff device (AELLD) | Interstitial Monitoring within Secondary Containment | SENSOR TO ATG | Continuous alarm system | Continuous alarm system |  | UST Currently In Use: 3; UST Temp Close: 0; AST Currently In Use: 0; AST Temp Closed: 0 | 3 | 0 | 0 | 11453-053-019274 | DIAMOND GASOLINE STATIONS, INC.
51354 | Currently in Use |  | 2007-07-26 |  | Petroleum | Unleaded gasoline | Unleaded gasoline | Retail | Double Wall | Double Wall |  |  | Fiberglass reinforced plastic |  |  | Catchment Basin | Flow Rest 90% Full | Flow Rest 90% Full | Interstitial Monitoring within Secondary Containment | SENSOR TO ATG | Continuous Automatic Tank Gauge |  | Automatic shutoff device (AELLD) | Automatic shutoff device (AELLD) | Interstitial Monitoring within Secondary Containment | SENSOR TO ATG | Continuous alarm system | Continuous alarm system |  | UST Currently In Use: 3; UST Temp Close: 0; AST Currently In Use: 0; AST Temp Closed: 0 | 3 | 0 | 0 | 11453-053-019274 | DIAMOND GASOLINE STATIONS, INC.
51357 | Currently in Use |  | 2007-07-26 |  | Petroleum | Premium gasoline | Premium gasoline | Retail | Double Wall | Double Wall |  |  | Fiberglass reinforced plastic |  |  | Catchment Basin | Flow Rest 90% Full | Flow Rest 90% Full | Interstitial Monitoring within Secondary Containment | SENSOR TO ATG | Continuous Automatic Tank Gauge |  | Automatic shutoff device (AELLD) | Automatic shutoff device (AELLD) | Interstitial Monitoring within Secondary Containment | SENSOR TO ATG | Continuous alarm system | Continuous alarm system |  | UST Currently In Use: 3; UST Temp Close: 0; AST Currently In Use: 0; AST Temp Closed: 0 | 3 | 0 | 0 | 11453-053-019274 | DIAMOND GASOLINE STATIONS, INC.
51358 | Currently in Use |  | 2008-01-30 |  | Petroleum | Unleaded gasoline | Unleaded gasoline | Retail | Double Wall | Double Wall |  |  | Double Wall |  | 2008-02-25 | Catchment Basin | Flow Rest 90% Full | Flow Rest 90% Full | Interstitial Monitoring within Secondary Containment | SENSOR TO ATG |  |  | Containment Sump | Automatic flow restrictor (MLLD) | Interstitial Monitoring within Secondary Containment | SENSOR TO ATG | Continuous alarm system | Continuous alarm system |  | UST Currently In Use: 2; UST Temp Close: 0; AST Currently In Use: 0; AST Temp Closed: 0 | 2 | 0 | 0 | 21308-121-019276 | PETRO AMERICA LLC
51359 | Currently in Use |  | 2008-01-30 |  | Petroleum | On road diesel | On road diesel | Retail | Fiberglass coated steel | Double Wall |  |  | Double Wall |  | 2008-02-25 | Catchment Basin | Flow Rest 90% Full | Flow Rest 90% Full | Interstitial Monitoring within Secondary Containment | SENSOR TO ATG |  |  | Containment Sump | Automatic flow restrictor (MLLD) | Interstitial Monitoring within Secondary Containment | SENSOR TO ATG | Continuous alarm system | Continuous alarm system |  | UST Currently In Use: 2; UST Temp Close: 0; AST Currently In Use: 0; AST Temp Closed: 0 | 2 | 0 | 0 | 21308-121-019276 | PETRO AMERICA LLC
51360 |  | 2010-10-01 | 1999-04-05 |  | Petroleum | Unleaded gasoline | Unleaded gasoline |  | Fiberglass coated steel | Fiberglass coated steel |  |  | Fiberglass reinforced plastic |  |  | Catchment Basin | Flow Rest 90% Full | Flow Rest 90% Full | Interstitial Monitoring within Secondary Containment | MANUAL/VISUAL CHECK | [9 empty] | UST Currently In Use: 0; UST Temp Close: 0; AST Currently In Use: 0; AST Temp Closed: 0 | 0 | 0 | 1 | 20025-125-011175 | MCGUIRE & ASSOCIATES
51361 | Currently in Use |  | 2006-12-30 |  | Petroleum | Unleaded gasoline | Unleaded gasoline | Retail | Fiberglass reinforced plastic | Double Wall |  |  | OLD TYPE |  |  | Catchment Basin | Flow Rest 90% Full | Flow Rest 90% Full |  |  | Continuous Automatic Tank Gauge |  | Automatic flow restrictor (MLLD) | Automatic flow restrictor (MLLD) |  |  | Annual line testing | Annual line testing |  | UST Currently In Use: 2; UST Temp Close: 0; AST Currently In Use: 0; AST Temp Closed: 0 | 2 | 0 | 2 | 25799-073-019059 | WILLATH OIL COMPANY LLC
51362 | Currently in Use |  | 2006-12-30 |  | Petroleum | Premium gasoline | Premium gasoline | Retail | Fiberglass reinforced plastic | Double Wall |  |  | Fiberglass reinforced plastic |  |  | Catchment Basin | Flow Rest 90% Full | Flow Rest 90% Full |  |  | Continuous Automatic Tank Gauge |  | Automatic flow restrictor (MLLD) | Automatic flow restrictor (MLLD) |  |  | Annual line testing | Annual line testing |  | UST Currently In Use: 2; UST Temp Close: 0; AST Currently In Use: 0; AST Temp Closed: 0 | 2 | 0 | 2 | 25799-073-019059 | WILLATH OIL COMPANY LLC
51363 | Currently in Use |  | 2008-03-17 |  | Petroleum | Unleaded gasoline | Unleaded gasoline | Retail | Double Wall | Double Wall | Field installed cathodic protection |  | Fiberglass reinforced plastic |  | 2008-03-17 | Catchment Basin | Flow Rest 90% Full | Flow Rest 90% Full | Interstitial Monitoring within Secondary Containment | SENSOR TO ATG | Automatic Tank Gauge |  | Automatic flow restrictor (MLLD) | Automatic flow restrictor (MLLD) | Interstitial Monitoring within Secondary Containment | SENSOR TO ATG | Annual line testing | Annual line testing |  | UST Currently In Use: 3; UST Temp Close: 0; AST Currently In Use: 0; AST Temp Closed: 0 | 3 | 0 | 0 | 26007-069-010866 | RINKMISH INC
51364 | Currently in Use |  | 2008-02-22 |  | Petroleum | Unleaded gasoline | Unleaded gasoline | Retail | Double Wall | Double Wall |  |  | Fiberglass reinforced plastic |  | 2008-02-22 | Catchment Basin | Flow Rest 90% Full | Flow Rest 90% Full | Interstitial Monitoring within Secondary Containment | SENSOR TO ATG |  | Single walled submersible pump containment sump | Containment Sump | Automatic flow restrictor (MLLD) | Interstitial Monitoring within Secondary Containment | SENSOR TO ATG | INTMON REQ | Continuous alarm system |  | UST Currently In Use: 3; UST Temp Close: 0; AST Currently In Use: 0; AST Temp Closed: 0 | 3 | 0 | 4 | 13526-077-013681 | MOORE OIL COMPANY, INC.
51365 | Currently in Use |  | 2008-02-22 |  | Petroleum | Premium gasoline | Premium gasoline | Retail | Double Wall | Double Wall |  |  | Double Wall |  | 2008-02-22 | Catchment Basin | Flow Rest 90% Full | Flow Rest 90% Full | Interstitial Monitoring within Secondary Containment | SENSOR TO ATG |  | Single walled submersible pump containment sump | Containment Sump | Automatic flow restrictor (MLLD) | Interstitial Monitoring within Secondary Containment | SENSOR TO ATG | INTMON REQ | Continuous alarm system |  | UST Currently In Use: 3; UST Temp Close: 0; AST Currently In Use: 0; AST Temp Closed: 0 | 3 | 0 | 4 | 13526-077-013681 | MOORE OIL COMPANY, INC.
51366 | Currently in Use |  | 2008-02-22 |  | Petroleum | On road diesel | On road diesel | Retail | Double Wall | Double Wall |  |  | Double Wall |  | 2008-02-22 | Catchment Basin | Flow Rest 90% Full | Flow Rest 90% Full | Interstitial Monitoring within Secondary Containment | SENSOR TO ATG |  | Single walled submersible pump containment sump | Automatic flow restrictor (MLLD) | Automatic flow restrictor (MLLD) | Interstitial Monitoring within Secondary Containment | SENSOR TO ATG | INTMON REQ | Continuous alarm system |  | UST Currently In Use: 3; UST Temp Close: 0; AST Currently In Use: 0; AST Temp Closed: 0 | 3 | 0 | 4 | 13526-077-013681 | MOORE OIL COMPANY, INC.
51367 | Currently in Use |  | 2007-06-04 |  | Petroleum | Unleaded gasoline | Unleaded gasoline | Retail | Fiberglass coated steel | Double Wall |  |  | Fiberglass reinforced plastic |  |  | Catchment Basin |  |  | Interstitial Monitoring within Secondary Containment | SENSOR TO ATG | Continuous Automatic Tank Gauge |  | Automatic shutoff device (AELLD) | Automatic shutoff device (AELLD) |  | SENSOR TO ATG |  |  |  | UST Currently In Use: 3; UST Temp Close: 0; AST Currently In Use: 0; AST Temp Closed: 0 | 3 | 0 | 0 | 25974-051-019316 | BUMPERS 2021 INC
51368 | Currently in Use |  | 2007-06-04 |  | Petroleum | Unleaded gasoline | Unleaded gasoline | Retail | Double Wall | Double Wall |  |  | Double Wall |  |  | Catchment Basin |  |  | Interstitial Monitoring within Secondary Containment | SENSOR TO ATG | Continuous Automatic Tank Gauge |  | Containment Sump | Automatic shutoff device (AELLD) | Interstitial Monitoring within Secondary Containment | SENSOR TO ATG |  |  |  | UST Currently In Use: 3; UST Temp Close: 0; AST Currently In Use: 0; AST Temp Closed: 0 | 3 | 0 | 0 | 25974-051-019316 | BUMPERS 2021 INC
51369 | Currently in Use |  | 2007-06-04 |  | Petroleum | Premium gasoline | Premium gasoline | Retail | Double Wall | Double Wall |  |  | Double Wall |  |  | Catchment Basin |  |  | Interstitial Monitoring within Secondary Containment | SENSOR TO ATG | Continuous Automatic Tank Gauge |  | Containment Sump | Automatic shutoff device (AELLD) | Interstitial Monitoring within Secondary Containment | SENSOR TO ATG |  |  |  | UST Currently In Use: 3; UST Temp Close: 0; AST Currently In Use: 0; AST Temp Closed: 0 | 3 | 0 | 0 | 25974-051-019316 | BUMPERS 2021 INC
51370 | Currently in Use |  | 2008-02-15 |  | Petroleum | On road diesel | On road diesel | Retail | Fiberglass reinforced plastic | Double Wall |  |  | 2 PIECES |  | 2008-02-15 | Catchment Basin | Automatic shutoff device At 95% full | Automatic shutoff device At 95% full | Interstitial Monitoring within Secondary Containment | SENSOR TO ATG | Continuous Automatic Tank Gauge |  | Automatic shutoff device (AELLD) | Automatic shutoff device (AELLD) | Interstitial Monitoring within Secondary Containment | SENSOR TO ATG | Continuous alarm system | Continuous alarm system |  | UST Currently In Use: 3; UST Temp Close: 1; AST Currently In Use: 0; AST Temp Closed: 0 | 3 | 1 | 2 | 25338-073-008762 | VIP INVESTMENT GROUP LLC
51371 | Currently in Use |  | 2007-12-11 |  | Petroleum | On road diesel | On road diesel | Retail | SOUTH DSL | Double Wall |  |  | Fiberglass reinforced plastic |  | 2007-12-11 | Catchment Basin | Flow Rest 90% Full | Audible high level alarm At 90% full | Interstitial Monitoring within Secondary Containment | SENSOR TO ATG |  | Single walled submersible pump containment sump | Automatic shutoff device (AELLD) | Automatic shutoff device (AELLD) | Interstitial Monitoring within Secondary Containment | SENSOR TO ATG | Continuous alarm system | Continuous alarm system |  | UST Currently In Use: 4; UST Temp Close: 0; AST Currently In Use: 0; AST Temp Closed: 0 | 4 | 0 | 0 | 21090-103-019318 | LOVES COUNTRY STORES
51374 | Currently in Use |  | 2007-12-11 |  | Petroleum | Unleaded gasoline | Unleaded gasoline | Retail | Double Wall | Double Wall |  |  | Fiberglass reinforced plastic |  | 2007-12-11 | Catchment Basin | Flow Rest 90% Full | Audible high level alarm At 90% full | Interstitial Monitoring within Secondary Containment | SENSOR TO ATG |  | Single walled submersible pump containment sump | Containment Sump | Automatic shutoff device (AELLD) | Interstitial Monitoring within Secondary Containment | SENSOR TO ATG | Continuous alarm system | Continuous alarm system |  | UST Currently In Use: 4; UST Temp Close: 0; AST Currently In Use: 0; AST Temp Closed: 0 | 4 | 0 | 0 | 21090-103-019318 | LOVES COUNTRY STORES
51375 | Currently in Use |  | 2007-12-11 |  | Petroleum | Unleaded gasoline | Unleaded gasoline | Retail | Double Wall | Double Wall |  |  | Fiberglass reinforced plastic |  | 2007-12-11 | Catchment Basin | Audible high level alarm At 90% full | Audible high level alarm At 90% full | Interstitial Monitoring within Secondary Containment | SENSOR TO ATG |  | Single walled submersible pump containment sump | Containment Sump | Automatic shutoff device (AELLD) | Interstitial Monitoring within Secondary Containment | SENSOR TO ATG | Continuous alarm system | Continuous alarm system |  | UST Currently In Use: 4; UST Temp Close: 0; AST Currently In Use: 0; AST Temp Closed: 0 | 4 | 0 | 0 | 21090-103-019318 | LOVES COUNTRY STORES
51376 | Currently in Use |  | 2008-01-08 |  | Petroleum | Unleaded gasoline | Unleaded gasoline |  | Double Wall | Double Wall |  |  | Double Wall |  | 2008-01-08 | Catchment Basin | Automatic shutoff device At 95% full | Automatic shutoff device At 95% full | Interstitial Monitoring within Secondary Containment | SENSOR TO ATG | Continuous Automatic Tank Gauge |  | Containment Sump | Automatic shutoff device (AELLD) | Interstitial Monitoring within Secondary Containment | SENSOR TO ATG | INTMON RQ | Continuous alarm system |  | UST Currently In Use: 1; UST Temp Close: 0; AST Currently In Use: 3; AST Temp Closed: 0 | 1 | 0 | 0 | 21743-089-019319 | CARMAX AUTO SUPERSTORES INC.
51377 | Currently in Use |  | 2008-05-05 |  | Petroleum | Unleaded gasoline | Unleaded gasoline | Retail | Double Wall | Double Wall |  |  | Double Wall |  | 2008-05-05 | Catchment Basin | Automatic shutoff device At 95% full | Automatic shutoff device At 95% full | Interstitial Monitoring within Secondary Containment | SENSOR TO ATG | Continuous Automatic Tank Gauge | [8 empty] | UST Currently In Use: 5; UST Temp Close: 0; AST Currently In Use: 0; AST Temp Closed: 1 | 5 | 0 | 0 | 12534-055-005158 | IRA PHILLIPS INC
51378 | Currently in Use |  | 2007-12-13 |  | Petroleum | On road diesel | On road diesel | Retail | Double Wall | Double Wall |  |  | Fiberglass reinforced plastic |  | 2007-12-13 | Catchment Basin | Flow Rest 90% Full | Flow Rest 90% Full | Interstitial Monitoring within Secondary Containment |  |  |  | Automatic flow restrictor (MLLD) | Automatic flow restrictor (MLLD) | Interstitial Monitoring within Secondary Containment | MANUAL/VISUAL CHECK | INTMON RQ | Other |  | UST Currently In Use: 4; UST Temp Close: 0; AST Currently In Use: 0; AST Temp Closed: 0 | 4 | 0 | 0 | 24597-049-017474 | PETRO SOUTH
51379 | Currently in Use |  | 2008-02-01 |  | Petroleum | Unleaded gasoline | Unleaded gasoline | Retail | Double Wall | Double Wall |  |  | Fiberglass reinforced plastic |  | 2008-02-01 | Catchment Basin | Flow Rest 90% Full | Flow Rest 90% Full | Interstitial Monitoring within Secondary Containment | SENSOR TO ATG |  |  | Automatic shutoff device (AELLD) | Automatic shutoff device (AELLD) |  | SENSOR TO ATG | Continuous alarm system | Continuous alarm system |  | UST Currently In Use: 2; UST Temp Close: 0; AST Currently In Use: 0; AST Temp Closed: 0 | 2 | 0 | 0 | 25783-097-019321 | RSYA LLC
51380 | Currently in Use |  | 2008-02-01 |  | Petroleum | Premium gasoline | Premium gasoline | Retail | Double Wall | Double Wall |  |  | Double Wall |  | 2008-02-01 | Catchment Basin | Flow Rest 90% Full | Flow Rest 90% Full | Interstitial Monitoring within Secondary Containment | SENSOR TO ATG |  |  | Automatic shutoff device (AELLD) | Automatic shutoff device (AELLD) |  | SENSOR TO ATG | Continuous alarm system | Continuous alarm system |  | UST Currently In Use: 2; UST Temp Close: 0; AST Currently In Use: 0; AST Temp Closed: 0 | 2 | 0 | 0 | 25783-097-019321 | RSYA LLC
51383 | Currently in Use |  | 2007-11-07 |  | Petroleum | On road diesel | On road diesel | Retail | Fiberglass coated steel | Double Wall |  |  | Double Wall |  |  | Catchment Basin | Automatic shutoff device At 95% full | Automatic shutoff device At 95% full | Interstitial Monitoring within Secondary Containment |  | Continuous Automatic Tank Gauge |  | Containment Sump | Automatic flow restrictor (MLLD) | Interstitial Monitoring within Secondary Containment |  | Continuous alarm system | Continuous alarm system |  | UST Currently In Use: 5; UST Temp Close: 0; AST Currently In Use: 0; AST Temp Closed: 0 | 5 | 0 | 7 | 22176-021-011777 | CIRCLE K
51384 | Currently in Use |  | 2007-11-07 |  | Petroleum | On road diesel | On road diesel | Retail | Fiberglass coated steel | Double Wall |  |  | Double Wall |  |  | Catchment Basin | Automatic shutoff device At 95% full | Automatic shutoff device At 95% full | Interstitial Monitoring within Secondary Containment |  | Continuous Automatic Tank Gauge |  | Containment Sump | Automatic flow restrictor (MLLD) | Interstitial Monitoring within Secondary Containment |  | Continuous alarm system | Continuous alarm system |  | UST Currently In Use: 5; UST Temp Close: 0; AST Currently In Use: 0; AST Temp Closed: 0 | 5 | 0 | 7 | 22176-021-011777 | CIRCLE K
51387 | Currently in Use |  | 2008-12-01 |  | Petroleum | On road diesel | On road diesel | Retail | Double Wall | Double Wall |  |  | Fiberglass reinforced plastic |  | 2008-12-01 | Catchment Basin | Automatic shutoff device At 95% full | Automatic shutoff device At 95% full | Interstitial Monitoring within Secondary Containment |  | Continuous Automatic Tank Gauge | [8 empty] | UST Currently In Use: 4; UST Temp Close: 0; AST Currently In Use: 0; AST Temp Closed: 0 | 4 | 0 | 0 | 15201-083-015630 | VULCAN OIL COMPANY INC.
51389 | Currently in Use |  | 2008-05-01 |  | Petroleum | Unleaded gasoline | Unleaded gasoline | Retail | Double Wall | Double Wall |  |  | Fiberglass reinforced plastic |  | 2008-05-01 | Catchment Basin | Flow Rest 90% Full | Flow Rest 90% Full | Interstitial Monitoring within Secondary Containment |  | Automatic Tank Gauge |  | Containment Sump | Automatic flow restrictor (MLLD) | Interstitial Monitoring within Secondary Containment | SENSOR TO ATG | Continuous alarm system | Continuous alarm system |  | UST Currently In Use: 2; UST Temp Close: 0; AST Currently In Use: 0; AST Temp Closed: 0 | 2 | 0 | 0 | 25873-045-019324 | HUGHES ENTERPRISES LLC
51390 | Currently in Use |  | 2008-05-01 |  | Petroleum | On road diesel | On road diesel | Retail | Double Wall | Double Wall |  |  | Double Wall |  | 2008-05-01 | Catchment Basin | Flow Rest 90% Full | Flow Rest 90% Full | Interstitial Monitoring within Secondary Containment |  | Automatic Tank Gauge |  | Containment Sump | Automatic flow restrictor (MLLD) | Interstitial Monitoring within Secondary Containment | SENSOR TO ATG | Continuous alarm system | Continuous alarm system |  | UST Currently In Use: 2; UST Temp Close: 0; AST Currently In Use: 0; AST Temp Closed: 0 | 2 | 0 | 0 | 25873-045-019324 | HUGHES ENTERPRISES LLC
51391 | Permanently Closed | 2020-12-10 | 2008-02-20 | 2020-12-10 | Petroleum | E85 | E85 | State/federal government | Double Wall | Double Wall |  |  | Fiberglass reinforced plastic |  |  | Catchment Basin | Automatic shutoff device At 95% full | Automatic shutoff device At 95% full | Interstitial Monitoring within Secondary Containment |  | IM REQD |  | Automatic shutoff device (AELLD) | Automatic shutoff device (AELLD) | Interstitial Monitoring within Secondary Containment |  | Continuous alarm system | Continuous alarm system |  | UST Currently In Use: 3; UST Temp Close: 0; AST Currently In Use: 0; AST Temp Closed: 0 | 3 | 0 | 6 | 14655-123-002944 | DEPARTMENT OF TRANSPORTATION
51392 | Currently in Use |  | 2007-09-10 |  | Petroleum | Unleaded gasoline | Unleaded gasoline | Retail | Double Wall | Double Wall |  |  | Flexible |  | 2007-09-10 | Catchment Basin | Flow Rest 90% Full | Flow Rest 90% Full | Interstitial Monitoring within Secondary Containment |  | Statistical Inventory Reconciliation (SIR) |  | Automatic shutoff device (AELLD) | Automatic shutoff device (AELLD) | Interstitial Monitoring within Secondary Containment |  | Statistical inventory reconciliation (SIR) | Continuous alarm system |  | UST Currently In Use: 2; UST Temp Close: 0; AST Currently In Use: 0; AST Temp Closed: 0 | 2 | 0 | 0 | 15420-125-017815 | MAPCO EXPRESS, INC.
51393 | Currently in Use |  | 2007-09-10 |  | Petroleum | Premium gasoline | Premium gasoline | Retail | Double Wall | Double Wall |  |  | Flexible |  | 2007-09-10 | Catchment Basin | Flow Rest 90% Full | Flow Rest 90% Full | Interstitial Monitoring within Secondary Containment |  | Statistical Inventory Reconciliation (SIR) |  | Automatic shutoff device (AELLD) | Automatic shutoff device (AELLD) | Interstitial Monitoring within Secondary Containment |  | Statistical inventory reconciliation (SIR) | Continuous alarm system |  | UST Currently In Use: 2; UST Temp Close: 0; AST Currently In Use: 0; AST Temp Closed: 0 | 2 | 0 | 0 | 15420-125-017815 | MAPCO EXPRESS, INC.
51395 | Currently in Use |  | 2007-02-07 |  | Petroleum | Unleaded gasoline | Unleaded gasoline | Retail | Fiberglass reinforced plastic | Fiberglass reinforced plastic |  |  | Fiberglass reinforced plastic |  |  | Catchment Basin | Automatic shutoff device At 95% full | Automatic shutoff device At 95% full |  |  | Continuous Automatic Tank Gauge |  | Containment Sump | Automatic flow restrictor (MLLD) |  | SENSOR TO ATG | Annual line testing | Annual line testing |  | UST Currently In Use: 2; UST Temp Close: 0; AST Currently In Use: 0; AST Temp Closed: 0 | 2 | 0 | 0 | 23068-097-019327 | MOFFETT ROAD CENTER
51396 | Currently in Use |  | 2007-02-07 |  | Petroleum | Premium gasoline | Premium gasoline | Retail | Single Wall | Fiberglass reinforced plastic |  |  | Fiberglass reinforced plastic |  |  | Catchment Basin | Automatic shutoff device At 95% full | Automatic shutoff device At 95% full |  |  | Continuous Automatic Tank Gauge |  | Containment Sump | Automatic flow restrictor (MLLD) |  | SENSOR TO ATG | Annual line testing | Annual line testing |  | UST Currently In Use: 2; UST Temp Close: 0; AST Currently In Use: 0; AST Temp Closed: 0 | 2 | 0 | 0 | 23068-097-019327 | MOFFETT ROAD CENTER
51397 | Currently in Use |  | 2007-09-12 |  | Petroleum | Unleaded gasoline | Unleaded gasoline | Retail | Fiberglass reinforced plastic | Double Wall |  |  | Fiberglass reinforced plastic |  | 2007-09-12 | Catchment Basin | Automatic shutoff device At 95% full | Automatic shutoff device At 95% full | Interstitial Monitoring within Secondary Containment | SENSOR TO ATG |  |  | Automatic flow restrictor (MLLD) | Automatic flow restrictor (MLLD) | Interstitial Monitoring within Secondary Containment | MANUAL/VISUAL CHECK |  |  |  | UST Currently In Use: 2; UST Temp Close: 0; AST Currently In Use: 0; AST Temp Closed: 0 | 2 | 0 | 0 | 23104-097-019328 | MARVIN HEWATT ENTERPRISES, INC.
51398 | Currently in Use |  | 2007-09-12 |  | Petroleum | Premium gasoline | Premium gasoline | Retail | Double Wall | Double Wall |  |  | Fiberglass reinforced plastic |  | 2007-09-12 | Catchment Basin | Automatic shutoff device At 95% full | Automatic shutoff device At 95% full | Interstitial Monitoring within Secondary Containment | SENSOR TO ATG |  |  | Containment Sump | Automatic flow restrictor (MLLD) | Interstitial Monitoring within Secondary Containment | MANUAL/VISUAL CHECK |  |  |  | UST Currently In Use: 2; UST Temp Close: 0; AST Currently In Use: 0; AST Temp Closed: 0 | 2 | 0 | 0 | 23104-097-019328 | MARVIN HEWATT ENTERPRISES, INC.
51399 | Currently in Use |  | 2008-06-01 |  | Petroleum | Unleaded gasoline | Unleaded gasoline | Retail | Double Wall | Double Wall |  |  | Flexible |  | 2008-05-14 | Catchment Basin | Flow Rest 90% Full | Flow Rest 90% Full | Interstitial Monitoring within Secondary Containment | SENSOR TO ATG |  | Single walled submersible pump containment sump | Containment Sump | Automatic flow restrictor (MLLD) | Interstitial Monitoring within Secondary Containment | MANUAL/VISUAL CHECK |  |  |  | UST Currently In Use: 1; UST Temp Close: 0; AST Currently In Use: 0; AST Temp Closed: 0 | 1 | 0 | 0 | 23069-103-019329 | GANGADHARA BANDARU
51400 | Currently in Use |  | 2008-04-01 |  | Petroleum | On road diesel | On road diesel | Retail | Double Wall | Double Wall |  |  | Double Wall |  |  | Catchment Basin | Flow Rest 90% Full | Flow Rest 90% Full | Interstitial Monitoring within Secondary Containment |  | Continuous Automatic Tank Gauge |  | Automatic flow restrictor (MLLD) | Automatic flow restrictor (MLLD) | Interstitial Monitoring within Secondary Containment | SENSOR TO ATG | Continuous alarm system | Continuous alarm system |  | UST Currently In Use: 4; UST Temp Close: 0; AST Currently In Use: 0; AST Temp Closed: 0 | 4 | 0 | 0 | 25265-117-015846 | LGWS/CROSS AMERICA PARTNERS
51401 | Currently in Use |  | 2002-11-25 |  | Petroleum | Unleaded gasoline | Unleaded gasoline | Retail | Fiberglass reinforced plastic | Fiberglass reinforced plastic |  |  | Double Wall |  |  | Catchment Basin | Flow Rest 90% Full | Flow Rest 90% Full |  | SENSOR TO ATG | Continuous Automatic Tank Gauge |  | Automatic flow restrictor (MLLD) | Automatic flow restrictor (MLLD) | Interstitial Monitoring within Secondary Containment | SENSOR TO ATG | Continuous alarm system | Continuous alarm system |  | UST Currently In Use: 3; UST Temp Close: 0; AST Currently In Use: 0; AST Temp Closed: 0 | 3 | 0 | 0 | 13319-035-019331 | MAX OIL COMPANY, INC.
51402 | Currently in Use |  | 2002-11-25 |  | Petroleum | Premium gasoline | Premium gasoline | Retail | Fiberglass reinforced plastic | Fiberglass reinforced plastic |  |  | Flexible |  |  | Catchment Basin | Flow Rest 90% Full | Flow Rest 90% Full |  | SENSOR TO ATG | Continuous Automatic Tank Gauge |  | Containment Sump | Automatic flow restrictor (MLLD) | Interstitial Monitoring within Secondary Containment | SENSOR TO ATG | Continuous alarm system | Continuous alarm system |  | UST Currently In Use: 3; UST Temp Close: 0; AST Currently In Use: 0; AST Temp Closed: 0 | 3 | 0 | 0 | 13319-035-019331 | MAX OIL COMPANY, INC.
51403 | Currently in Use |  | 2002-11-25 |  | Petroleum | On road diesel | On road diesel | Retail | Fiberglass reinforced plastic | Fiberglass reinforced plastic |  |  | Flexible |  |  | Catchment Basin | Flow Rest 90% Full | Flow Rest 90% Full |  |  | Continuous Automatic Tank Gauge |  | Automatic flow restrictor (MLLD) | Automatic flow restrictor (MLLD) | Interstitial Monitoring within Secondary Containment | SENSOR TO ATG | Continuous alarm system | Continuous alarm system |  | UST Currently In Use: 3; UST Temp Close: 0; AST Currently In Use: 0; AST Temp Closed: 0 | 3 | 0 | 0 | 13319-035-019331 | MAX OIL COMPANY, INC.
51404 | Currently in Use |  | 1998-11-01 |  | Petroleum | Unleaded gasoline | Unleaded gasoline | Retail | Steel | Steel | Coated & cathodic protection (sti-P3) |  | Fiberglass reinforced plastic |  |  | Catchment Basin | Flow Rest 90% Full | Flow Rest 90% Full |  |  | Automatic Tank Gauge |  | Automatic flow restrictor (MLLD) | Automatic flow restrictor (MLLD) |  |  | Annual line testing | Annual line testing |  | UST Currently In Use: 2; UST Temp Close: 0; AST Currently In Use: 0; AST Temp Closed: 0 | 2 | 0 | 0 | 23084-069-019334 | CRAWFORD & SONS OIL CO., INC.
51406 | Currently in Use |  | 1998-11-01 |  | Petroleum | Premium gasoline | Premium gasoline | Retail | Steel | Steel | Coated & cathodic protection (sti-P3) |  | Fiberglass reinforced plastic |  |  | Catchment Basin | Flow Rest 90% Full | Flow Rest 90% Full |  |  | Automatic Tank Gauge |  | Automatic flow restrictor (MLLD) | Automatic flow restrictor (MLLD) |  |  | Annual line testing | Annual line testing |  | UST Currently In Use: 2; UST Temp Close: 0; AST Currently In Use: 0; AST Temp Closed: 0 | 2 | 0 | 0 | 23084-069-019334 | CRAWFORD & SONS OIL CO., INC.
51407 | Currently in Use |  | 2008-06-15 |  | Petroleum | Unleaded gasoline | Unleaded gasoline | Retail | Double Wall | Double Wall |  |  | Fiberglass reinforced plastic |  | 2008-06-15 | Catchment Basin | Flow Rest 90% Full | Flow Rest 90% Full | Interstitial Monitoring within Secondary Containment |  | Continuous Automatic Tank Gauge |  | Automatic flow restrictor (MLLD) | Automatic flow restrictor (MLLD) | Interstitial Monitoring within Secondary Containment | MANUAL/VISUAL CHECK | Annual line testing | Annual line testing |  | UST Currently In Use: 2; UST Temp Close: 0; AST Currently In Use: 0; AST Temp Closed: 0 | 2 | 0 | 0 | 23089-113-019335 | JET WAY LLC.
51408 | Currently in Use |  | 2008-06-15 |  | Petroleum | Premium gasoline | Premium gasoline | Retail | Double Wall | Double Wall |  |  | Fiberglass reinforced plastic |  |  | Catchment Basin | Flow Rest 90% Full | Flow Rest 90% Full | Interstitial Monitoring within Secondary Containment |  | Continuous Automatic Tank Gauge |  | Containment Sump | Automatic shutoff device (AELLD) |  | MANUAL/VISUAL CHECK | Continuous alarm system | Continuous alarm system |  | UST Currently In Use: 2; UST Temp Close: 0; AST Currently In Use: 0; AST Temp Closed: 0 | 2 | 0 | 0 | 23089-113-019335 | JET WAY LLC.
51409 | Currently in Use |  | 2007-11-15 |  | Petroleum | Unleaded gasoline | Unleaded gasoline | Retail | Double Wall | Double Wall |  |  | Fiberglass reinforced plastic |  | 2007-11-15 | Catchment Basin | Flow Rest 90% Full | Flow Rest 90% Full | Interstitial Monitoring within Secondary Containment | SENSOR TO ATG | Continuous Automatic Tank Gauge | Single walled submersible pump containment sump | Automatic shutoff device (AELLD) | Automatic shutoff device (AELLD) | Interstitial Monitoring within Secondary Containment | SENSOR TO ATG | Other | Continuous alarm system |  | UST Currently In Use: 3; UST Temp Close: 0; AST Currently In Use: 0; AST Temp Closed: 0 | 3 | 0 | 2 | 13284-089-011689 | H.L. MARTIN DISTRIBUTING CO.
51410 | Currently in Use |  | 2007-11-15 |  | Petroleum | Premium gasoline | Premium gasoline | Retail | Double Wall | Double Wall |  |  | Double Wall |  | 2007-11-15 | Catchment Basin | Flow Rest 90% Full | Flow Rest 90% Full | Interstitial Monitoring within Secondary Containment | SENSOR TO ATG | Continuous Automatic Tank Gauge | Single walled submersible pump containment sump | Automatic shutoff device (AELLD) | Automatic shutoff device (AELLD) | Interstitial Monitoring within Secondary Containment | SENSOR TO ATG | INTMON RQ | Continuous alarm system |  | UST Currently In Use: 3; UST Temp Close: 0; AST Currently In Use: 0; AST Temp Closed: 0 | 3 | 0 | 2 | 13284-089-011689 | H.L. MARTIN DISTRIBUTING CO.
51411 | Currently in Use |  | 2007-11-15 |  | Petroleum | On road diesel | On road diesel | Retail | Double Wall | Double Wall |  |  | Fiberglass reinforced plastic |  | 2007-11-15 | Catchment Basin | Flow Rest 90% Full | Flow Rest 90% Full | Interstitial Monitoring within Secondary Containment | SENSOR TO ATG | Other | Single walled submersible pump containment sump | Automatic shutoff device (AELLD) | Automatic shutoff device (AELLD) | Interstitial Monitoring within Secondary Containment | SENSOR TO ATG | Continuous alarm system | Continuous alarm system |  | UST Currently In Use: 3; UST Temp Close: 0; AST Currently In Use: 0; AST Temp Closed: 0 | 3 | 0 | 2 | 13284-089-011689 | H.L. MARTIN DISTRIBUTING CO.
51414 | Currently in Use |  | 2007-06-27 |  | Petroleum | Other, E85 | Other | State/Federal Government | Fiberglass reinforced plastic | Double Wall |  |  | Double Wall |  | 2007-06-27 | Catchment Basin | Audible high level alarm At 90% full | Audible high level alarm At 90% full | Interstitial Monitoring within Secondary Containment |  | Automatic Tank Gauge |  | Containment Sump | Automatic flow restrictor (MLLD) | Interstitial Monitoring within Secondary Containment |  |  |  |  | UST Currently In Use: 5; UST Temp Close: 0; AST Currently In Use: 0; AST Temp Closed: 0 | 5 | 0 | 6 | 14667-109-002960 | DEPARTMENT OF TRANSPORTATION HIGHWAY
51415 | Currently in Use |  | 2007-06-27 |  | Petroleum | On road diesel | On road diesel | Industrial | Double Wall | Double Wall |  |  | Double Wall |  | 2007-06-27 | Catchment Basin | Audible high level alarm At 90% full | Audible high level alarm At 90% full | Interstitial Monitoring within Secondary Containment |  | Automatic Tank Gauge |  | Automatic flow restrictor (MLLD) | Automatic flow restrictor (MLLD) |  | SENSOR TO ATG | Annual line testing | Annual line testing |  | UST Currently In Use: 5; UST Temp Close: 0; AST Currently In Use: 0; AST Temp Closed: 0 | 5 | 0 | 6 | 14667-109-002960 | DEPARTMENT OF TRANSPORTATION HIGHWAY
51416 | Currently in Use |  | 2007-06-27 |  | Petroleum | On road diesel | On road diesel | Industrial | Fiberglass reinforced plastic | Double Wall |  |  | Fiberglass reinforced plastic |  | 2007-06-27 | Catchment Basin | Audible high level alarm At 90% full | Audible high level alarm At 90% full | Interstitial Monitoring within Secondary Containment |  | Automatic Tank Gauge |  | Containment Sump | Automatic flow restrictor (MLLD) |  | SENSOR TO ATG | Annual line testing | Annual line testing |  | UST Currently In Use: 5; UST Temp Close: 0; AST Currently In Use: 0; AST Temp Closed: 0 | 5 | 0 | 6 | 14667-109-002960 | DEPARTMENT OF TRANSPORTATION HIGHWAY
51417 | Currently in Use |  | 2008-05-01 |  | Petroleum | Unleaded gasoline | Unleaded gasoline | Retail | Double Wall | Double Wall |  |  | Double Wall |  | 2008-05-01 | Catchment Basin | Flow Rest 90% Full | Flow Rest 90% Full | Interstitial Monitoring within Secondary Containment |  | Other | Single walled submersible pump containment sump | Automatic flow restrictor (MLLD) | Automatic flow restrictor (MLLD) | Interstitial Monitoring within Secondary Containment | SENSOR TO ATG | Other | Other |  | UST Currently In Use: 5; UST Temp Close: 0; AST Currently In Use: 0; AST Temp Closed: 0 | 5 | 0 | 0 | 21346-103-012466 | JAY SALAMEH
51418 | Currently in Use |  | 2008-07-24 |  | Petroleum | On road diesel | On road diesel | Retail | Double Wall | Double Wall |  |  | Fiberglass reinforced plastic |  | 2008-07-24 | Catchment Basin | Flow Rest 90% Full | Flow Rest 90% Full | Interstitial Monitoring within Secondary Containment | SENSOR TO ATG | Continuous Automatic Tank Gauge |  | Automatic shutoff device (AELLD) | Automatic shutoff device (AELLD) | Interstitial Monitoring within Secondary Containment | SENSOR TO ATG | INTMON RQ | Continuous alarm system |  | UST Currently In Use: 4; UST Temp Close: 0; AST Currently In Use: 0; AST Temp Closed: 0 | 4 | 0 | 1 | 22176-089-014299 | CIRCLE K
51419 | Currently in Use |  | 2000-03-06 |  | Petroleum | Unleaded gasoline | Unleaded gasoline | Retail | Double Wall | Double Wall |  |  | Double Wall | APT |  | Catchment Basin | Automatic shutoff device At 95% full | Automatic shutoff device At 95% full | Interstitial Monitoring within Secondary Containment | SENSOR TO ATG | Continuous Automatic Tank Gauge |  | Containment Sump | Automatic flow restrictor (MLLD) | Interstitial Monitoring within Secondary Containment | SENSOR TO ATG | Continuous alarm system | Annual line testing |  | UST Currently In Use: 3; UST Temp Close: 0; AST Currently In Use: 0; AST Temp Closed: 0 | 3 | 0 | 0 | 23416-049-019336 | SUPERIOR TRANSPORT INC
51420 | Currently in Use |  | 2000-03-06 |  | Petroleum | Premium gasoline | Premium gasoline | Retail | Fiberglass coated steel | Double Wall |  |  | Double Wall | APT |  | Catchment Basin | Automatic shutoff device At 95% full | Automatic shutoff device At 95% full | Interstitial Monitoring within Secondary Containment | SENSOR TO ATG | Continuous Automatic Tank Gauge |  | Automatic flow restrictor (MLLD) | Automatic flow restrictor (MLLD) | Interstitial Monitoring within Secondary Containment | SENSOR TO ATG | Annual line testing | Annual line testing |  | UST Currently In Use: 3; UST Temp Close: 0; AST Currently In Use: 0; AST Temp Closed: 0 | 3 | 0 | 0 | 23416-049-019336 | SUPERIOR TRANSPORT INC
51421 | Currently in Use |  | 2000-03-06 |  | Petroleum | Unleaded gasoline | Unleaded gasoline | Retail | Double Wall | Double Wall |  |  | Single Wall |  |  | Catchment Basin | Automatic shutoff device At 95% full | Automatic shutoff device At 95% full | Interstitial Monitoring within Secondary Containment | SENSOR TO ATG | Continuous Automatic Tank Gauge |  | Automatic flow restrictor (MLLD) | Automatic flow restrictor (MLLD) | Interstitial Monitoring within Secondary Containment | SENSOR TO ATG | Annual line testing | Annual line testing |  | UST Currently In Use: 3; UST Temp Close: 0; AST Currently In Use: 0; AST Temp Closed: 0 | 3 | 0 | 0 | 23416-049-019336 | SUPERIOR TRANSPORT INC
51422 | Currently in Use |  | 2008-01-28 |  | Petroleum | Unleaded gasoline | Unleaded gasoline | Retail | Double Wall | Double Wall |  |  | Double Wall |  | 2008-01-28 | Catchment Basin | Automatic shutoff device At 95% full | Audible high level alarm At 90% full | Interstitial Monitoring within Secondary Containment | SENSOR TO ATG | Continuous Automatic Tank Gauge |  | Containment Sump | Automatic flow restrictor (MLLD) | Interstitial Monitoring within Secondary Containment |  | Continuous alarm system | Continuous alarm system |  | UST Currently In Use: 3; UST Temp Close: 0; AST Currently In Use: 0; AST Temp Closed: 0 | 3 | 0 | 0 | 23103-101-019337 | AIRBASE CENTER LLC
51423 | Currently in Use |  | 2008-01-28 |  | Petroleum | Premium gasoline | Premium gasoline | Retail | Double Wall | Double Wall |  |  | Double Wall |  | 2008-01-28 | Catchment Basin | Audible high level alarm At 90% full | Audible high level alarm At 90% full | Interstitial Monitoring within Secondary Containment | SENSOR TO ATG | Continuous Automatic Tank Gauge |  | Automatic flow restrictor (MLLD) | Automatic flow restrictor (MLLD) | Interstitial Monitoring within Secondary Containment |  | Annual line testing | Annual line testing |  | UST Currently In Use: 3; UST Temp Close: 0; AST Currently In Use: 0; AST Temp Closed: 0 | 3 | 0 | 0 | 23103-101-019337 | AIRBASE CENTER LLC
51424 | Currently in Use |  | 2008-01-28 |  | Petroleum | On road diesel | On road diesel | Retail | Double Wall | Double Wall |  |  | Double Wall |  | 2008-01-28 | Catchment Basin | Automatic shutoff device At 95% full | Audible high level alarm At 90% full | Interstitial Monitoring within Secondary Containment |  | Continuous Automatic Tank Gauge |  | Automatic flow restrictor (MLLD) | Automatic flow restrictor (MLLD) | Interstitial Monitoring within Secondary Containment |  | Continuous alarm system | Annual line testing |  | UST Currently In Use: 3; UST Temp Close: 0; AST Currently In Use: 0; AST Temp Closed: 0 | 3 | 0 | 0 | 23103-101-019337 | AIRBASE CENTER LLC
51426 | Currently in Use |  | 2006-01-01 |  | Petroleum | Unleaded gasoline | Unleaded gasoline | Retail | Fiberglass reinforced plastic | Fiberglass reinforced plastic |  |  | Single Wall |  |  | Catchment Basin | Flow Rest 90% Full | Flow Rest 90% Full |  |  | Continuous Automatic Tank Gauge | Direct Bury submersible pump | Automatic shutoff device (AELLD) | Automatic shutoff device (AELLD) |  |  | Annual line testing | Annual line testing |  | UST Currently In Use: 2; UST Temp Close: 0; AST Currently In Use: 0; AST Temp Closed: 0 | 2 | 0 | 0 | 23107-081-019338 | TIM THOMPSON CONSTRUCTION
51427 | Currently in Use |  | 2006-01-01 |  | Petroleum | Premium gasoline | Premium gasoline | Retail | Fiberglass reinforced plastic | Fiberglass reinforced plastic |  |  | Fiberglass reinforced plastic |  |  | Catchment Basin | Flow Rest 90% Full | Flow Rest 90% Full |  |  | Continuous Automatic Tank Gauge | Direct Bury submersible pump | Automatic shutoff device (AELLD) | Automatic shutoff device (AELLD) |  |  | Annual line testing | Annual line testing |  | UST Currently In Use: 2; UST Temp Close: 0; AST Currently In Use: 0; AST Temp Closed: 0 | 2 | 0 | 0 | 23107-081-019338 | TIM THOMPSON CONSTRUCTION
51428 | Currently in Use |  | 2007-02-01 |  | Petroleum | On road diesel | On road diesel | Emergency power generator | Fiberglass coated steel | Fiberglass coated steel |  |  | Double Wall |  |  | Catchment Basin | Automatic shutoff device At 95% full | Automatic shutoff device At 95% full |  |  | Continuous Automatic Tank Gauge |  | Automatic shutoff device (AELLD) | Automatic shutoff device (AELLD) |  |  | EXEMPT | Other |  | UST Currently In Use: 1; UST Temp Close: 0; AST Currently In Use: 0; AST Temp Closed: 0 | 1 | 0 | 0 | 23117-089-019344 | HUDSON ALPHA INSTITUTE
51429 | Currently in Use |  | 2007-12-12 |  | Petroleum | Unleaded gasoline | Unleaded gasoline | Retail | Double Wall | Double Wall |  |  | Double Wall |  | 2007-12-12 | Catchment Basin | Automatic shutoff device At 95% full | Automatic shutoff device At 95% full | Interstitial Monitoring within Secondary Containment |  | Automatic Tank Gauge |  | Containment Sump | Automatic flow restrictor (MLLD) | Interstitial Monitoring within Secondary Containment | SENSOR TO ATG | Continuous alarm system | Continuous alarm system |  | UST Currently In Use: 2; UST Temp Close: 0; AST Currently In Use: 0; AST Temp Closed: 0 | 2 | 0 | 2 | 22888-069-009559 | PREM PROPERTIES LLC
51430 | Currently in Use |  | 2007-12-12 |  | Petroleum | Premium gasoline | Premium gasoline | Retail | Double Wall | Double Wall |  |  | Fiberglass reinforced plastic |  | 2007-12-12 | Catchment Basin | Automatic shutoff device At 95% full | Automatic shutoff device At 95% full | Interstitial Monitoring within Secondary Containment |  | Automatic Tank Gauge |  | 03/22/2011 | Automatic flow restrictor (MLLD) | Interstitial Monitoring within Secondary Containment | SENSOR TO ATG | Continuous alarm system | Continuous alarm system |  | UST Currently In Use: 2; UST Temp Close: 0; AST Currently In Use: 0; AST Temp Closed: 0 | 2 | 0 | 2 | 22888-069-009559 | PREM PROPERTIES LLC
51431 | Currently in Use |  | 2007-09-15 |  | Petroleum | Virgin oil | Virgin oil | State/federal government | BLDG-474 | Double Wall |  |  | Fiberglass reinforced plastic |  | 2007-09-05 | Catchment Basin | Automatic shutoff device At 95% full | Audible high level alarm At 90% full | Interstitial Monitoring within Secondary Containment | SENSOR TO ATG |  |  | Sump sensor relayed to automatically shut off submersible pump | Containment Sump | Interstitial Monitoring within Secondary Containment | SENSOR TO ATG | Continuous alarm system | Continuous alarm system |  | UST Currently In Use: 16; UST Temp Close: 0; AST Currently In Use: 4; AST Temp Closed: 0 | 16 | 0 | 39 | 10267-015-003643 | DEPT OF ARMY
51432 | Currently in Use |  | 2007-09-15 |  | Petroleum | Virgin oil | Virgin oil | State/federal government | BLDG-474 | Double Wall |  |  | Fiberglass reinforced plastic |  | 2007-09-05 | Catchment Basin | Automatic shutoff device At 95% full | Audible high level alarm At 90% full | Interstitial Monitoring within Secondary Containment | SENSOR TO ATG |  |  | Sump sensor relayed to automatically shut off submersible pump | Containment Sump | Interstitial Monitoring within Secondary Containment | SENSOR TO ATG | Continuous alarm system | Continuous alarm system |  | UST Currently In Use: 16; UST Temp Close: 0; AST Currently In Use: 4; AST Temp Closed: 0 | 16 | 0 | 39 | 10267-015-003643 | DEPT OF ARMY
51434 | Currently in Use |  | 2007-09-15 |  | Petroleum | Virgin oil | Virgin oil | State/federal government | BLDG-474 | Double Wall |  |  | Fiberglass reinforced plastic |  | 2007-09-05 | Catchment Basin | Automatic shutoff device At 95% full | Audible high level alarm At 90% full | Interstitial Monitoring within Secondary Containment | SENSOR TO ATG |  |  | Sump sensor relayed to automatically shut off submersible pump | Containment Sump | Interstitial Monitoring within Secondary Containment | SENSOR TO ATG | Continuous alarm system | Continuous alarm system |  | UST Currently In Use: 16; UST Temp Close: 0; AST Currently In Use: 4; AST Temp Closed: 0 | 16 | 0 | 39 | 10267-015-003643 | DEPT OF ARMY
51435 | Currently in Use |  | 2007-09-15 |  | Petroleum | On road diesel | On road diesel | State/federal government | BLDG-474 | Double Wall |  |  | Fiberglass reinforced plastic |  | 2007-09-05 | Catchment Basin | Audible high level alarm At 90% full | Audible high level alarm At 90% full | Interstitial Monitoring within Secondary Containment | SENSOR TO ATG |  |  | Containment Sump | Containment Sump | Interstitial Monitoring within Secondary Containment | SENSOR TO ATG | Continuous alarm system | Continuous alarm system |  | UST Currently In Use: 16; UST Temp Close: 0; AST Currently In Use: 4; AST Temp Closed: 0 | 16 | 0 | 39 | 10267-015-003643 | DEPT OF ARMY
51446 | Currently in Use |  | 2007-09-15 |  | Petroleum | Aviation fuel (JP-4; etc.) | Aviation fuel (JP-4; etc.) | State/federal government | Double Wall | Double Wall |  |  | Fiberglass reinforced plastic |  | 2007-09-05 | Catchment Basin | Audible high level alarm At 90% full | Audible high level alarm At 90% full | Interstitial Monitoring within Secondary Containment | SENSOR TO ATG |  |  | Containment Sump | Containment Sump |  | SENSOR TO ATG | Continuous alarm system | Continuous alarm system |  | UST Currently In Use: 16; UST Temp Close: 0; AST Currently In Use: 4; AST Temp Closed: 0 | 16 | 0 | 39 | 10267-015-003643 | DEPT OF ARMY
51447 | Currently in Use |  | 2007-09-15 |  | Petroleum | Other, USED OIL | Other | State/federal government | Double Wall | Double Wall |  |  | Double Wall |  | 2007-09-05 |  | Automatic shutoff device At 95% full | Audible high level alarm At 90% full | Interstitial Monitoring within Secondary Containment | SENSOR TO ATG |  |  | Sump sensor relayed to automatically shut off submersible pump | Containment Sump |  |  | Continuous alarm system | Continuous alarm system |  | UST Currently In Use: 16; UST Temp Close: 0; AST Currently In Use: 4; AST Temp Closed: 0 | 16 | 0 | 39 | 10267-015-003643 | DEPT OF ARMY
51448 | Currently in Use |  | 2002-03-15 |  | Petroleum | Unleaded gasoline | Unleaded gasoline | Retail | Fiberglass coated steel | Fiberglass coated steel |  |  | Fiberglass reinforced plastic |  | 2014-06-15 | Catchment Basin | Flow Rest 90% Full | Flow Rest 90% Full |  |  | Continuous Automatic Tank Gauge |  | Automatic flow restrictor (MLLD) | Automatic flow restrictor (MLLD) | Interstitial Monitoring within Secondary Containment | SENSOR TO ATG | Continuous alarm system | Annual line testing |  | UST Currently In Use: 3; UST Temp Close: 0; AST Currently In Use: 0; AST Temp Closed: 0 | 3 | 0 | 0 | 23413-003-019345 | CIRCLE K STORES, INC.
51449 | Currently in Use |  | 2002-03-15 |  | Petroleum | Premium gasoline | Premium gasoline | Retail | Fiberglass coated steel | Fiberglass coated steel |  |  | Double Wall |  | 2014-06-15 | Catchment Basin | Flow Rest 90% Full | Flow Rest 90% Full |  |  | Continuous Automatic Tank Gauge |  | Automatic flow restrictor (MLLD) | Automatic flow restrictor (MLLD) | Interstitial Monitoring within Secondary Containment | SENSOR TO ATG | Continuous alarm system | Annual line testing |  | UST Currently In Use: 3; UST Temp Close: 0; AST Currently In Use: 0; AST Temp Closed: 0 | 3 | 0 | 0 | 23413-003-019345 | CIRCLE K STORES, INC.
51450 | Currently in Use |  | 2002-03-15 |  | Petroleum | On road diesel | On road diesel | Retail | Fiberglass coated steel | Fiberglass coated steel |  |  | Double Wall |  | 2014-06-15 | Catchment Basin | Flow Rest 90% Full | Flow Rest 90% Full |  |  | Continuous Automatic Tank Gauge |  | Automatic flow restrictor (MLLD) | Automatic flow restrictor (MLLD) | Interstitial Monitoring within Secondary Containment | SENSOR TO ATG | Annual line testing | Annual line testing |  | UST Currently In Use: 3; UST Temp Close: 0; AST Currently In Use: 0; AST Temp Closed: 0 | 3 | 0 | 0 | 23413-003-019345 | CIRCLE K STORES, INC.
51451 | Currently in Use |  | 2005-09-04 |  | Petroleum | Unleaded gasoline | Unleaded gasoline | Retail | Fiberglass coated steel | Fiberglass coated steel |  |  | Fiberglass reinforced plastic |  | 2005-09-04 | Catchment Basin | Flow Rest 90% Full | Flow Rest 90% Full |  |  | Continuous Automatic Tank Gauge |  | Sump sensor relayed to automatically shut off submersible pump | Sump sensor relayed to automatically shut off submersible pump | [5 empty] | UST Currently In Use: 1; UST Temp Close: 0; AST Currently In Use: 0; AST Temp Closed: 0 | 1 | 0 | 2 | 23123-127-013479 | JEROME MCCLENDON
51452 | Currently in Use |  | 2006-11-01 |  | Petroleum | Unleaded gasoline | Unleaded gasoline | Retail | Double Wall | Double Wall |  |  | Fiberglass reinforced plastic |  |  | Catchment Basin | Automatic shutoff device At 95% full | Automatic shutoff device At 95% full |  |  | Continuous Automatic Tank Gauge |  | Automatic shutoff device (AELLD) | Automatic shutoff device (AELLD) | [5 empty] | UST Currently In Use: 2; UST Temp Close: 0; AST Currently In Use: 0; AST Temp Closed: 0 | 2 | 0 | 0 | 21764-073-019350 | DANIEL-PHAP VU
51453 | Currently in Use |  | 2006-11-01 |  | Petroleum | Premium gasoline | Premium gasoline | Retail | Double Wall | Double Wall |  |  | Fiberglass reinforced plastic |  |  | Catchment Basin | Automatic shutoff device At 95% full | Automatic shutoff device At 95% full |  |  | Continuous Automatic Tank Gauge |  | Automatic shutoff device (AELLD) | Automatic shutoff device (AELLD) | [5 empty] | UST Currently In Use: 2; UST Temp Close: 0; AST Currently In Use: 0; AST Temp Closed: 0 | 2 | 0 | 0 | 21764-073-019350 | DANIEL-PHAP VU
51454 | Permanently Closed | 2011-03-01 | 2008-04-09 | 2011-03-01 | Petroleum | E85 | E85 | State/federal government | Double Wall | Double Wall |  |  | Double Wall |  |  | Catchment Basin | Automatic shutoff device At 95% full | Automatic shutoff device At 95% full | Interstitial Monitoring within Secondary Containment | SENSOR TO ATG | Continuous Automatic Tank Gauge |  | Automatic shutoff device (AELLD) | Automatic shutoff device (AELLD) | Interstitial Monitoring within Secondary Containment | SENSOR TO ATG |  |  |  | UST Currently In Use: 2; UST Temp Close: 1; AST Currently In Use: 0; AST Temp Closed: 0 | 2 | 1 | 15 | 14644-073-002984 | DEPARTMENT OF TRANSPORTATION
51455 | Currently in Use |  | 2008-08-06 |  | Petroleum | Unleaded gasoline | Unleaded gasoline | Retail | Fiberglass coated steel | Double Wall |  |  | Fiberglass reinforced plastic |  | 2008-08-06 | Catchment Basin | Flow Rest 90% Full | Flow Rest 90% Full | Interstitial Monitoring within Secondary Containment | SENSOR TO ATG |  |  | Containment Sump | Automatic shutoff device (AELLD) | Interstitial Monitoring within Secondary Containment | SENSOR TO ATG | Continuous alarm system | Continuous alarm system |  | UST Currently In Use: 2; UST Temp Close: 0; AST Currently In Use: 0; AST Temp Closed: 0 | 2 | 0 | 0 | 25059-073-019351 | BRIGHTON SHELL INC
51456 | Currently in Use |  | 2008-08-06 |  | Petroleum | Premium gasoline | Premium gasoline | Retail | Fiberglass coated steel | Double Wall |  |  | Fiberglass reinforced plastic |  | 2008-08-06 | Catchment Basin | Flow Rest 90% Full | Flow Rest 90% Full | Interstitial Monitoring within Secondary Containment | SENSOR TO ATG |  |  | Automatic shutoff device (AELLD) | Automatic shutoff device (AELLD) | Interstitial Monitoring within Secondary Containment | SENSOR TO ATG | REQUIRED | Continuous alarm system |  | UST Currently In Use: 2; UST Temp Close: 0; AST Currently In Use: 0; AST Temp Closed: 0 | 2 | 0 | 0 | 25059-073-019351 | BRIGHTON SHELL INC
51458 | Temporary Closed | 2015-11-01 | 1999-12-10 |  | Petroleum | Unleaded gasoline | Unleaded gasoline | Retail | Fiberglass coated steel | Fiberglass coated steel |  |  | Fiberglass reinforced plastic |  |  | Catchment Basin | Flow Rest 90% Full | Flow Rest 90% Full |  |  | Statistical Inventory Reconciliation (SIR) | [8 empty] | UST Currently In Use: 0; UST Temp Close: 2; AST Currently In Use: 0; AST Temp Closed: 0 | 0 | 2 | 0 | 24863-031-019353 | RIVERFRONT 749, LLC
51459 | Temporary Closed | 2015-11-01 | 1999-12-10 |  | Petroleum | On road diesel | On road diesel | Retail | Fiberglass coated steel | Fiberglass coated steel |  |  | Fiberglass reinforced plastic |  |  | Catchment Basin | Flow Rest 90% Full | Flow Rest 90% Full |  |  | Statistical Inventory Reconciliation (SIR) | [8 empty] | UST Currently In Use: 0; UST Temp Close: 2; AST Currently In Use: 0; AST Temp Closed: 0 | 0 | 2 | 0 | 24863-031-019353 | RIVERFRONT 749, LLC
51460 | Currently in Use |  | 2008-01-01 |  | Petroleum | Unleaded gasoline | Unleaded gasoline | Retail | Double Wall | Double Wall |  |  | Flexible |  | 2008-01-01 | Catchment Basin | Flow Rest 90% Full | Flow Rest 90% Full | Interstitial Monitoring within Secondary Containment | SENSOR TO ATG |  |  | Containment Sump | Automatic flow restrictor (MLLD) | Interstitial Monitoring within Secondary Containment | SENSOR TO ATG | Annual line testing | Annual line testing |  | UST Currently In Use: 2; UST Temp Close: 0; AST Currently In Use: 0; AST Temp Closed: 0 | 2 | 0 | 0 | 23139-097-019354 | TRISTATE PROPERTIES, LLC
51461 | Currently in Use |  | 2008-01-01 |  | Petroleum | On road diesel | On road diesel | Retail | Double Wall | Double Wall |  |  | Double Wall |  | 2008-01-01 | Catchment Basin | Flow Rest 90% Full | Flow Rest 90% Full | Interstitial Monitoring within Secondary Containment | SENSOR TO ATG |  |  | Automatic flow restrictor (MLLD) | Automatic flow restrictor (MLLD) | Interstitial Monitoring within Secondary Containment | SENSOR TO ATG | Annual line testing | Annual line testing |  | UST Currently In Use: 2; UST Temp Close: 0; AST Currently In Use: 0; AST Temp Closed: 0 | 2 | 0 | 0 | 23139-097-019354 | TRISTATE PROPERTIES, LLC
51462 | Currently in Use |  | 2007-10-01 |  | Petroleum | Unleaded gasoline | Unleaded gasoline | Retail | Double Wall | Double Wall |  |  | Double Wall |  | 2007-10-01 | Catchment Basin | Flow Rest 90% Full | Flow Rest 90% Full | Interstitial Monitoring within Secondary Containment | SENSOR TO ATG | Continuous Automatic Tank Gauge |  | Containment Sump | Automatic flow restrictor (MLLD) | Interstitial Monitoring within Secondary Containment | SENSOR TO ATG | INTMON RQ | Continuous alarm system |  | UST Currently In Use: 3; UST Temp Close: 1; AST Currently In Use: 0; AST Temp Closed: 0 | 3 | 1 | 1 | 25265-049-012532 | LGWS/CROSS AMERICA PARTNERS
51463 | Currently in Use |  | 2008-07-07 |  | Petroleum | Unleaded gasoline | Unleaded gasoline | Retail | Double Wall | Double Wall |  |  | Fiberglass reinforced plastic |  | 2008-07-07 | Catchment Basin | Flow Rest 90% Full | Flow Rest 90% Full | Interstitial Monitoring within Secondary Containment | SENSOR TO ATG | Continuous Automatic Tank Gauge |  | Containment Sump | Automatic shutoff device (AELLD) | Interstitial Monitoring within Secondary Containment |  | INTMON RQ | Annual line testing |  | UST Currently In Use: 3; UST Temp Close: 0; AST Currently In Use: 0; AST Temp Closed: 0 | 3 | 0 | 6 | 25824-049-006137 | JAY SHEEHANUMAN
51466 | Currently in Use |  | 2008-07-07 |  | Petroleum | Premium gasoline | Premium gasoline | Retail | Double Wall | Double Wall |  |  | Double Wall |  | 2008-07-07 | Catchment Basin | Flow Rest 90% Full | Flow Rest 90% Full | Interstitial Monitoring within Secondary Containment | SENSOR TO ATG | Continuous Automatic Tank Gauge |  | Automatic flow restrictor (MLLD) | Automatic flow restrictor (MLLD) |  |  | INTMON RQ | Annual line testing |  | UST Currently In Use: 3; UST Temp Close: 0; AST Currently In Use: 0; AST Temp Closed: 0 | 3 | 0 | 6 | 25824-049-006137 | JAY SHEEHANUMAN
51467 | Currently in Use |  | 2000-07-24 |  | Petroleum | Unleaded gasoline | Unleaded gasoline | Retail | Fiberglass coated steel | Fiberglass coated steel |  |  | Flexible | ENVIRON |  | Catchment Basin | Automatic shutoff device At 95% full | Automatic shutoff device At 95% full |  |  | Continuous Automatic Tank Gauge |  | Automatic flow restrictor (MLLD) | Automatic flow restrictor (MLLD) |  |  | Annual line testing | Annual line testing |  | UST Currently In Use: 2; UST Temp Close: 0; AST Currently In Use: 0; AST Temp Closed: 0 | 2 | 0 | 0 | 24595-109-019355 | TWINKLE PATEL
51468 | Currently in Use |  | 2000-07-24 |  | Petroleum | Unleaded gasoline | Unleaded gasoline | Retail | Single Wall | Fiberglass coated steel |  |  | Single Wall | ENVIRON |  | Catchment Basin | Flow Rest 90% Full | Automatic shutoff device At 95% full |  |  | Continuous Automatic Tank Gauge |  | Automatic flow restrictor (MLLD) | Automatic flow restrictor (MLLD) |  |  | Annual line testing | Annual line testing |  | UST Currently In Use: 2; UST Temp Close: 0; AST Currently In Use: 0; AST Temp Closed: 0 | 2 | 0 | 0 | 24595-109-019355 | TWINKLE PATEL
51470 | Currently in Use |  | 2008-04-15 |  | Petroleum | Premium gasoline | Premium gasoline | Retail | 4P/6D | Double Wall |  |  | Fiberglass reinforced plastic | OPW | 2008-02-15 | Catchment Basin | Flow Rest 90% Full | Flow Rest 90% Full | Interstitial Monitoring within Secondary Containment | SENSOR TO ATG |  |  | Automatic flow restrictor (MLLD) | Automatic flow restrictor (MLLD) | Interstitial Monitoring within Secondary Containment | SENSOR TO ATG | Continuous alarm system | Continuous alarm system |  | UST Currently In Use: 2; UST Temp Close: 0; AST Currently In Use: 0; AST Temp Closed: 0 | 2 | 0 | 1 | 19118-073-005302 | RIVER ROAD SALES INC
51471 | Currently in Use |  | 2008-09-30 |  | Petroleum | Unleaded gasoline | Unleaded gasoline | Retail | Fiberglass coated steel | Double Wall |  |  | Flexible | APT | 2008-09-30 | Catchment Basin | Automatic shutoff device At 95% full | Automatic shutoff device At 95% full | Interstitial Monitoring within Secondary Containment | SENSOR TO ATG |  |  | Containment Sump | Automatic flow restrictor (MLLD) | Interstitial Monitoring within Secondary Containment | SENSOR TO ATG | Continuous alarm system | Continuous alarm system |  | UST Currently In Use: 2; UST Temp Close: 0; AST Currently In Use: 0; AST Temp Closed: 0 | 2 | 0 | 0 | 23413-097-019356 | CIRCLE K STORES, INC.
51472 | Currently in Use |  | 2008-09-30 |  | Petroleum | Premium gasoline | Premium gasoline | Retail | Double Wall | Double Wall |  |  | Double Wall | APT | 2008-09-30 | Catchment Basin | Automatic shutoff device At 95% full | Automatic shutoff device At 95% full | Interstitial Monitoring within Secondary Containment | SENSOR TO ATG |  |  | Containment Sump | Automatic flow restrictor (MLLD) | Interstitial Monitoring within Secondary Containment | SENSOR TO ATG | Continuous alarm system | Continuous alarm system |  | UST Currently In Use: 2; UST Temp Close: 0; AST Currently In Use: 0; AST Temp Closed: 0 | 2 | 0 | 0 | 23413-097-019356 | CIRCLE K STORES, INC.
51473 | Currently in Use |  | 2007-08-23 |  | Petroleum | Unleaded gasoline | Unleaded gasoline | Retail | Double Wall | Double Wall |  |  | Fiberglass reinforced plastic |  | 2007-08-23 | Catchment Basin | Flow Rest 90% Full | Flow Rest 90% Full | Interstitial Monitoring within Secondary Containment | SENSOR TO ATG | Continuous Automatic Tank Gauge |  | Containment Sump | Containment Sump | Interstitial Monitoring within Secondary Containment | SENSOR TO ATG | Continuous alarm system | Continuous alarm system |  | UST Currently In Use: 2; UST Temp Close: 0; AST Currently In Use: 0; AST Temp Closed: 0 | 2 | 0 | 0 | 23151-073-019357 | HOI THI (OLIVIA) DO
51474 | Currently in Use |  | 2007-08-23 |  | Petroleum | Premium gasoline | Premium gasoline | Retail | Double Wall | Double Wall |  |  | Double Wall |  | 2007-08-23 | Catchment Basin | Flow Rest 90% Full | Flow Rest 90% Full | Interstitial Monitoring within Secondary Containment | SENSOR TO ATG | Continuous Automatic Tank Gauge |  | Sump sensor relayed to automatically shut off submersible pump | Containment Sump | Interstitial Monitoring within Secondary Containment | SENSOR TO ATG | Continuous alarm system | Continuous alarm system |  | UST Currently In Use: 2; UST Temp Close: 0; AST Currently In Use: 0; AST Temp Closed: 0 | 2 | 0 | 0 | 23151-073-019357 | HOI THI (OLIVIA) DO
51476 | Currently in Use |  | 2008-04-15 |  | Petroleum | Unleaded gasoline | Unleaded gasoline | Retail | Double Wall | Double Wall |  |  | Double Wall |  | 2008-04-15 | Catchment Basin | Flow Rest 90% Full | Flow Rest 90% Full | Interstitial Monitoring within Secondary Containment | MANUAL/VISUAL CHECK |  |  | Containment Sump | Containment Sump | Interstitial Monitoring within Secondary Containment | SENSOR TO ATG | Continuous alarm system | Continuous alarm system |  | UST Currently In Use: 2; UST Temp Close: 0; AST Currently In Use: 0; AST Temp Closed: 0 | 2 | 0 | 0 | 23155-073-019239 | CAPITAL HOLDINGS LLC
51477 | Currently in Use |  | 2008-04-15 |  | Petroleum | Premium gasoline | Premium gasoline | Retail | 6P/4D | Double Wall |  |  | Double Wall |  | 2008-04-15 | Catchment Basin | Flow Rest 90% Full | Flow Rest 90% Full | Interstitial Monitoring within Secondary Containment | MANUAL/VISUAL CHECK |  |  | Containment Sump | Containment Sump | Interstitial Monitoring within Secondary Containment | SENSOR TO ATG | Continuous alarm system | Continuous alarm system |  | UST Currently In Use: 2; UST Temp Close: 0; AST Currently In Use: 0; AST Temp Closed: 0 | 2 | 0 | 0 | 23155-073-019239 | CAPITAL HOLDINGS LLC
51478 | Currently in Use |  | 1901-01-01 |  | Petroleum | Unleaded gasoline | Unleaded gasoline | Local government | Fiberglass coated steel | Double Wall |  |  | Fiberglass reinforced plastic |  | 2008-08-30 | Catchment Basin | Automatic shutoff device At 95% full | Automatic shutoff device At 95% full | Interstitial Monitoring within Secondary Containment | SENSOR TO ATG | Continuous Automatic Tank Gauge |  | Containment Sump | Containment Sump | [5 empty] | UST Currently In Use: 1; UST Temp Close: 0; AST Currently In Use: 0; AST Temp Closed: 0 | 1 | 0 | 0 | 11062-015-019359 | CITY OF OXFORD
51479 | Currently in Use |  | 2007-05-20 |  | Petroleum | Unleaded gasoline | Unleaded gasoline | Retail | Double Wall | Double Wall |  |  | Fiberglass reinforced plastic |  |  | Catchment Basin | Automatic shutoff device At 95% full | Automatic shutoff device At 95% full |  |  | Automatic Tank Gauge |  | Automatic shutoff device (AELLD) | Automatic shutoff device (AELLD) | [5 empty] | UST Currently In Use: 3; UST Temp Close: 0; AST Currently In Use: 0; AST Temp Closed: 0 | 3 | 0 | 0 | 23805-113-019360 | IVEY, INC.
51480 | Currently in Use |  | 2007-05-20 |  | Petroleum | On road diesel | On road diesel | Retail | Fiberglass reinforced plastic | Double Wall |  |  | Fiberglass reinforced plastic |  |  | Catchment Basin | Automatic shutoff device At 95% full | Automatic shutoff device At 95% full |  |  | Automatic Tank Gauge |  | Automatic shutoff device (AELLD) | Automatic shutoff device (AELLD) | [5 empty] | UST Currently In Use: 3; UST Temp Close: 0; AST Currently In Use: 0; AST Temp Closed: 0 | 3 | 0 | 0 | 23805-113-019360 | IVEY, INC.
51481 | Currently in Use |  | 2007-05-20 |  | Petroleum | Premium gasoline | Premium gasoline | Retail | Double Wall | Double Wall |  |  | Double Wall |  |  | Catchment Basin |  |  |  |  | Automatic Tank Gauge |  | Automatic shutoff device (AELLD) | Automatic shutoff device (AELLD) | [5 empty] | UST Currently In Use: 3; UST Temp Close: 0; AST Currently In Use: 0; AST Temp Closed: 0 | 3 | 0 | 0 | 23805-113-019360 | IVEY, INC.
51482 | Currently in Use |  | 2008-09-25 |  | Petroleum | Unleaded gasoline | Unleaded gasoline | Retail | Double Wall | Double Wall |  |  | Double Wall |  |  | Catchment Basin | Flow Rest 90% Full | Flow Rest 90% Full | Interstitial Monitoring within Secondary Containment | SENSOR TO ATG | Automatic Tank Gauge |  | Automatic flow restrictor (MLLD) | Automatic flow restrictor (MLLD) | Interstitial Monitoring within Secondary Containment | SENSOR TO ATG | Continuous alarm system | Continuous alarm system |  | UST Currently In Use: 4; UST Temp Close: 0; AST Currently In Use: 0; AST Temp Closed: 0 | 4 | 0 | 4 | 25265-055-005644 | LGWS/CROSS AMERICA PARTNERS
51483 | Currently in Use |  | 2008-09-25 |  | Petroleum | Unleaded gasoline | Unleaded gasoline | Retail | 6P/6E85 | Double Wall |  |  | Double Wall |  |  | Catchment Basin | Flow Rest 90% Full | Flow Rest 90% Full | Interstitial Monitoring within Secondary Containment | SENSOR TO ATG | Automatic Tank Gauge |  | Automatic flow restrictor (MLLD) | Automatic flow restrictor (MLLD) | Interstitial Monitoring within Secondary Containment | SENSOR TO ATG | Continuous alarm system | Continuous alarm system |  | UST Currently In Use: 4; UST Temp Close: 0; AST Currently In Use: 0; AST Temp Closed: 0 | 4 | 0 | 4 | 25265-055-005644 | LGWS/CROSS AMERICA PARTNERS
51485 | Currently in Use |  | 2008-09-25 |  | Petroleum | Other, OFFROAD | Other | Retail | Double Wall | Double Wall |  |  | Fiberglass reinforced plastic |  |  | Catchment Basin | Automatic shutoff device At 95% full | Automatic shutoff device At 95% full | Interstitial Monitoring within Secondary Containment | SENSOR TO ATG | Automatic Tank Gauge |  | Containment Sump | Automatic flow restrictor (MLLD) | Interstitial Monitoring within Secondary Containment | SENSOR TO ATG | Continuous alarm system | Continuous alarm system |  | UST Currently In Use: 4; UST Temp Close: 0; AST Currently In Use: 0; AST Temp Closed: 0 | 4 | 0 | 4 | 25265-055-005644 | LGWS/CROSS AMERICA PARTNERS
51486 | Currently in Use |  | 2008-09-25 |  | Petroleum | On road diesel | On road diesel | Retail | Fiberglass coated steel | Double Wall |  |  | Fiberglass reinforced plastic |  |  | Catchment Basin | Automatic shutoff device At 95% full | Automatic shutoff device At 95% full | Interstitial Monitoring within Secondary Containment | SENSOR TO ATG | Automatic Tank Gauge |  | Containment Sump | Automatic flow restrictor (MLLD) | Interstitial Monitoring within Secondary Containment | SENSOR TO ATG | Continuous alarm system | Continuous alarm system |  | UST Currently In Use: 4; UST Temp Close: 0; AST Currently In Use: 0; AST Temp Closed: 0 | 4 | 0 | 4 | 25265-055-005644 | LGWS/CROSS AMERICA PARTNERS
51487 | Currently in Use |  | 2008-09-01 |  | Petroleum | Unleaded gasoline | Unleaded gasoline | Retail | Double Wall | Double Wall |  |  | Double Wall |  | 2008-09-01 | Catchment Basin | Flow Rest 90% Full | Flow Rest 90% Full | Interstitial Monitoring within Secondary Containment | SENSOR TO ATG | Other |  | Containment Sump | Automatic shutoff device (AELLD) | Interstitial Monitoring within Secondary Containment | SENSOR TO ATG | INTMON REQ | Other |  | UST Currently In Use: 2; UST Temp Close: 0; AST Currently In Use: 0; AST Temp Closed: 0 | 2 | 0 | 0 | 23167-033-019363 | MELROSE, INC.
51488 | Currently in Use |  | 2008-09-01 |  | Petroleum | Premium gasoline | Premium gasoline | Retail | Double Wall | Double Wall |  |  | Double Wall |  | 2008-09-01 | Catchment Basin | Flow Rest 90% Full | Flow Rest 90% Full | Interstitial Monitoring within Secondary Containment |  | Other |  | Automatic shutoff device (AELLD) | Automatic shutoff device (AELLD) | Interstitial Monitoring within Secondary Containment | SENSOR TO ATG | INTMON REQ | Other |  | UST Currently In Use: 2; UST Temp Close: 0; AST Currently In Use: 0; AST Temp Closed: 0 | 2 | 0 | 0 | 23167-033-019363 | MELROSE, INC.
51489 | Currently in Use |  | 2008-10-02 |  | Petroleum | Unleaded gasoline | Unleaded gasoline | Retail | Double Wall | Double Wall |  |  | Flexible | APT | 2008-10-02 | Catchment Basin | Flow Rest 90% Full | Flow Rest 90% Full | Interstitial Monitoring within Secondary Containment | SENSOR TO ATG |  |  | Containment Sump | Automatic flow restrictor (MLLD) | Interstitial Monitoring within Secondary Containment | SENSOR TO ATG | Continuous alarm system | Continuous alarm system |  | UST Currently In Use: 2; UST Temp Close: 0; AST Currently In Use: 0; AST Temp Closed: 0 | 2 | 0 | 0 | 23170-003-019364 | RICHARD MANLEY
51490 | Currently in Use |  | 2008-10-12 |  | Petroleum | On road diesel | On road diesel | Retail | Double Wall | Double Wall |  |  | Double Wall |  | 2008-10-02 | Catchment Basin | Flow Rest 90% Full | Flow Rest 90% Full | Interstitial Monitoring within Secondary Containment | SENSOR TO ATG |  |  | Containment Sump | Automatic flow restrictor (MLLD) | Interstitial Monitoring within Secondary Containment | SENSOR TO ATG | Continuous alarm system | Continuous alarm system |  | UST Currently In Use: 2; UST Temp Close: 0; AST Currently In Use: 0; AST Temp Closed: 0 | 2 | 0 | 0 | 23170-003-019364 | RICHARD MANLEY
51492 | Currently in Use |  | 2007-08-10 |  | Petroleum | Unleaded gasoline | Unleaded gasoline | Local government | Double Wall | Double Wall |  |  | Double Wall |  |  | Catchment Basin | Flow Rest 90% Full | Flow Rest 90% Full |  |  | Automatic Tank Gauge |  | Automatic flow restrictor (MLLD) | Automatic flow restrictor (MLLD) | Interstitial Monitoring within Secondary Containment |  | Continuous alarm system | Annual line testing |  | UST Currently In Use: 1; UST Temp Close: 0; AST Currently In Use: 0; AST Temp Closed: 0 | 1 | 0 | 0 | 10343-081-016755 | AUBURN CITY BOARD OF EDUCATION
51493 | Currently in Use |  | 2008-09-10 |  | Petroleum | Unleaded gasoline | Unleaded gasoline | Industrial | Double Wall | Double Wall |  |  | Double Wall | APT | 2008-09-10 | Catchment Basin | Audible high level alarm At 90% full | Audible high level alarm At 90% full | Interstitial Monitoring within Secondary Containment | SENSOR TO ATG | Continuous Automatic Tank Gauge |  | Containment Sump | Automatic flow restrictor (MLLD) | Interstitial Monitoring within Secondary Containment | SENSOR TO ATG | Continuous alarm system | Annual line testing |  | UST Currently In Use: 1; UST Temp Close: 0; AST Currently In Use: 0; AST Temp Closed: 0 | 1 | 0 | 0 | 23176-129-019366 | CLARKE WASHINGTON ELECTRIC
51494 | Currently in Use |  | 2008-02-15 |  | Petroleum | Unleaded gasoline | Unleaded gasoline | Retail | Double Wall | Double Wall |  |  | Fiberglass reinforced plastic |  | 2008-02-15 | Catchment Basin | Automatic shutoff device At 95% full | Automatic shutoff device At 95% full | Interstitial Monitoring within Secondary Containment | SENSOR TO ATG |  | Single walled submersible pump containment sump | Automatic shutoff device (AELLD) | Automatic shutoff device (AELLD) | Interstitial Monitoring within Secondary Containment | SENSOR TO ATG | INTMON REQ | Other |  | UST Currently In Use: 2; UST Temp Close: 0; AST Currently In Use: 0; AST Temp Closed: 0 | 2 | 0 | 5 | 11661-077-013341 | EDWARDS OIL COMPANY
51495 | Currently in Use |  | 2008-02-15 |  | Petroleum | Unleaded gasoline | Unleaded gasoline | Retail | Double Wall | Double Wall |  |  | Fiberglass reinforced plastic |  | 2008-02-15 | Catchment Basin | Automatic shutoff device At 95% full | Automatic shutoff device At 95% full | Interstitial Monitoring within Secondary Containment | SENSOR TO ATG |  | Single walled submersible pump containment sump | Containment Sump | Automatic shutoff device (AELLD) | Interstitial Monitoring within Secondary Containment | SENSOR TO ATG | Other | Other |  | UST Currently In Use: 2; UST Temp Close: 0; AST Currently In Use: 0; AST Temp Closed: 0 | 2 | 0 | 5 | 11661-077-013341 | EDWARDS OIL COMPANY
51496 | Currently in Use |  | 2006-11-14 |  | Petroleum | Mid-grade gasoline | Mid-grade gasoline | Local government | Fiberglass reinforced plastic | Fiberglass reinforced plastic |  |  | Fiberglass reinforced plastic |  |  | Catchment Basin | Automatic shutoff device At 95% full | Automatic shutoff device At 95% full |  |  | Automatic Tank Gauge | [8 empty] | UST Currently In Use: 1; UST Temp Close: 0; AST Currently In Use: 1; AST Temp Closed: 0 | 1 | 0 | 0 | 19943-027-019367 | CITY OF LINEVILLE
51497 | Currently in Use |  | 2008-04-10 |  | Petroleum | Unleaded gasoline | Unleaded gasoline | Retail | Double Wall | Double Wall |  |  | Fiberglass reinforced plastic |  | 2008-04-10 | Catchment Basin | Flow Rest 90% Full | Flow Rest 90% Full | Interstitial Monitoring within Secondary Containment |  |  | Single walled submersible pump containment sump | Automatic flow restrictor (MLLD) | Automatic flow restrictor (MLLD) | Interstitial Monitoring within Secondary Containment |  | INTMON REQ | Continuous alarm system |  | UST Currently In Use: 3; UST Temp Close: 0; AST Currently In Use: 0; AST Temp Closed: 0 | 3 | 0 | 0 | 25343-103-017165 | MOTYA HEZA M ALZOKARI
51498 | Currently in Use |  | 2008-07-09 |  | Petroleum | Unleaded gasoline | Unleaded gasoline | Retail | Double Wall | Double Wall |  |  | Double Wall |  | 2008-07-09 | Catchment Basin | Automatic shutoff device At 95% full | Automatic shutoff device At 95% full | Interstitial Monitoring within Secondary Containment | SENSOR TO ATG |  |  | Containment Sump | Automatic flow restrictor (MLLD) | Interstitial Monitoring within Secondary Containment | SENSOR TO ATG | Continuous alarm system | Continuous alarm system |  | UST Currently In Use: 2; UST Temp Close: 0; AST Currently In Use: 0; AST Temp Closed: 0 | 2 | 0 | 0 | 23194-097-019372 | OLD SHELL AND SAGE CENTER, LLC
51499 | Currently in Use |  | 2008-07-09 |  | Petroleum | Premium gasoline | Premium gasoline | Retail | Double Wall | Double Wall |  |  | Fiberglass reinforced plastic |  | 2008-07-09 | Catchment Basin | Automatic shutoff device At 95% full | Automatic shutoff device At 95% full | Interstitial Monitoring within Secondary Containment | SENSOR TO ATG |  |  | Automatic flow restrictor (MLLD) | Automatic flow restrictor (MLLD) | Interstitial Monitoring within Secondary Containment | SENSOR TO ATG | Continuous alarm system | Continuous alarm system |  | UST Currently In Use: 2; UST Temp Close: 0; AST Currently In Use: 0; AST Temp Closed: 0 | 2 | 0 | 0 | 23194-097-019372 | OLD SHELL AND SAGE CENTER, LLC
51500 | Currently in Use |  | 2007-06-10 |  | Petroleum | Unleaded gasoline | Unleaded gasoline | Retail | 15R/5P | Double Wall |  |  | Double Wall |  | 2007-06-10 | Catchment Basin | Automatic shutoff device At 95% full | Automatic shutoff device At 95% full | Interstitial Monitoring within Secondary Containment | SENSOR TO ATG |  |  | Sump sensor relayed to automatically shut off submersible pump | Containment Sump | Interstitial Monitoring within Secondary Containment | SENSOR TO ATG | Continuous alarm system | Continuous alarm system |  | UST Currently In Use: 1; UST Temp Close: 0; AST Currently In Use: 0; AST Temp Closed: 0 | 1 | 0 | 0 | 21629-073-019374 | SABBAH BROTHERS ENTERPRISES INC
51501 | Currently in Use |  | 2007-07-01 |  | Petroleum | Unleaded gasoline | Unleaded gasoline | Retail | Fiberglass coated steel | Fiberglass coated steel |  |  | Fiberglass reinforced plastic |  |  | Catchment Basin | Automatic shutoff device At 95% full | Automatic shutoff device At 95% full |  |  | Continuous Automatic Tank Gauge |  | Automatic flow restrictor (MLLD) | Automatic flow restrictor (MLLD) | [5 empty] | UST Currently In Use: 3; UST Temp Close: 0; AST Currently In Use: 0; AST Temp Closed: 0 | 3 | 0 | 0 | 24829-083-019375 | LEDANCO LLC
51502 | Currently in Use |  | 2007-07-01 |  | Petroleum | Premium gasoline | Premium gasoline | Retail | Fiberglass coated steel | Fiberglass coated steel |  |  | Fiberglass reinforced plastic |  |  | Catchment Basin | Automatic shutoff device At 95% full | Automatic shutoff device At 95% full |  |  | Continuous Automatic Tank Gauge |  | Automatic flow restrictor (MLLD) | Automatic flow restrictor (MLLD) | [5 empty] | UST Currently In Use: 3; UST Temp Close: 0; AST Currently In Use: 0; AST Temp Closed: 0 | 3 | 0 | 0 | 24829-083-019375 | LEDANCO LLC
51503 | Currently in Use |  | 2007-07-01 |  | Petroleum | Off road diesel | Off road diesel | Retail | Fiberglass coated steel | Fiberglass coated steel |  |  | Fiberglass reinforced plastic |  |  | Catchment Basin | Automatic shutoff device At 95% full | Automatic shutoff device At 95% full |  |  | Continuous Automatic Tank Gauge |  | Automatic flow restrictor (MLLD) | Automatic flow restrictor (MLLD) | [5 empty] | UST Currently In Use: 3; UST Temp Close: 0; AST Currently In Use: 0; AST Temp Closed: 0 | 3 | 0 | 0 | 24829-083-019375 | LEDANCO LLC
51504 | Currently in Use |  | 2008-10-07 |  | Petroleum | Unleaded gasoline | Unleaded gasoline | Retail | Double Wall | Double Wall |  |  | Fiberglass reinforced plastic |  | 2008-10-07 | Catchment Basin | Automatic shutoff device At 95% full | Automatic shutoff device At 95% full | Interstitial Monitoring within Secondary Containment |  | Continuous Automatic Tank Gauge |  | Automatic shutoff device (AELLD) | Automatic shutoff device (AELLD) | Interstitial Monitoring within Secondary Containment |  |  |  |  | UST Currently In Use: 2; UST Temp Close: 0; AST Currently In Use: 0; AST Temp Closed: 0 | 2 | 0 | 0 | 23207-101-019376 | Z TRAC INC
51505 | Currently in Use |  | 2008-10-17 |  | Petroleum | Premium gasoline | Premium gasoline | Retail | Double Wall | Double Wall |  |  | Double Wall |  | 2008-10-07 | Catchment Basin | Automatic shutoff device At 95% full | Automatic shutoff device At 95% full | Interstitial Monitoring within Secondary Containment | SENSOR TO ATG | Continuous Automatic Tank Gauge |  | Containment Sump | Automatic shutoff device (AELLD) | Interstitial Monitoring within Secondary Containment |  |  |  |  | UST Currently In Use: 2; UST Temp Close: 0; AST Currently In Use: 0; AST Temp Closed: 0 | 2 | 0 | 0 | 23207-101-019376 | Z TRAC INC
51506 | Currently in Use |  | 2008-04-17 |  | Petroleum | Unleaded gasoline | Unleaded gasoline | Retail | Double Wall | Double Wall |  |  | Fiberglass reinforced plastic |  | 2008-04-17 | Catchment Basin | Automatic shutoff device At 95% full | Automatic shutoff device At 95% full | Interstitial Monitoring within Secondary Containment |  | Automatic Tank Gauge |  | Automatic shutoff device (AELLD) | Automatic shutoff device (AELLD) |  |  | Annual line testing | Annual line testing |  | UST Currently In Use: 2; UST Temp Close: 0; AST Currently In Use: 0; AST Temp Closed: 0 | 2 | 0 | 0 | 22302-113-019382 | MARTIN GRIGGS - C/O FREEDOM FUELS
51507 | Currently in Use |  | 2008-04-17 |  | Petroleum | Unleaded gasoline | Unleaded gasoline | Retail | Fiberglass coated steel | Double Wall |  |  | Fiberglass reinforced plastic |  | 2008-04-17 | Catchment Basin | Automatic shutoff device At 95% full | Automatic shutoff device At 95% full | Interstitial Monitoring within Secondary Containment |  | Automatic Tank Gauge |  | Containment Sump | Automatic shutoff device (AELLD) |  |  | Annual line testing | Annual line testing |  | UST Currently In Use: 2; UST Temp Close: 0; AST Currently In Use: 0; AST Temp Closed: 0 | 2 | 0 | 0 | 22302-113-019382 | MARTIN GRIGGS - C/O FREEDOM FUELS
51508 | Currently in Use |  | 2008-12-23 |  | Petroleum | Unleaded gasoline | Unleaded gasoline | Retail | Double Wall | Double Wall |  |  | Double Wall |  | 2008-12-23 | Catchment Basin | Flow Rest 90% Full | Flow Rest 90% Full | Interstitial Monitoring within Secondary Containment | SENSOR TO ATG | Continuous Automatic Tank Gauge |  | Sump sensor relayed to automatically shut off submersible pump | Automatic flow restrictor (MLLD) | Interstitial Monitoring within Secondary Containment | SENSOR TO ATG | Continuous alarm system | Continuous alarm system |  | UST Currently In Use: 3; UST Temp Close: 1; AST Currently In Use: 0; AST Temp Closed: 0 | 3 | 1 | 0 | 25265-049-003808 | LGWS/CROSS AMERICA PARTNERS
51509 | Currently in Use |  | 2008-12-17 |  | Petroleum | Unleaded gasoline | Unleaded gasoline | Retail | Double Wall | Double Wall |  |  | Fiberglass reinforced plastic |  | 2008-12-17 | Catchment Basin | Flow Rest 90% Full | Flow Rest 90% Full | Interstitial Monitoring within Secondary Containment | SENSOR TO ATG |  |  | Automatic shutoff device (AELLD) | Automatic shutoff device (AELLD) | Interstitial Monitoring within Secondary Containment | SENSOR TO ATG | Continuous alarm system | Continuous alarm system |  | UST Currently In Use: 2; UST Temp Close: 0; AST Currently In Use: 0; AST Temp Closed: 0 | 2 | 0 | 2 | 23102-073-003321 | HOANG PHAN
51510 | Currently in Use |  | 2008-12-17 |  | Petroleum | Premium gasoline | Premium gasoline | Retail | 4P/6D | Double Wall |  |  | Fiberglass reinforced plastic |  | 2008-12-17 | Catchment Basin | Flow Rest 90% Full | Flow Rest 90% Full | Interstitial Monitoring within Secondary Containment | SENSOR TO ATG |  |  | Containment Sump | Automatic shutoff device (AELLD) | Interstitial Monitoring within Secondary Containment | SENSOR TO ATG | Continuous alarm system | Continuous alarm system |  | UST Currently In Use: 2; UST Temp Close: 0; AST Currently In Use: 0; AST Temp Closed: 0 | 2 | 0 | 2 | 23102-073-003321 | HOANG PHAN
51511 | Permanently Closed | 2015-10-21 | 2008-12-03 | 2015-11-05 | Petroleum | Unleaded gasoline | Unleaded gasoline | Retail | Double Wall | Double Wall |  |  | Fiberglass reinforced plastic |  |  | Catchment Basin | Automatic shutoff device At 95% full | Automatic shutoff device At 95% full | Interstitial Monitoring within Secondary Containment |  |  |  | Containment Sump | Containment Sump | Interstitial Monitoring within Secondary Containment | SENSOR TO ATG | Continuous alarm system | Continuous alarm system |  | UST Currently In Use: 0; UST Temp Close: 0; AST Currently In Use: 0; AST Temp Closed: 0 | 0 | 0 | 1 | 24728-099-019384 | MARY E BARNES
51513 | Currently in Use |  | 2005-09-01 |  | Petroleum | Unleaded gasoline | Unleaded gasoline | Retail | Double Wall | Double Wall |  |  | Fiberglass reinforced plastic |  |  | Catchment Basin | Flow Rest 90% Full | Flow Rest 90% Full | Interstitial Monitoring within Secondary Containment |  | Automatic Tank Gauge |  | Automatic flow restrictor (MLLD) | Automatic flow restrictor (MLLD) |  |  | Annual line testing | Annual line testing |  | UST Currently In Use: 1; UST Temp Close: 0; AST Currently In Use: 1; AST Temp Closed: 0 | 1 | 0 | 0 | 22863-107-019385 | MID SOUTH PETROLEUM CORP
51514 | Temporary Closed | 2021-04-07 | 2005-06-01 |  | Petroleum | Unleaded gasoline | Unleaded gasoline | Retail | Steel | Single Wall | Coated & cathodic protection (sti-P3) |  | Flexible | APT |  | Catchment Basin | Flow Rest 90% Full | Flow Rest 90% Full |  |  | Statistical Inventory Reconciliation (SIR) |  | Automatic flow restrictor (MLLD) | Automatic flow restrictor (MLLD) |  |  | Statistical inventory reconciliation (SIR) | Statistical inventory reconciliation (SIR) |  | UST Currently In Use: 0; UST Temp Close: 3; AST Currently In Use: 0; AST Temp Closed: 0 | 0 | 3 | 0 | 22813-089-015629 | HESAM, INC.
51515 | Currently in Use |  | 2008-11-20 |  | Petroleum | On road diesel | On road diesel | Industrial | Double Wall | Double Wall |  |  | Double Wall |  |  | Catchment Basin | Automatic shutoff device At 95% full | Automatic shutoff device At 95% full | Interstitial Monitoring within Secondary Containment |  | Automatic Tank Gauge |  | Containment Sump | Automatic flow restrictor (MLLD) | Interstitial Monitoring within Secondary Containment |  | Continuous alarm system | Annual line testing |  | UST Currently In Use: 3; UST Temp Close: 1; AST Currently In Use: 1; AST Temp Closed: 0 | 3 | 1 | 0 | 21994-081-018455 | WAL-MART STORES E C/O APTIM
51516 | Currently in Use |  | 2008-06-19 |  | Petroleum | Unleaded gasoline | Unleaded gasoline | Retail | Fiberglass reinforced plastic | Double Wall |  |  | Double Wall | APT | 2008-06-19 | Catchment Basin |  |  | Interstitial Monitoring within Secondary Containment | SENSOR TO ATG | Automatic Tank Gauge |  | Containment Sump | Automatic flow restrictor (MLLD) | Interstitial Monitoring within Secondary Containment | SENSOR TO ATG | Continuous alarm system | Continuous alarm system |  | UST Currently In Use: 3; UST Temp Close: 0; AST Currently In Use: 0; AST Temp Closed: 0 | 3 | 0 | 4 | 25255-055-005729 | JAMIE GRANT
51517 | Currently in Use |  | 2008-09-05 |  | Petroleum | Unleaded gasoline | Unleaded gasoline | Retail | Double Wall | Double Wall |  |  | Fiberglass reinforced plastic |  | 2008-09-05 | Catchment Basin | Automatic shutoff device At 95% full | Automatic shutoff device At 95% full | Interstitial Monitoring within Secondary Containment | SENSOR TO ATG |  |  | Containment Sump | Automatic flow restrictor (MLLD) | Interstitial Monitoring within Secondary Containment | SENSOR TO ATG | Continuous alarm system | Continuous alarm system |  | UST Currently In Use: 2; UST Temp Close: 0; AST Currently In Use: 0; AST Temp Closed: 0 | 2 | 0 | 0 | 23231-073-019388 | SIXTH AVENUE CENTER LLC
51518 | Currently in Use |  | 2008-09-05 |  | Petroleum | Premium gasoline | Premium gasoline | Retail | 8P/8D | Double Wall |  |  | Fiberglass reinforced plastic |  | 2008-09-05 | Catchment Basin | Automatic shutoff device At 95% full | Automatic shutoff device At 95% full | Interstitial Monitoring within Secondary Containment | SENSOR TO ATG |  |  | Containment Sump | Automatic flow restrictor (MLLD) | Interstitial Monitoring within Secondary Containment | SENSOR TO ATG | Continuous alarm system | Continuous alarm system |  | UST Currently In Use: 2; UST Temp Close: 0; AST Currently In Use: 0; AST Temp Closed: 0 | 2 | 0 | 0 | 23231-073-019388 | SIXTH AVENUE CENTER LLC
51520 | Currently in Use |  | 2008-12-23 |  | Petroleum | Unleaded gasoline | Unleaded gasoline | Retail | 8U,2D,2OFF | Double Wall |  |  | Fiberglass reinforced plastic |  | 2008-12-23 | Catchment Basin | Automatic shutoff device At 95% full | Automatic shutoff device At 95% full | Interstitial Monitoring within Secondary Containment | SENSOR TO ATG | Other | [8 empty] | UST Currently In Use: 1; UST Temp Close: 0; AST Currently In Use: 0; AST Temp Closed: 0 | 1 | 0 | 3 | 24278-095-014106 | ANUJA INVESTMENT INC
51521 | Currently in Use |  | 2009-02-13 |  | Petroleum | On road diesel | On road diesel | Retail | Double Wall | Double Wall | NON METAL |  | Double Wall |  | 2009-02-13 | Catchment Basin | Flow Rest 90% Full | Flow Rest 90% Full | Interstitial Monitoring within Secondary Containment | SENSOR TO ATG | Continuous Automatic Tank Gauge |  | Automatic flow restrictor (MLLD) | Automatic flow restrictor (MLLD) | Interstitial Monitoring within Secondary Containment | SENSOR TO ATG | INTMON RQ | Continuous alarm system |  | UST Currently In Use: 3; UST Temp Close: 0; AST Currently In Use: 0; AST Temp Closed: 0 | 3 | 0 | 5 | 25265-071-001158 | LGWS/CROSS AMERICA PARTNERS
51522 | Currently in Use |  | 2008-12-01 |  | Petroleum | On road diesel | On road diesel | Retail | Double Wall | Double Wall |  |  | 2 PIECES |  | 2008-12-01 | Catchment Basin | Audible high level alarm At 90% full | Audible high level alarm At 90% full | Interstitial Monitoring within Secondary Containment | SENSOR TO ATG |  |  | Automatic shutoff device (AELLD) | Automatic shutoff device (AELLD) | Interstitial Monitoring within Secondary Containment | SENSOR TO ATG | Continuous alarm system | Continuous alarm system |  | UST Currently In Use: 4; UST Temp Close: 0; AST Currently In Use: 0; AST Temp Closed: 0 | 4 | 0 | 0 | 24827-073-018619 | LAST CHANCE BEVERAGE
51523 | Currently in Use |  | 2009-01-26 |  | Petroleum | Unleaded gasoline | Unleaded gasoline | Retail | Double Wall | Double Wall |  |  | Fiberglass reinforced plastic |  | 2009-01-26 | Catchment Basin | Automatic shutoff device At 95% full | Automatic shutoff device At 95% full | Interstitial Monitoring within Secondary Containment | SENSOR TO ATG | Continuous Automatic Tank Gauge | [8 empty] | UST Currently In Use: 4; UST Temp Close: 0; AST Currently In Use: 3; AST Temp Closed: 0 | 4 | 0 | 0 | 23092-071-006010 | DONALD WELDON
51524 | Permanently Closed | 2010-09-01 | 1989-01-01 | 2010-09-01 | Petroleum | Unleaded gasoline | Unleaded gasoline | Retail | Steel | Steel | Coated & cathodic protection (sti-P3) |  | Fiberglass reinforced plastic |  |  | Catchment Basin | Automatic shutoff device At 95% full | Automatic shutoff device At 95% full |  |  | Continuous Automatic Tank Gauge |  | Automatic shutoff device (AELLD) | Automatic shutoff device (AELLD) | [5 empty] | UST Currently In Use: 0; UST Temp Close: 0; AST Currently In Use: 0; AST Temp Closed: 0 | 0 | 0 | 2 | 16988-043-019392 | CHARLES R HOLLIS
51525 | Permanently Closed | 2010-09-01 | 1989-01-01 | 2010-09-01 | Petroleum | Unleaded gasoline | Unleaded gasoline | Retail | Single Wall | Single Wall | Coated & cathodic protection (sti-P3) |  | Fiberglass reinforced plastic |  |  | Catchment Basin | Automatic shutoff device At 95% full | Automatic shutoff device At 95% full |  |  | Continuous Automatic Tank Gauge |  | Automatic shutoff device (AELLD) | Automatic shutoff device (AELLD) | [5 empty] | UST Currently In Use: 0; UST Temp Close: 0; AST Currently In Use: 0; AST Temp Closed: 0 | 0 | 0 | 2 | 16988-043-019392 | CHARLES R HOLLIS
51526 | Currently in Use |  | 2007-12-05 |  | Petroleum | Unleaded gasoline | Unleaded gasoline | Retail | Fiberglass reinforced plastic | Double Wall |  |  | Fiberglass reinforced plastic |  | 2007-12-05 | Catchment Basin | Automatic shutoff device At 95% full | Automatic shutoff device At 95% full | Interstitial Monitoring within Secondary Containment | SENSOR TO ATG |  |  | Automatic flow restrictor (MLLD) | Automatic flow restrictor (MLLD) | Interstitial Monitoring within Secondary Containment | SENSOR TO ATG | Continuous alarm system | Continuous alarm system |  | UST Currently In Use: 2; UST Temp Close: 0; AST Currently In Use: 0; AST Temp Closed: 0 | 2 | 0 | 0 | 23253-097-019393 | SPRINGHILL CENTER, LLC
51527 | Currently in Use |  | 2007-12-05 |  | Petroleum | Premium gasoline | Premium gasoline | Retail | Double Wall | Double Wall |  |  | Double Wall |  | 2007-12-05 | Catchment Basin | Automatic shutoff device At 95% full | Automatic shutoff device At 95% full | Interstitial Monitoring within Secondary Containment | SENSOR TO ATG |  |  | Automatic flow restrictor (MLLD) | Automatic flow restrictor (MLLD) | Interstitial Monitoring within Secondary Containment | SENSOR TO ATG | Continuous alarm system | Continuous alarm system |  | UST Currently In Use: 2; UST Temp Close: 0; AST Currently In Use: 0; AST Temp Closed: 0 | 2 | 0 | 0 | 23253-097-019393 | SPRINGHILL CENTER, LLC
51528 | Currently in Use |  | 2000-09-01 |  | Petroleum | Unleaded gasoline | Unleaded gasoline | Retail | Single Wall | Single Wall | Coated & cathodic protection (sti-P3) |  | Fiberglass reinforced plastic |  |  | Catchment Basin | Automatic shutoff device At 95% full | Automatic shutoff device At 95% full |  |  | Statistical Inventory Reconciliation (SIR) | [8 empty] | UST Currently In Use: 2; UST Temp Close: 0; AST Currently In Use: 0; AST Temp Closed: 0 | 2 | 0 | 3 | 23267-051-009306 | LARRY HYSMITH DBA LARRY'S SHELL ST.
51529 | Currently in Use |  | 2000-09-01 |  | Petroleum | Unleaded gasoline | Unleaded gasoline | Retail | Steel | Single Wall | Coated & cathodic protection (sti-P3) |  | Single Wall |  |  | Catchment Basin | Automatic shutoff device At 95% full | Automatic shutoff device At 95% full |  |  | Statistical Inventory Reconciliation (SIR) | [8 empty] | UST Currently In Use: 2; UST Temp Close: 0; AST Currently In Use: 0; AST Temp Closed: 0 | 2 | 0 | 3 | 23267-051-009306 | LARRY HYSMITH DBA LARRY'S SHELL ST.
51532 | Currently in Use |  | 2009-03-09 |  | Petroleum | Unleaded gasoline | Unleaded gasoline | Retail | Double Wall | Double Wall |  |  | Single Wall |  | 2009-03-09 | Catchment Basin | Flow Rest 90% Full | Flow Rest 90% Full | Interstitial Monitoring within Secondary Containment | SENSOR TO ATG | [9 empty] | UST Currently In Use: 3; UST Temp Close: 0; AST Currently In Use: 0; AST Temp Closed: 0 | 3 | 0 | 0 | 17904-055-014879 | JEFFREY A. BROWN
51533 | Currently in Use |  | 2009-01-02 |  | Petroleum | Aviation fuel (JP-4; etc.) | Aviation fuel (JP-4; etc.) | State/federal government | BLDG 454 | Double Wall |  |  | Double Wall |  | 2009-01-02 | Catchment Basin | Flow Rest 90% Full | Flow Rest 90% Full | Interstitial Monitoring within Secondary Containment | SENSOR TO ATG |  |  | Automatic flow restrictor (MLLD) | Automatic flow restrictor (MLLD) | Interstitial Monitoring within Secondary Containment | SENSOR TO ATG | Continuous alarm system | Continuous alarm system |  | UST Currently In Use: 16; UST Temp Close: 0; AST Currently In Use: 4; AST Temp Closed: 0 | 16 | 0 | 39 | 10267-015-003643 | DEPT OF ARMY
51534 | Currently in Use |  | 2009-01-02 |  | Petroleum | On road diesel | On road diesel | State/federal government | BLDG 454 | Double Wall |  |  | Fiberglass reinforced plastic |  | 2009-01-02 | Catchment Basin | Flow Rest 90% Full | Flow Rest 90% Full | Interstitial Monitoring within Secondary Containment | SENSOR TO ATG |  |  | Automatic shutoff device (AELLD) | Automatic flow restrictor (MLLD) | Interstitial Monitoring within Secondary Containment | SENSOR TO ATG | Continuous alarm system | Continuous alarm system |  | UST Currently In Use: 16; UST Temp Close: 0; AST Currently In Use: 4; AST Temp Closed: 0 | 16 | 0 | 39 | 10267-015-003643 | DEPT OF ARMY
51535 | Currently in Use |  | 2001-09-23 |  | Petroleum | Unleaded gasoline | Unleaded gasoline | Retail | Single Wall | Single Wall | Coated & cathodic protection (sti-P3) |  | Double Wall |  |  | Catchment Basin | Flow Rest 90% Full | Audible high level alarm At 90% full |  |  | Automatic Tank Gauge |  | Automatic flow restrictor (MLLD) | Automatic flow restrictor (MLLD) |  |  | Annual line testing | Annual line testing |  | UST Currently In Use: 2; UST Temp Close: 0; AST Currently In Use: 0; AST Temp Closed: 0 | 2 | 0 | 3 | 12286-069-009772 | SHANDA DAVIS
51536 | Currently in Use |  | 2001-09-23 |  | Petroleum | Unleaded gasoline | Unleaded gasoline | Retail | Single Wall | Single Wall | Coated & cathodic protection (sti-P3) |  | Double Wall |  |  | Catchment Basin | Audible high level alarm At 90% full | Audible high level alarm At 90% full |  |  | Statistical Inventory Reconciliation (SIR) |  | Containment Sump | Automatic flow restrictor (MLLD) |  |  | Annual line testing | Annual line testing |  | UST Currently In Use: 2; UST Temp Close: 0; AST Currently In Use: 0; AST Temp Closed: 0 | 2 | 0 | 3 | 12286-069-009772 | SHANDA DAVIS
51537 | Currently in Use |  | 2009-02-25 |  | Petroleum | Unleaded gasoline | Unleaded gasoline | Local government | Double Wall | Double Wall |  |  | Double Wall | APT |  | Catchment Basin | Automatic shutoff device At 95% full | Automatic shutoff device At 95% full | Interstitial Monitoring within Secondary Containment | SENSOR TO ATG | Continuous Automatic Tank Gauge |  | Containment Sump | Containment Sump | [5 empty] | UST Currently In Use: 1; UST Temp Close: 0; AST Currently In Use: 0; AST Temp Closed: 0 | 1 | 0 | 1 | 11103-025-010518 | CLARKE COUNTY COMMISSION - ROAD DPT
51538 | Currently in Use |  | 2007-08-01 |  | Petroleum | Unleaded gasoline | Unleaded gasoline | Retail | Double Wall | Double Wall |  |  | 2 PIECES |  |  | Catchment Basin | Flow Rest 90% Full | Flow Rest 90% Full |  |  | Continuous Automatic Tank Gauge |  | Automatic shutoff device (AELLD) | Automatic shutoff device (AELLD) | [5 empty] | UST Currently In Use: 2; UST Temp Close: 0; AST Currently In Use: 0; AST Temp Closed: 0 | 2 | 0 | 7 | 24035-073-008758 | AMJAD SULTAN
51539 | Currently in Use |  | 2007-08-01 |  | Petroleum | Premium gasoline | Premium gasoline | Retail | Double Wall | Double Wall |  |  | Fiberglass reinforced plastic |  |  | Catchment Basin | Flow Rest 90% Full | Flow Rest 90% Full |  |  | Continuous Automatic Tank Gauge |  | Automatic shutoff device (AELLD) | Automatic shutoff device (AELLD) | [5 empty] | UST Currently In Use: 2; UST Temp Close: 0; AST Currently In Use: 0; AST Temp Closed: 0 | 2 | 0 | 7 | 24035-073-008758 | AMJAD SULTAN
51540 | Cannot Locate or abandoned | 2001-06-18 | 2008-06-18 |  | Petroleum | Unleaded gasoline | Unleaded gasoline | Bulk facility | Double Wall | Double Wall |  |  | Double Wall |  |  | Catchment Basin | Flow Rest 90% Full | Flow Rest 90% Full |  |  | Continuous Automatic Tank Gauge |  | Automatic shutoff device (AELLD) | Automatic shutoff device (AELLD) | [5 empty] | UST Currently In Use: 0; UST Temp Close: 0; AST Currently In Use: 0; AST Temp Closed: 0 | 0 | 0 | 0 | 22769-073-019358 | MILAM & CO. CONSTRUCTION, INC.
51541 | Currently in Use |  | 2008-11-01 |  | Petroleum | Unleaded gasoline | Unleaded gasoline | Retail | Double Wall | Double Wall |  |  | Double Wall |  | 2008-11-01 | Catchment Basin | Flow Rest 90% Full | Automatic shutoff device At 95% full | Interstitial Monitoring within Secondary Containment | SENSOR TO ATG | Other |  | Containment Sump | Automatic shutoff device (AELLD) | Interstitial Monitoring within Secondary Containment | SENSOR TO ATG | Continuous alarm system | Continuous alarm system |  | UST Currently In Use: 2; UST Temp Close: 0; AST Currently In Use: 0; AST Temp Closed: 0 | 2 | 0 | 0 | 11661-077-019398 | EDWARDS OIL COMPANY
51542 | Currently in Use |  | 2008-11-01 |  | Petroleum | On road diesel | On road diesel | Retail | Double Wall | Double Wall |  |  | Double Wall |  | 2008-11-01 | Catchment Basin | Automatic shutoff device At 95% full | Automatic shutoff device At 95% full | Interstitial Monitoring within Secondary Containment | SENSOR TO ATG | Other |  | Automatic shutoff device (AELLD) | Automatic shutoff device (AELLD) | Interstitial Monitoring within Secondary Containment | SENSOR TO ATG | Continuous alarm system | Continuous alarm system |  | UST Currently In Use: 2; UST Temp Close: 0; AST Currently In Use: 0; AST Temp Closed: 0 | 2 | 0 | 0 | 11661-077-019398 | EDWARDS OIL COMPANY
51546 | Currently in Use |  | 2009-02-18 |  | Petroleum | Premium gasoline | Premium gasoline | Retail | Double Wall | Double Wall |  |  | Double Wall |  | 2009-02-18 | Catchment Basin | Automatic shutoff device At 95% full | Automatic shutoff device At 95% full | Interstitial Monitoring within Secondary Containment |  | Continuous Automatic Tank Gauge |  | Containment Sump | Automatic flow restrictor (MLLD) | Interstitial Monitoring within Secondary Containment |  |  |  |  | UST Currently In Use: 2; UST Temp Close: 0; AST Currently In Use: 0; AST Temp Closed: 0 | 2 | 0 | 1 | 15201-117-005605 | VULCAN OIL COMPANY INC.
51547 | Currently in Use |  | 1901-01-01 |  | Petroleum | On road diesel | On road diesel | Local government | Double Wall | Double Wall |  |  | Fiberglass reinforced plastic |  |  | Catchment Basin | Automatic shutoff device At 95% full | Automatic shutoff device At 95% full | Interstitial Monitoring within Secondary Containment | SENSOR TO ATG | Continuous Automatic Tank Gauge | [8 empty] | UST Currently In Use: 1; UST Temp Close: 0; AST Currently In Use: 0; AST Temp Closed: 0 | 1 | 0 | 2 | 11420-049-000560 | DEKALB BOARD OF EDUCATION
51548 | Currently in Use |  | 2006-01-01 |  | Petroleum | Unleaded gasoline | Unleaded gasoline | Retail | Fiberglass coated steel | Double Wall |  |  | Fiberglass reinforced plastic |  | 2010-10-21 | Catchment Basin | Automatic shutoff device At 95% full | Automatic shutoff device At 95% full |  |  | Continuous Automatic Tank Gauge |  | Automatic flow restrictor (MLLD) | Automatic flow restrictor (MLLD) | Interstitial Monitoring within Secondary Containment | SENSOR TO ATG | Annual line testing | Annual line testing |  | UST Currently In Use: 3; UST Temp Close: 0; AST Currently In Use: 0; AST Temp Closed: 0 | 3 | 0 | 0 | 21308-121-019401 | PETRO AMERICA LLC
51549 | Currently in Use |  | 2006-01-01 |  | Petroleum | Premium gasoline | Premium gasoline | Retail | Fiberglass coated steel | Double Wall |  |  | Fiberglass reinforced plastic |  | 2010-10-21 | Catchment Basin | Automatic shutoff device At 95% full | Automatic shutoff device At 95% full |  |  | Continuous Automatic Tank Gauge |  | Containment Sump | Automatic flow restrictor (MLLD) | Interstitial Monitoring within Secondary Containment | SENSOR TO ATG | Annual line testing | Annual line testing |  | UST Currently In Use: 3; UST Temp Close: 0; AST Currently In Use: 0; AST Temp Closed: 0 | 3 | 0 | 0 | 21308-121-019401 | PETRO AMERICA LLC
51550 | Currently in Use |  | 2006-01-01 |  | Petroleum | On road diesel | On road diesel | Retail | Double Wall | Double Wall |  |  | Fiberglass reinforced plastic |  | 2010-10-21 | Catchment Basin | Automatic shutoff device At 95% full | Automatic shutoff device At 95% full |  |  | Continuous Automatic Tank Gauge |  | Containment Sump | Automatic flow restrictor (MLLD) | Interstitial Monitoring within Secondary Containment | SENSOR TO ATG | Annual line testing | Annual line testing |  | UST Currently In Use: 3; UST Temp Close: 0; AST Currently In Use: 0; AST Temp Closed: 0 | 3 | 0 | 0 | 21308-121-019401 | PETRO AMERICA LLC
51551 | Temporary Closed | 2021-02-26 | 2009-04-15 |  | Petroleum | Unleaded gasoline | Unleaded gasoline | State/Federal Government | Double Wall | Double Wall |  |  | Double Wall |  | 2009-04-15 | Catchment Basin | Automatic shutoff device At 95% full | Automatic shutoff device At 95% full | Interstitial Monitoring within Secondary Containment | SENSOR TO ATG | Other | [8 empty] | UST Currently In Use: 0; UST Temp Close: 2; AST Currently In Use: 0; AST Temp Closed: 0 | 0 | 2 | 0 | 16407-033-019403 | RETIREMENT SYSTEMS OF ALABAMA
51552 | Temporary Closed | 2021-02-26 | 2009-04-15 |  | Petroleum | On road diesel | On road diesel | State/Federal Government | Fiberglass reinforced plastic | Double Wall |  |  | Fiberglass reinforced plastic |  | 2009-04-15 | Catchment Basin | Automatic shutoff device At 95% full | Automatic shutoff device At 95% full | Interstitial Monitoring within Secondary Containment | SENSOR TO ATG | Other | [8 empty] | UST Currently In Use: 0; UST Temp Close: 2; AST Currently In Use: 0; AST Temp Closed: 0 | 0 | 2 | 0 | 16407-033-019403 | RETIREMENT SYSTEMS OF ALABAMA
51554 | Currently in Use |  | 2008-12-01 |  | Petroleum | Unleaded gasoline | Unleaded gasoline | Retail | Double Wall | Double Wall |  |  | Double Wall |  |  | Catchment Basin | Flow Rest 90% Full | Flow Rest 90% Full | Interstitial Monitoring within Secondary Containment | SENSOR TO ATG | Continuous Automatic Tank Gauge |  | Automatic flow restrictor (MLLD) | Automatic flow restrictor (MLLD) | Interstitial Monitoring within Secondary Containment | MANUAL/VISUAL CHECK | Annual line testing | Annual line testing |  | UST Currently In Use: 2; UST Temp Close: 0; AST Currently In Use: 0; AST Temp Closed: 0 | 2 | 0 | 1 | 19898-085-019405 | PETRO SOUTH INC
51555 | Currently in Use |  | 2008-12-01 |  | Petroleum | Premium gasoline | Premium gasoline | Retail | Fiberglass coated steel | Double Wall |  |  | Double Wall |  |  | Catchment Basin | Flow Rest 90% Full | Flow Rest 90% Full | Interstitial Monitoring within Secondary Containment | SENSOR TO ATG | Continuous Automatic Tank Gauge |  | Automatic flow restrictor (MLLD) | Automatic flow restrictor (MLLD) | Interstitial Monitoring within Secondary Containment |  | Annual line testing | Annual line testing |  | UST Currently In Use: 2; UST Temp Close: 0; AST Currently In Use: 0; AST Temp Closed: 0 | 2 | 0 | 1 | 19898-085-019405 | PETRO SOUTH INC
51556 | Permanently Closed | 2017-08-15 | 2008-12-01 |  | Petroleum | On road diesel | On road diesel | Retail | Double Wall | Double Wall |  |  | Double Wall |  |  | Catchment Basin | Flow Rest 90% Full | Flow Rest 90% Full | Interstitial Monitoring within Secondary Containment | SENSOR TO ATG | Statistical Inventory Reconciliation (SIR) |  | Automatic flow restrictor (MLLD) | Automatic flow restrictor (MLLD) | Interstitial Monitoring within Secondary Containment |  | Statistical inventory reconciliation (SIR) | Statistical inventory reconciliation (SIR) |  | UST Currently In Use: 2; UST Temp Close: 0; AST Currently In Use: 0; AST Temp Closed: 0 | 2 | 0 | 1 | 19898-085-019405 | PETRO SOUTH INC
51557 | Currently in Use |  | 2009-05-21 |  | Petroleum | Other, OFFROAD | Other | Retail | Fiberglass coated steel | Double Wall |  |  | Fiberglass reinforced plastic |  | 2009-05-21 | Catchment Basin | Flow Rest 90% Full | Flow Rest 90% Full | Interstitial Monitoring within Secondary Containment | SENSOR TO ATG |  |  | Automatic shutoff device (AELLD) | Automatic shutoff device (AELLD) | Interstitial Monitoring within Secondary Containment | SENSOR TO ATG | Continuous alarm system | Continuous alarm system |  | UST Currently In Use: 4; UST Temp Close: 0; AST Currently In Use: 0; AST Temp Closed: 0 | 4 | 0 | 2 | 25051-055-014508 | KEITH HOLLINGSWORTH AND NEVA IMPHREY
51559 | Currently in Use |  | 2009-02-18 |  | Petroleum | Unleaded gasoline | Unleaded gasoline | Retail | Double Wall | Double Wall |  |  | Double Wall | APT | 2009-02-18 | Catchment Basin | Flow Rest 90% Full | Flow Rest 90% Full | Interstitial Monitoring within Secondary Containment | SENSOR TO ATG |  |  | Automatic flow restrictor (MLLD) | Automatic flow restrictor (MLLD) | Interstitial Monitoring within Secondary Containment | SENSOR TO ATG | Continuous alarm system | Continuous alarm system |  | UST Currently In Use: 2; UST Temp Close: 0; AST Currently In Use: 0; AST Temp Closed: 0 | 2 | 0 | 0 | 23413-097-019406 | CIRCLE K STORES, INC.
51560 | Currently in Use |  | 2009-02-18 |  | Petroleum | Premium gasoline | Premium gasoline | Retail | Fiberglass coated steel | Double Wall |  |  | Double Wall | APT | 2009-02-18 | Catchment Basin | Flow Rest 90% Full | Flow Rest 90% Full | Interstitial Monitoring within Secondary Containment | SENSOR TO ATG |  |  | Automatic flow restrictor (MLLD) | Automatic flow restrictor (MLLD) | Interstitial Monitoring within Secondary Containment | SENSOR TO ATG | Continuous alarm system | Continuous alarm system |  | UST Currently In Use: 2; UST Temp Close: 0; AST Currently In Use: 0; AST Temp Closed: 0 | 2 | 0 | 0 | 23413-097-019406 | CIRCLE K STORES, INC.
51561 | Currently in Use |  | 2009-05-05 |  | Petroleum | Unleaded gasoline | Unleaded gasoline | Retail | Double Wall | Double Wall |  |  | Double Wall |  | 2009-05-05 | Catchment Basin | Automatic shutoff device At 95% full | Automatic shutoff device At 95% full | Interstitial Monitoring within Secondary Containment | SENSOR TO ATG | Other |  | Automatic shutoff device (AELLD) | Automatic shutoff device (AELLD) | Interstitial Monitoring within Secondary Containment | SENSOR TO ATG | Other | Continuous alarm system |  | UST Currently In Use: 2; UST Temp Close: 0; AST Currently In Use: 0; AST Temp Closed: 0 | 2 | 0 | 0 | 13343-073-019409 | MCCULLOUGH OIL COMPANY, INC.
51562 | Currently in Use |  | 2009-05-05 |  | Petroleum | Premium gasoline | Premium gasoline | Retail | 7P/8D | Double Wall |  |  | Double Wall |  | 2009-05-05 | Catchment Basin | Automatic shutoff device At 95% full | Automatic shutoff device At 95% full | Interstitial Monitoring within Secondary Containment | SENSOR TO ATG | Other |  | Automatic shutoff device (AELLD) | Automatic shutoff device (AELLD) | Interstitial Monitoring within Secondary Containment | SENSOR TO ATG | Continuous alarm system | Continuous alarm system |  | UST Currently In Use: 2; UST Temp Close: 0; AST Currently In Use: 0; AST Temp Closed: 0 | 2 | 0 | 0 | 13343-073-019409 | MCCULLOUGH OIL COMPANY, INC.
51563 | Currently in Use |  | 2007-12-14 |  | Petroleum | On road diesel | On road diesel | Retail | Double Wall | Double Wall |  |  | Flexible | OPW | 2007-12-14 | Catchment Basin | Automatic shutoff device At 95% full | Automatic shutoff device At 95% full | Interstitial Monitoring within Secondary Containment |  | Continuous Automatic Tank Gauge |  | Automatic shutoff device (AELLD) | Automatic shutoff device (AELLD) | Interstitial Monitoring within Secondary Containment |  | Continuous alarm system | Continuous alarm system |  | UST Currently In Use: 3; UST Temp Close: 0; AST Currently In Use: 0; AST Temp Closed: 0 | 3 | 0 | 0 | 22264-125-019049 | MARY'S FUEL EXPRESS
51564 | Currently in Use |  | 2006-10-01 |  | Petroleum | On road diesel | On road diesel | State/federal government | Fiberglass coated steel | Fiberglass coated steel |  |  | Fiberglass reinforced plastic |  |  | Catchment Basin | Flow Rest 90% Full | Flow Rest 90% Full |  |  | Continuous Automatic Tank Gauge | [8 empty] | UST Currently In Use: 3; UST Temp Close: 0; AST Currently In Use: 0; AST Temp Closed: 0 | 3 | 0 | 3 | 15002-109-001895 | TROY UNIVERSITY
51565 | Currently in Use |  | 2008-05-22 |  | Petroleum | Unleaded gasoline | Unleaded gasoline |  | Fiberglass coated steel | Double Wall |  |  | Fiberglass reinforced plastic |  | 2008-05-22 | Catchment Basin | Flow Rest 90% Full | Flow Rest 90% Full | Interstitial Monitoring within Secondary Containment | SENSOR TO ATG |  |  | Automatic shutoff device (AELLD) | Automatic shutoff device (AELLD) | Interstitial Monitoring within Secondary Containment | SENSOR TO ATG | Continuous alarm system | Continuous alarm system |  | UST Currently In Use: 2; UST Temp Close: 0; AST Currently In Use: 0; AST Temp Closed: 0 | 2 | 0 | 0 | 24970-115-019412 | AMINA SMART GROUP LLC
51566 | Currently in Use |  | 2008-05-22 |  | Petroleum | Premium gasoline | Premium gasoline |  | Double Wall | Double Wall |  |  | Fiberglass reinforced plastic |  | 2008-05-22 | Catchment Basin | Flow Rest 90% Full | Flow Rest 90% Full | Interstitial Monitoring within Secondary Containment | SENSOR TO ATG |  |  | Containment Sump | Automatic shutoff device (AELLD) | Interstitial Monitoring within Secondary Containment | SENSOR TO ATG | Continuous alarm system | Continuous alarm system |  | UST Currently In Use: 2; UST Temp Close: 0; AST Currently In Use: 0; AST Temp Closed: 0 | 2 | 0 | 0 | 24970-115-019412 | AMINA SMART GROUP LLC
51568 | Currently in Use |  | 1998-08-26 |  | Petroleum | Mid-grade gasoline | Mid-grade gasoline | Retail | Single Wall | Single Wall | Coated & cathodic protection (sti-P3) |  | Fiberglass reinforced plastic |  |  | Catchment Basin | Automatic shutoff device At 95% full | Automatic shutoff device At 95% full |  |  | Statistical Inventory Reconciliation (SIR) |  | Automatic flow restrictor (MLLD) | Automatic flow restrictor (MLLD) |  |  | Statistical inventory reconciliation (SIR) | Statistical inventory reconciliation (SIR) |  | UST Currently In Use: 2; UST Temp Close: 0; AST Currently In Use: 0; AST Temp Closed: 0 | 2 | 0 | 3 | 23345-081-006292 | BEN F PRESTON
51569 | Currently in Use |  | 1998-08-26 |  | Petroleum | Unleaded gasoline | Unleaded gasoline | Retail | Single Wall | Single Wall | Coated & cathodic protection (sti-P3) |  | Single Wall |  |  | Catchment Basin | Automatic shutoff device At 95% full | Automatic shutoff device At 95% full |  |  | Automatic Tank Gauge |  | Automatic flow restrictor (MLLD) | Automatic flow restrictor (MLLD) |  |  | Annual line testing | Annual line testing |  | UST Currently In Use: 2; UST Temp Close: 0; AST Currently In Use: 0; AST Temp Closed: 0 | 2 | 0 | 3 | 23345-081-006292 | BEN F PRESTON
51570 | Currently in Use |  | 2009-06-09 |  | Petroleum | Unleaded gasoline | Unleaded gasoline | Retail | Double Wall | Double Wall |  |  | Flexible |  | 2009-06-09 | Catchment Basin | Flow Rest 90% Full | Flow Rest 90% Full | Interstitial Monitoring within Secondary Containment |  |  |  | Containment Sump | Automatic flow restrictor (MLLD) | Interstitial Monitoring within Secondary Containment | SENSOR TO ATG | Continuous alarm system | Continuous alarm system |  | UST Currently In Use: 2; UST Temp Close: 0; AST Currently In Use: 0; AST Temp Closed: 0 | 2 | 0 | 3 | 12920-003-000225 | JUNIOR FOOD STORES OF WEST FLORIDA
51571 | Currently in Use |  | 2009-06-09 |  | Petroleum | Premium gasoline | Premium gasoline | Retail | Double Wall | Double Wall |  |  | Double Wall |  | 2009-06-09 | Catchment Basin | Flow Rest 90% Full | Flow Rest 90% Full | Interstitial Monitoring within Secondary Containment |  |  |  | Automatic flow restrictor (MLLD) | Automatic flow restrictor (MLLD) | Interstitial Monitoring within Secondary Containment | SENSOR TO ATG | Continuous alarm system | Continuous alarm system |  | UST Currently In Use: 2; UST Temp Close: 0; AST Currently In Use: 0; AST Temp Closed: 0 | 2 | 0 | 3 | 12920-003-000225 | JUNIOR FOOD STORES OF WEST FLORIDA
51574 | Currently in Use |  | 2009-03-15 |  | Petroleum | Unleaded gasoline | Unleaded gasoline | Retail | 20R-5P | Double Wall |  |  | Double Wall |  | 2009-03-15 | Catchment Basin | Flow Rest 90% Full | Flow Rest 90% Full | Interstitial Monitoring within Secondary Containment | SENSOR TO ATG | Other |  | Containment Sump | Containment Sump | Interstitial Monitoring within Secondary Containment | SENSOR TO ATG | Continuous alarm system | Continuous alarm system |  | UST Currently In Use: 1; UST Temp Close: 0; AST Currently In Use: 0; AST Temp Closed: 0 | 1 | 0 | 0 | 25803-073-019438 | GASLAND MART LLC
51575 | Currently in Use |  | 2009-03-18 |  | Petroleum | Premium gasoline | Premium gasoline | Retail | Double Wall | Double Wall |  |  | Double Wall |  | 2009-03-18 | Catchment Basin | Flow Rest 90% Full | Flow Rest 90% Full | Interstitial Monitoring within Secondary Containment |  | Continuous Automatic Tank Gauge | Single walled submersible pump containment sump | Automatic flow restrictor (MLLD) | Automatic flow restrictor (MLLD) | Interstitial Monitoring within Secondary Containment | SENSOR TO ATG | Other | Continuous alarm system |  | UST Currently In Use: 5; UST Temp Close: 0; AST Currently In Use: 0; AST Temp Closed: 0 | 5 | 0 | 0 | 19984-121-019441 | PILOT TRAVEL CENTERS, LLC
51576 | Currently in Use |  | 2009-03-18 |  | Petroleum | Unleaded gasoline | Unleaded gasoline | Retail | Fiberglass reinforced plastic | Double Wall |  |  | Fiberglass reinforced plastic |  | 2009-03-18 | Catchment Basin | Flow Rest 90% Full | Flow Rest 90% Full | Interstitial Monitoring within Secondary Containment |  | Continuous Automatic Tank Gauge | Single walled submersible pump containment sump | Containment Sump | Automatic flow restrictor (MLLD) | Interstitial Monitoring within Secondary Containment | SENSOR TO ATG | Other | Continuous alarm system |  | UST Currently In Use: 5; UST Temp Close: 0; AST Currently In Use: 0; AST Temp Closed: 0 | 5 | 0 | 0 | 19984-121-019441 | PILOT TRAVEL CENTERS, LLC
51577 | Currently in Use |  | 2009-03-18 |  | Petroleum | On road diesel | On road diesel | Retail | Double Wall | Double Wall |  |  | Double Wall |  | 2009-03-18 | Catchment Basin | Flow Rest 90% Full | Flow Rest 90% Full | Interstitial Monitoring within Secondary Containment |  | Continuous Automatic Tank Gauge | Single walled submersible pump containment sump | Automatic flow restrictor (MLLD) | Automatic flow restrictor (MLLD) | Interstitial Monitoring within Secondary Containment | SENSOR TO ATG | WARREN ROG | Continuous alarm system |  | UST Currently In Use: 5; UST Temp Close: 0; AST Currently In Use: 0; AST Temp Closed: 0 | 5 | 0 | 0 | 19984-121-019441 | PILOT TRAVEL CENTERS, LLC
51578 | Currently in Use |  | 2009-03-18 |  | Petroleum | On road diesel | On road diesel | Retail | Double Wall | Double Wall |  |  | Double Wall |  | 2009-03-18 | Catchment Basin | Flow Rest 90% Full | Flow Rest 90% Full | Interstitial Monitoring within Secondary Containment |  | Continuous Automatic Tank Gauge | Single walled submersible pump containment sump | Containment Sump | Automatic flow restrictor (MLLD) | Interstitial Monitoring within Secondary Containment | SENSOR TO ATG | Other | Continuous alarm system |  | UST Currently In Use: 5; UST Temp Close: 0; AST Currently In Use: 0; AST Temp Closed: 0 | 5 | 0 | 0 | 19984-121-019441 | PILOT TRAVEL CENTERS, LLC
51579 | Currently in Use |  | 2009-03-18 |  | Petroleum | Other, ULS DIESEL | Other | Retail | Double Wall | Double Wall |  |  | Double Wall |  | 2009-03-18 | Catchment Basin | Flow Rest 90% Full | Flow Rest 90% Full | Interstitial Monitoring within Secondary Containment |  | Continuous Automatic Tank Gauge | Single walled submersible pump containment sump | Automatic flow restrictor (MLLD) | Automatic flow restrictor (MLLD) | Interstitial Monitoring within Secondary Containment | SENSOR TO ATG | Continuous alarm system | Continuous alarm system |  | UST Currently In Use: 5; UST Temp Close: 0; AST Currently In Use: 0; AST Temp Closed: 0 | 5 | 0 | 0 | 19984-121-019441 | PILOT TRAVEL CENTERS, LLC
51580 | Currently in Use |  | 2009-06-20 |  | Petroleum | Unleaded gasoline | Unleaded gasoline | Retail | Double Wall | Double Wall |  |  | Double Wall |  | 2009-06-20 | Catchment Basin | Flow Rest 90% Full | Flow Rest 90% Full | Interstitial Monitoring within Secondary Containment |  | Continuous Automatic Tank Gauge |  | Sump sensor relayed to automatically shut off submersible pump | Containment Sump | Interstitial Monitoring within Secondary Containment |  | Continuous alarm system | Continuous alarm system |  | UST Currently In Use: 1; UST Temp Close: 0; AST Currently In Use: 0; AST Temp Closed: 0 | 1 | 0 | 0 | 22863-125-019445 | MID SOUTH PETROLEUM CORP
51583 | Currently in Use |  | 2007-10-30 |  | Petroleum | Unleaded gasoline | Unleaded gasoline | Retail | Double Wall | Double Wall |  |  | Double Wall |  |  | Catchment Basin | Audible high level alarm At 90% full | Audible high level alarm At 90% full |  |  | Continuous Automatic Tank Gauge |  | Containment Sump | Automatic flow restrictor (MLLD) | Interstitial Monitoring within Secondary Containment | SENSOR TO ATG |  |  |  | UST Currently In Use: 4; UST Temp Close: 0; AST Currently In Use: 0; AST Temp Closed: 0 | 4 | 0 | 0 | 23373-067-019447 | JP'S GENERAL STORE
51584 | Currently in Use |  | 2007-10-30 |  | Petroleum | On road diesel | On road diesel | Retail | Double Wall | Double Wall |  |  | Flexible |  |  | Catchment Basin | Audible high level alarm At 90% full | Audible high level alarm At 90% full |  |  | Continuous Automatic Tank Gauge |  | Automatic flow restrictor (MLLD) | Automatic flow restrictor (MLLD) | Interstitial Monitoring within Secondary Containment | SENSOR TO ATG | Annual line testing | Annual line testing |  | UST Currently In Use: 4; UST Temp Close: 0; AST Currently In Use: 0; AST Temp Closed: 0 | 4 | 0 | 0 | 23373-067-019447 | JP'S GENERAL STORE
51585 | Currently in Use |  | 2007-10-30 |  | Petroleum | On road diesel | On road diesel | Retail | Double Wall | Double Wall |  |  | Flexible |  |  | Catchment Basin | Audible high level alarm At 90% full | Audible high level alarm At 90% full |  |  | Continuous Automatic Tank Gauge |  | Containment Sump | Automatic flow restrictor (MLLD) | Interstitial Monitoring within Secondary Containment | SENSOR TO ATG |  |  |  | UST Currently In Use: 4; UST Temp Close: 0; AST Currently In Use: 0; AST Temp Closed: 0 | 4 | 0 | 0 | 23373-067-019447 | JP'S GENERAL STORE
51586 | Currently in Use |  | 2007-10-30 |  | Petroleum | Premium gasoline | Premium gasoline | Retail | Fiberglass coated steel | Double Wall |  |  | Flexible |  |  | Catchment Basin | Audible high level alarm At 90% full | Audible high level alarm At 90% full |  |  | Continuous Automatic Tank Gauge |  | Automatic flow restrictor (MLLD) | Automatic flow restrictor (MLLD) | Interstitial Monitoring within Secondary Containment | SENSOR TO ATG |  |  |  | UST Currently In Use: 4; UST Temp Close: 0; AST Currently In Use: 0; AST Temp Closed: 0 | 4 | 0 | 0 | 23373-067-019447 | JP'S GENERAL STORE
51587 | Currently in Use |  | 2007-03-27 |  | Petroleum | On road diesel | On road diesel | Industrial | Fiberglass coated steel | Fiberglass coated steel |  |  | Fiberglass reinforced plastic |  |  | Catchment Basin | Flow Rest 90% Full | Flow Rest 90% Full |  |  | Automatic Tank Gauge |  | Automatic flow restrictor (MLLD) | Automatic flow restrictor (MLLD) | Interstitial Monitoring within Secondary Containment |  | Continuous alarm system | Annual line testing |  | UST Currently In Use: 1; UST Temp Close: 0; AST Currently In Use: 0; AST Temp Closed: 0 | 1 | 0 | 0 | 12532-069-019456 | INTERSTATE NATIONAL LEASE INC
51588 | Currently in Use |  | 2008-09-02 |  | Petroleum | Unleaded gasoline | Unleaded gasoline | Retail | Double Wall | Double Wall |  |  | Double Wall |  | 2008-09-02 | Catchment Basin | Flow Rest 90% Full | Flow Rest 90% Full | Interstitial Monitoring within Secondary Containment |  |  |  | Containment Sump | Automatic shutoff device (AELLD) | Interstitial Monitoring within Secondary Containment | SENSOR TO ATG | Continuous alarm system | Continuous alarm system |  | UST Currently In Use: 3; UST Temp Close: 0; AST Currently In Use: 0; AST Temp Closed: 0 | 3 | 0 | 6 | 24962-097-008392 | SALAM LAMA - SUNDAY FOOD MART
51589 | Currently in Use |  | 2008-09-12 |  | Petroleum | On road diesel | On road diesel | Retail | Fiberglass coated steel | Double Wall |  |  | Fiberglass reinforced plastic |  | 2008-09-12 | Catchment Basin | Flow Rest 90% Full | Flow Rest 90% Full | Interstitial Monitoring within Secondary Containment |  |  |  | Automatic shutoff device (AELLD) | Automatic shutoff device (AELLD) | Interstitial Monitoring within Secondary Containment | SENSOR TO ATG | Continuous alarm system | Continuous alarm system |  | UST Currently In Use: 3; UST Temp Close: 0; AST Currently In Use: 0; AST Temp Closed: 0 | 3 | 0 | 6 | 24962-097-008392 | SALAM LAMA - SUNDAY FOOD MART
51590 | Currently in Use |  | 2008-09-12 |  | Petroleum | Premium gasoline | Premium gasoline |  | Double Wall | Double Wall |  |  | Fiberglass reinforced plastic |  | 2008-09-12 | Catchment Basin | Flow Rest 90% Full | Flow Rest 90% Full | Interstitial Monitoring within Secondary Containment |  |  |  | Containment Sump | Automatic shutoff device (AELLD) | Interstitial Monitoring within Secondary Containment | SENSOR TO ATG | Continuous alarm system | Continuous alarm system |  | UST Currently In Use: 3; UST Temp Close: 0; AST Currently In Use: 0; AST Temp Closed: 0 | 3 | 0 | 6 | 24962-097-008392 | SALAM LAMA - SUNDAY FOOD MART
51591 | Temporary Closed | 2016-08-05 | 2008-06-06 |  | Petroleum | Premium gasoline | Premium gasoline | Retail | ACT100 | Double Wall |  |  | Fiberglass reinforced plastic |  | 2008-06-06 | Catchment Basin | Automatic shutoff device At 95% full | Automatic shutoff device At 95% full |  |  |  |  | Automatic flow restrictor (MLLD) | Automatic flow restrictor (MLLD) | [5 empty] | UST Currently In Use: 1; UST Temp Close: 4; AST Currently In Use: 0; AST Temp Closed: 0 | 1 | 4 | 0 | 22622-073-007755 | RAJAN PATEL
51592 | Currently in Use |  | 2009-09-17 |  | Petroleum | Unleaded gasoline | Unleaded gasoline | Retail | Double Wall | Double Wall |  |  | Double Wall |  | 2009-09-17 | Catchment Basin | Automatic shutoff device At 95% full | Automatic shutoff device At 95% full | Interstitial Monitoring within Secondary Containment | SENSOR TO ATG |  |  | Containment Sump | Automatic flow restrictor (MLLD) | Interstitial Monitoring within Secondary Containment | SENSOR TO ATG | Continuous alarm system | Continuous alarm system |  | UST Currently In Use: 2; UST Temp Close: 0; AST Currently In Use: 0; AST Temp Closed: 0 | 2 | 0 | 0 | 13579-053-019458 | MURPHY OIL USA, INC.
51593 | Currently in Use |  | 2009-09-17 |  | Petroleum | Premium gasoline | Premium gasoline | Retail | Double Wall | Double Wall |  |  | Flexible |  | 2009-09-17 | Catchment Basin | Automatic shutoff device At 95% full | Automatic shutoff device At 95% full | Interstitial Monitoring within Secondary Containment | SENSOR TO ATG |  |  | Containment Sump | Automatic flow restrictor (MLLD) | Interstitial Monitoring within Secondary Containment | SENSOR TO ATG | Continuous alarm system | Continuous alarm system |  | UST Currently In Use: 2; UST Temp Close: 0; AST Currently In Use: 0; AST Temp Closed: 0 | 2 | 0 | 0 | 13579-053-019458 | MURPHY OIL USA, INC.
51594 | Permanently Closed | 2007-10-01 | 1911-01-01 | 2009-11-07 | Petroleum | Unleaded gasoline | Unleaded gasoline | Bulk facility | Steel | Single Wall |  |  | ABOVEGROUN | [16 empty] | UST Currently In Use: 0; UST Temp Close: 0; AST Currently In Use: 0; AST Temp Closed: 0 | 0 | 0 | 2 | 23392-043-019459 | GARY FRANCIS
51595 | Permanently Closed | 2007-10-01 | 1911-01-01 | 2009-11-07 | Petroleum | Other, GAS/DSLMIX | Other | Bulk facility | Single Wall | Single Wall |  |  | ABOVEGROUN | [16 empty] | UST Currently In Use: 0; UST Temp Close: 0; AST Currently In Use: 0; AST Temp Closed: 0 | 0 | 0 | 2 | 23392-043-019459 | GARY FRANCIS
51596 | Currently in Use |  | 2009-04-01 |  | Petroleum | Unleaded gasoline | Unleaded gasoline | Retail | Double Wall | Double Wall |  |  | ABOVEGRND |  |  | Catchment Basin | Flow Rest 90% Full | Audible high level alarm At 90% full | Interstitial Monitoring within Secondary Containment |  | Continuous Automatic Tank Gauge |  | Sump sensor relayed to automatically shut off submersible pump | Containment Sump | Interstitial Monitoring within Secondary Containment | SENSOR TO ATG | Continuous alarm system | Continuous alarm system |  | UST Currently In Use: 8; UST Temp Close: 0; AST Currently In Use: 0; AST Temp Closed: 0 | 8 | 0 | 0 | 24950-101-004226 | MOUNTAIN EXPRESS OIL CO. S.E.
51597 | Currently in Use |  | 2009-04-01 |  | Petroleum | On road diesel | On road diesel | Bulk facility | Double Wall | Double Wall |  |  | ABOVEGRND |  |  | Catchment Basin | Audible high level alarm At 90% full | Audible high level alarm At 90% full | Interstitial Monitoring within Secondary Containment |  | Continuous Automatic Tank Gauge |  | Containment Sump | Containment Sump | Interstitial Monitoring within Secondary Containment | SENSOR TO ATG | Continuous alarm system | Continuous alarm system |  | UST Currently In Use: 8; UST Temp Close: 0; AST Currently In Use: 0; AST Temp Closed: 0 | 8 | 0 | 0 | 24950-101-004226 | MOUNTAIN EXPRESS OIL CO. S.E.
51598 | Currently in Use |  | 2009-04-01 |  | Petroleum | On road diesel | On road diesel | Bulk facility | Double Wall | Double Wall |  |  | Fiberglass reinforced plastic |  |  | Catchment Basin | Audible high level alarm At 90% full | Audible high level alarm At 90% full | Interstitial Monitoring within Secondary Containment |  | Continuous Automatic Tank Gauge |  | Containment Sump | Containment Sump | Interstitial Monitoring within Secondary Containment | SENSOR TO ATG | Continuous alarm system | Continuous alarm system |  | UST Currently In Use: 8; UST Temp Close: 0; AST Currently In Use: 0; AST Temp Closed: 0 | 8 | 0 | 0 | 24950-101-004226 | MOUNTAIN EXPRESS OIL CO. S.E.
51599 | Currently in Use |  | 2009-10-20 |  | Petroleum | On road diesel | On road diesel | Retail | Double Wall | Double Wall |  |  | Double Wall |  | 2009-10-20 | Catchment Basin | Automatic shutoff device At 95% full | Automatic shutoff device At 95% full | Interstitial Monitoring within Secondary Containment | SENSOR TO ATG | Continuous Automatic Tank Gauge | Single walled submersible pump containment sump | Automatic shutoff device (AELLD) | Automatic shutoff device (AELLD) | Interstitial Monitoring within Secondary Containment | MANUAL/VISUAL CHECK | Other | Other |  | UST Currently In Use: 3; UST Temp Close: 0; AST Currently In Use: 0; AST Temp Closed: 0 | 3 | 0 | 0 | 20405-009-017968 | ONEONTA PETRO LLC
51601 | Currently in Use |  | 2008-02-01 |  | Petroleum | On road diesel | On road diesel | Emergency Power Generator | Double Wall | Double Wall |  |  | Double Wall |  | 2008-02-01 | Catchment Basin | Audible high level alarm At 90% full | Audible high level alarm At 90% full | Interstitial Monitoring within Secondary Containment |  | Continuous Automatic Tank Gauge |  |  |  |  | INTERSTITIAL BARRIER |  |  |  | UST Currently In Use: 1; UST Temp Close: 0; AST Currently In Use: 0; AST Temp Closed: 0 | 1 | 0 | 0 | 16407-101-019460 | RETIREMENT SYSTEMS OF ALABAMA
51602 | Currently in Use |  | 2008-08-28 |  | Petroleum | Unleaded gasoline | Unleaded gasoline | Retail | Double Wall | Double Wall |  |  | Double Wall |  | 2008-08-28 | Catchment Basin | Flow Rest 90% Full | Flow Rest 90% Full | Interstitial Monitoring within Secondary Containment | SENSOR TO ATG |  |  | Containment Sump | Automatic flow restrictor (MLLD) | Interstitial Monitoring within Secondary Containment | SENSOR TO ATG | Continuous alarm system | Continuous alarm system |  | UST Currently In Use: 2; UST Temp Close: 0; AST Currently In Use: 0; AST Temp Closed: 0 | 2 | 0 | 3 | 21749-097-005332 | MYERS OIL COMPANY CO CHAMBLISS GROUP
51603 | Currently in Use |  | 2008-08-28 |  | Petroleum | Premium gasoline | Premium gasoline | Retail | Double Wall | Double Wall |  |  | Fiberglass reinforced plastic |  | 2008-08-28 | Catchment Basin | Flow Rest 90% Full | Flow Rest 90% Full | Interstitial Monitoring within Secondary Containment | SENSOR TO ATG |  |  | Containment Sump | Automatic flow restrictor (MLLD) | Interstitial Monitoring within Secondary Containment | SENSOR TO ATG | Continuous alarm system | Continuous alarm system |  | UST Currently In Use: 2; UST Temp Close: 0; AST Currently In Use: 0; AST Temp Closed: 0 | 2 | 0 | 3 | 21749-097-005332 | MYERS OIL COMPANY CO CHAMBLISS GROUP
51604 | Currently in Use |  | 2009-10-01 |  | Petroleum | On road diesel | On road diesel | Emergency power generator | Fiberglass reinforced plastic | Double Wall |  |  | Fiberglass reinforced plastic |  | 2009-10-01 | Catchment Basin | Automatic shutoff device At 95% full | Audible high level alarm At 90% full | Interstitial Monitoring within Secondary Containment | SENSOR TO ATG | Automatic Tank Gauge |  | Containment Sump | Containment Sump | Interstitial Monitoring within Secondary Containment | SENSOR TO ATG | Continuous alarm system | Continuous alarm system |  | UST Currently In Use: 2; UST Temp Close: 0; AST Currently In Use: 0; AST Temp Closed: 0 | 2 | 0 | 0 | 23399-073-019461 | BLUE CROSS BLUE SHIELD OF ALABAMA
51605 | Currently in Use |  | 2009-10-28 |  | Petroleum | Unleaded gasoline | Unleaded gasoline | Retail | Double Wall | Double Wall |  |  | Fiberglass reinforced plastic |  | 2009-10-28 | Catchment Basin | Flow Rest 90% Full | Flow Rest 90% Full | Interstitial Monitoring within Secondary Containment | SENSOR TO ATG |  |  | Automatic shutoff device (AELLD) | Automatic shutoff device (AELLD) | Interstitial Monitoring within Secondary Containment | SENSOR TO ATG | Continuous alarm system | Continuous alarm system |  | UST Currently In Use: 2; UST Temp Close: 0; AST Currently In Use: 0; AST Temp Closed: 0 | 2 | 0 | 0 | 23401-073-019462 | THE TRAN INC
51606 | Currently in Use |  | 2009-07-28 |  | Petroleum | Premium gasoline | Premium gasoline | Retail | Double Wall | Double Wall |  |  | Double Wall |  | 2009-10-28 | Catchment Basin | Flow Rest 90% Full | Flow Rest 90% Full | Interstitial Monitoring within Secondary Containment | SENSOR TO ATG |  |  | Containment Sump | Automatic shutoff device (AELLD) | Interstitial Monitoring within Secondary Containment | SENSOR TO ATG | Continuous alarm system | Continuous alarm system |  | UST Currently In Use: 2; UST Temp Close: 0; AST Currently In Use: 0; AST Temp Closed: 0 | 2 | 0 | 0 | 23401-073-019462 | THE TRAN INC
51607 | Currently in Use |  | 2009-10-24 |  | Petroleum | E85 | E85 | Retail | Double Wall | Double Wall |  |  | Double Wall |  | 2009-10-24 | Catchment Basin | Automatic shutoff device At 95% full | Automatic shutoff device At 95% full | Interstitial Monitoring within Secondary Containment | SENSOR TO ATG | Other | Single walled submersible pump containment sump | Automatic flow restrictor (MLLD) | Automatic flow restrictor (MLLD) | Interstitial Monitoring within Secondary Containment | SENSOR TO ATG | Other | Continuous alarm system |  | UST Currently In Use: 4; UST Temp Close: 0; AST Currently In Use: 0; AST Temp Closed: 0 | 4 | 0 | 1 | 11661-033-004338 | EDWARDS OIL COMPANY
51608 | Currently in Use |  | 2008-10-08 |  | Petroleum | Unleaded gasoline | Unleaded gasoline | Retail | Fiberglass reinforced plastic | Double Wall |  |  | Double Wall |  |  | Catchment Basin | Flow Rest 90% Full | Flow Rest 90% Full | Interstitial Monitoring within Secondary Containment | MANUAL/VISUAL CHECK | Continuous Automatic Tank Gauge |  | Containment Sump | Automatic shutoff device (AELLD) | Interstitial Monitoring within Secondary Containment |  |  |  |  | UST Currently In Use: 3; UST Temp Close: 0; AST Currently In Use: 0; AST Temp Closed: 0 | 3 | 0 | 0 | 20785-051-013767 | ROBERT & DIANE CROSBY
51609 | Currently in Use |  | 2009-12-01 |  | Petroleum | On road diesel | On road diesel | Bulk facility | Fiberglass reinforced plastic | Double Wall |  |  | 2 PIECES |  | 2009-12-01 | Catchment Basin | Audible high level alarm At 90% full | Audible high level alarm At 90% full | Interstitial Monitoring within Secondary Containment | SENSOR TO ATG |  |  | Automatic shutoff device (AELLD) | Automatic shutoff device (AELLD) | Interstitial Monitoring within Secondary Containment | SENSOR TO ATG | Continuous alarm system | Continuous alarm system |  | UST Currently In Use: 1; UST Temp Close: 0; AST Currently In Use: 0; AST Temp Closed: 0 | 1 | 0 | 0 | 13723-073-019463 | OLD DOMINION FREIGHT LINE INC
51610 | Currently in Use |  | 2009-11-12 |  | Petroleum | On road diesel | On road diesel | Retail | Double Wall | Double Wall |  |  | Double Wall |  | 2009-11-12 | Other | Audible high level alarm At 90% full | Audible high level alarm At 90% full | Interstitial Monitoring within Secondary Containment | SENSOR TO ATG | Automatic Tank Gauge |  | Automatic shutoff device (AELLD) | Automatic flow restrictor (MLLD) | Interstitial Monitoring within Secondary Containment | SENSOR TO ATG | Continuous alarm system | Continuous alarm system |  | UST Currently In Use: 6; UST Temp Close: 0; AST Currently In Use: 0; AST Temp Closed: 0 | 6 | 0 | 0 | 21090-115-019464 | LOVES COUNTRY STORES
51611 | Currently in Use |  | 2009-11-12 |  | Petroleum | On road diesel | On road diesel |  | Double Wall | Double Wall |  |  | Double Wall |  | 2009-11-12 | Other | Audible high level alarm At 90% full | Audible high level alarm At 90% full | Interstitial Monitoring within Secondary Containment | SENSOR TO ATG | Continuous Automatic Tank Gauge |  | Containment Sump | Automatic flow restrictor (MLLD) | Interstitial Monitoring within Secondary Containment | SENSOR TO ATG | Continuous alarm system | Continuous alarm system |  | UST Currently In Use: 6; UST Temp Close: 0; AST Currently In Use: 0; AST Temp Closed: 0 | 6 | 0 | 0 | 21090-115-019464 | LOVES COUNTRY STORES
51612 | Currently in Use |  | 2009-11-12 |  | Petroleum | On road diesel | On road diesel | Retail | Double Wall | Double Wall |  |  | Fiberglass reinforced plastic |  | 2009-11-12 | Other | Flow Rest 90% Full | Audible high level alarm At 90% full | Interstitial Monitoring within Secondary Containment | SENSOR TO ATG | Continuous Automatic Tank Gauge |  | Automatic flow restrictor (MLLD) | Automatic flow restrictor (MLLD) | Interstitial Monitoring within Secondary Containment | SENSOR TO ATG | Continuous alarm system | Continuous alarm system |  | UST Currently In Use: 6; UST Temp Close: 0; AST Currently In Use: 0; AST Temp Closed: 0 | 6 | 0 | 0 | 21090-115-019464 | LOVES COUNTRY STORES
51613 | Currently in Use |  | 2009-11-12 |  | Petroleum | Unleaded gasoline | Unleaded gasoline | Retail | Double Wall | Double Wall |  |  | Double Wall |  | 2009-11-12 | Catchment Basin | Audible high level alarm At 90% full | Audible high level alarm At 90% full | Interstitial Monitoring within Secondary Containment | SENSOR TO ATG | Automatic Tank Gauge |  | Automatic flow restrictor (MLLD) | Automatic flow restrictor (MLLD) | Interstitial Monitoring within Secondary Containment | SENSOR TO ATG | Continuous alarm system | Continuous alarm system |  | UST Currently In Use: 6; UST Temp Close: 0; AST Currently In Use: 0; AST Temp Closed: 0 | 6 | 0 | 0 | 21090-115-019464 | LOVES COUNTRY STORES
51614 | Currently in Use |  | 2009-11-12 |  | Petroleum | Unleaded gasoline | Unleaded gasoline | Retail | 12K-R/8K-P | Double Wall |  |  | Fiberglass reinforced plastic |  | 2009-11-12 | Catchment Basin | Flow Rest 90% Full | Audible high level alarm At 90% full | Interstitial Monitoring within Secondary Containment | SENSOR TO ATG | Automatic Tank Gauge |  | Automatic shutoff device (AELLD) | Automatic flow restrictor (MLLD) | Interstitial Monitoring within Secondary Containment | SENSOR TO ATG | Continuous alarm system | Continuous alarm system |  | UST Currently In Use: 6; UST Temp Close: 0; AST Currently In Use: 0; AST Temp Closed: 0 | 6 | 0 | 0 | 21090-115-019464 | LOVES COUNTRY STORES
51615 | Currently in Use |  | 2007-03-01 |  | Petroleum | On road diesel | On road diesel | Retail | Fiberglass coated steel | Fiberglass coated steel |  |  | Single Wall |  | 2007-03-01 | Catchment Basin | Automatic shutoff device At 95% full | Automatic shutoff device At 95% full |  |  | Automatic Tank Gauge |  | Automatic flow restrictor (MLLD) | Automatic flow restrictor (MLLD) |  |  | Annual line testing | Annual line testing |  | UST Currently In Use: 4; UST Temp Close: 0; AST Currently In Use: 0; AST Temp Closed: 0 | 4 | 0 | 1 | 20760-081-007938 | LAKE MARTIN, INC
51617 | Currently in Use |  | 2009-06-11 |  | Petroleum | On road diesel | On road diesel | Retail | Double Wall | Double Wall | Coated & cathodic protection (sti-P3) |  | Fiberglass reinforced plastic |  | 2009-06-11 | Catchment Basin | Automatic shutoff device At 95% full | Automatic shutoff device At 95% full | Interstitial Monitoring within Secondary Containment | SENSOR TO ATG |  |  | Automatic shutoff device (AELLD) | Automatic shutoff device (AELLD) | Interstitial Monitoring within Secondary Containment | MANUAL/VISUAL CHECK | Other | Continuous alarm system |  | UST Currently In Use: 3; UST Temp Close: 0; AST Currently In Use: 0; AST Temp Closed: 0 | 3 | 0 | 4 | 22385-009-009002 | DIANE PATE
51618 | Currently in Use |  | 2009-06-11 |  | Petroleum | Unleaded gasoline | Unleaded gasoline | Retail | Double Wall | Double Wall | Coated & cathodic protection (sti-P3) |  | Fiberglass reinforced plastic |  |  | Catchment Basin | Automatic shutoff device At 95% full | Automatic shutoff device At 95% full | Interstitial Monitoring within Secondary Containment | SENSOR TO ATG |  |  | Containment Sump | Automatic shutoff device (AELLD) | Interstitial Monitoring within Secondary Containment | MANUAL/VISUAL CHECK | Continuous alarm system | Continuous alarm system |  | UST Currently In Use: 3; UST Temp Close: 0; AST Currently In Use: 0; AST Temp Closed: 0 | 3 | 0 | 4 | 22385-009-009002 | DIANE PATE
51619 | Currently in Use |  | 2009-06-11 |  | Petroleum | Premium gasoline | Premium gasoline | Retail | Double Wall | Double Wall |  |  | Double Wall |  | 2009-06-11 | Catchment Basin | Automatic shutoff device At 95% full | Automatic shutoff device At 95% full | Interstitial Monitoring within Secondary Containment | SENSOR TO ATG |  |  | Automatic shutoff device (AELLD) | Automatic shutoff device (AELLD) | Interstitial Monitoring within Secondary Containment | MANUAL/VISUAL CHECK | INTMON REQ | Continuous alarm system |  | UST Currently In Use: 3; UST Temp Close: 0; AST Currently In Use: 0; AST Temp Closed: 0 | 3 | 0 | 4 | 22385-009-009002 | DIANE PATE
51622 | Currently in Use |  | 2009-07-09 |  | Petroleum | Unleaded gasoline | Unleaded gasoline | Retail | Double Wall | Double Wall |  |  | Fiberglass reinforced plastic |  | 2009-07-09 | Catchment Basin | Automatic shutoff device At 95% full | Automatic shutoff device At 95% full | Interstitial Monitoring within Secondary Containment | SENSOR TO ATG | Other |  | Automatic flow restrictor (MLLD) | Automatic flow restrictor (MLLD) | Interstitial Monitoring within Secondary Containment | SENSOR TO ATG |  |  |  | UST Currently In Use: 2; UST Temp Close: 0; AST Currently In Use: 0; AST Temp Closed: 0 | 2 | 0 | 0 | 23421-103-019469 | CENTRAL PARKWAY CENTER, LLC
51623 | Currently in Use |  | 2009-07-09 |  | Petroleum | Premium gasoline | Premium gasoline | Retail | 8PREM,7DSL | Double Wall |  |  | Fiberglass reinforced plastic |  | 2009-07-09 | Catchment Basin | Automatic shutoff device At 95% full | Automatic shutoff device At 95% full | Interstitial Monitoring within Secondary Containment | SENSOR TO ATG | Other |  | Automatic flow restrictor (MLLD) | Automatic flow restrictor (MLLD) | Interstitial Monitoring within Secondary Containment | SENSOR TO ATG |  |  |  | UST Currently In Use: 2; UST Temp Close: 0; AST Currently In Use: 0; AST Temp Closed: 0 | 2 | 0 | 0 | 23421-103-019469 | CENTRAL PARKWAY CENTER, LLC
51624 | Currently in Use |  | 2009-11-04 |  | Petroleum | Unleaded gasoline | Unleaded gasoline | Retail | Double Wall | Double Wall |  |  | Fiberglass reinforced plastic |  | 2009-11-04 | Catchment Basin | Automatic shutoff device At 95% full | Automatic shutoff device At 95% full | Interstitial Monitoring within Secondary Containment | SENSOR TO ATG |  |  | Automatic shutoff device (AELLD) | Automatic shutoff device (AELLD) | Interstitial Monitoring within Secondary Containment | SENSOR TO ATG | Continuous alarm system | Continuous alarm system |  | UST Currently In Use: 2; UST Temp Close: 0; AST Currently In Use: 0; AST Temp Closed: 0 | 2 | 0 | 0 | 13929-097-019470 | PRINCE OIL COMPANY, INC.
51625 | Currently in Use |  | 2009-11-04 |  | Petroleum | Premium gasoline | Premium gasoline | Retail | Double Wall | Double Wall |  |  | Double Wall |  | 2009-11-04 | Catchment Basin | Automatic shutoff device At 95% full | Automatic shutoff device At 95% full | Interstitial Monitoring within Secondary Containment | SENSOR TO ATG |  |  | Automatic shutoff device (AELLD) | Automatic shutoff device (AELLD) | Interstitial Monitoring within Secondary Containment | SENSOR TO ATG | Continuous alarm system | Continuous alarm system |  | UST Currently In Use: 2; UST Temp Close: 0; AST Currently In Use: 0; AST Temp Closed: 0 | 2 | 0 | 0 | 13929-097-019470 | PRINCE OIL COMPANY, INC.
51626 | Currently in Use |  | 2009-09-23 |  | Petroleum | Unleaded gasoline | Unleaded gasoline | Retail | Double Wall | Double Wall |  |  | Fiberglass reinforced plastic |  | 2009-09-23 | Catchment Basin | Automatic shutoff device At 95% full | Automatic shutoff device At 95% full | Interstitial Monitoring within Secondary Containment |  |  |  | Containment Sump | Automatic shutoff device (AELLD) | Interstitial Monitoring within Secondary Containment | MANUAL/VISUAL CHECK |  |  |  | UST Currently In Use: 2; UST Temp Close: 0; AST Currently In Use: 0; AST Temp Closed: 0 | 2 | 0 | 0 | 19709-003-019472 | TWIN OAKS COMPANY
51627 | Currently in Use |  | 2009-09-23 |  | Petroleum | Premium gasoline | Premium gasoline | Retail | Double Wall | Double Wall |  |  | Double Wall |  | 2009-09-23 | Catchment Basin | Automatic shutoff device At 95% full | Automatic shutoff device At 95% full | Interstitial Monitoring within Secondary Containment |  |  |  | Automatic shutoff device (AELLD) | Automatic shutoff device (AELLD) | Interstitial Monitoring within Secondary Containment | MANUAL/VISUAL CHECK |  |  |  | UST Currently In Use: 2; UST Temp Close: 0; AST Currently In Use: 0; AST Temp Closed: 0 | 2 | 0 | 0 | 19709-003-019472 | TWIN OAKS COMPANY
51628 | Currently in Use |  | 2009-12-23 |  | Petroleum | Unleaded gasoline | Unleaded gasoline | Retail | Double Wall | Double Wall |  |  | Flexible | UPP | 2009-12-23 | Catchment Basin | Flow Rest 90% Full | Flow Rest 90% Full | Interstitial Monitoring within Secondary Containment | SENSOR TO ATG | Automatic Tank Gauge |  | Containment Sump | Automatic flow restrictor (MLLD) | Interstitial Monitoring within Secondary Containment | SENSOR TO ATG | Continuous alarm system | Continuous alarm system |  | UST Currently In Use: 2; UST Temp Close: 0; AST Currently In Use: 0; AST Temp Closed: 0 | 2 | 0 | 0 | 13579-055-019473 | MURPHY OIL USA, INC.
51629 | Currently in Use |  | 2009-12-23 |  | Petroleum | Premium gasoline | Premium gasoline | Retail | Double Wall | Double Wall |  |  | Double Wall | UPP | 2009-12-23 | Catchment Basin | Flow Rest 90% Full | Flow Rest 90% Full | Interstitial Monitoring within Secondary Containment | SENSOR TO ATG | Automatic Tank Gauge |  | Containment Sump | Automatic flow restrictor (MLLD) | Interstitial Monitoring within Secondary Containment | SENSOR TO ATG | Continuous alarm system | Continuous alarm system |  | UST Currently In Use: 2; UST Temp Close: 0; AST Currently In Use: 0; AST Temp Closed: 0 | 2 | 0 | 0 | 13579-055-019473 | MURPHY OIL USA, INC.
51631 | Currently in Use |  | 2009-05-01 |  | Petroleum | Unleaded gasoline | Unleaded gasoline | State/federal government | Double Wall | Double Wall |  |  | Double Wall |  |  | Catchment Basin | Flow Rest 90% Full | Flow Rest 90% Full | Interstitial Monitoring within Secondary Containment |  | Automatic Tank Gauge |  | Containment Sump | Automatic flow restrictor (MLLD) | Interstitial Monitoring within Secondary Containment | SENSOR TO ATG | Annual line testing | Annual line testing |  | UST Currently In Use: 3; UST Temp Close: 0; AST Currently In Use: 0; AST Temp Closed: 0 | 3 | 0 | 0 | 14667-045-019474 | DEPARTMENT OF TRANSPORTATION HIGHWAY
51632 | Currently in Use |  | 2009-05-01 |  | Petroleum | On road diesel | On road diesel | State/federal government | Double Wall | Double Wall |  |  | Fiberglass reinforced plastic |  |  | Catchment Basin | Flow Rest 90% Full | Flow Rest 90% Full | Interstitial Monitoring within Secondary Containment |  | Automatic Tank Gauge |  | Containment Sump | Automatic flow restrictor (MLLD) | Interstitial Monitoring within Secondary Containment | SENSOR TO ATG | Annual line testing | Annual line testing |  | UST Currently In Use: 3; UST Temp Close: 0; AST Currently In Use: 0; AST Temp Closed: 0 | 3 | 0 | 0 | 14667-045-019474 | DEPARTMENT OF TRANSPORTATION HIGHWAY
51633 | Currently in Use |  | 2009-05-01 |  | Petroleum | On road diesel | On road diesel | State/federal government | Double Wall | Double Wall |  |  | Double Wall |  |  | Catchment Basin | Flow Rest 90% Full | Flow Rest 90% Full | Interstitial Monitoring within Secondary Containment |  | Automatic Tank Gauge |  | Automatic flow restrictor (MLLD) | Automatic flow restrictor (MLLD) | Interstitial Monitoring within Secondary Containment | SENSOR TO ATG | Annual line testing | Annual line testing |  | UST Currently In Use: 3; UST Temp Close: 0; AST Currently In Use: 0; AST Temp Closed: 0 | 3 | 0 | 0 | 14667-045-019474 | DEPARTMENT OF TRANSPORTATION HIGHWAY
51634 | Currently in Use |  | 2003-01-01 |  | Petroleum | Premium gasoline | Premium gasoline | State/Federal Government | Double Wall | Double Wall |  |  | Double Wall |  |  | Catchment Basin | Automatic shutoff device At 95% full | Automatic shutoff device At 95% full | Interstitial Monitoring within Secondary Containment | SENSOR TO ATG | Continuous Automatic Tank Gauge |  | Automatic shutoff device (AELLD) | Automatic shutoff device (AELLD) | Interstitial Monitoring within Secondary Containment | SENSOR TO ATG | Continuous alarm system | Continuous alarm system |  | UST Currently In Use: 3; UST Temp Close: 0; AST Currently In Use: 0; AST Temp Closed: 0 | 3 | 0 | 0 | 23438-015-019475 | AL ARMY NATIONAL GUARD
51635 | Currently in Use |  | 2003-01-01 |  | Petroleum | Unleaded gasoline | Unleaded gasoline | Retail | Double Wall | Double Wall |  |  | Fiberglass reinforced plastic |  |  | Catchment Basin | Automatic shutoff device At 95% full | Automatic shutoff device At 95% full | Interstitial Monitoring within Secondary Containment | SENSOR TO ATG | Continuous Automatic Tank Gauge |  | Automatic shutoff device (AELLD) | Automatic shutoff device (AELLD) | Interstitial Monitoring within Secondary Containment | SENSOR TO ATG | Continuous alarm system | Continuous alarm system |  | UST Currently In Use: 3; UST Temp Close: 0; AST Currently In Use: 0; AST Temp Closed: 0 | 3 | 0 | 0 | 23438-015-019475 | AL ARMY NATIONAL GUARD
51636 | Currently in Use |  | 2009-07-01 |  | Petroleum | On road diesel | On road diesel | Retail | Double Wall | Double Wall |  |  | Fiberglass reinforced plastic |  | 2009-07-01 | Catchment Basin | Automatic shutoff device At 95% full | Automatic shutoff device At 95% full | Interstitial Monitoring within Secondary Containment | SENSOR TO ATG | Continuous Automatic Tank Gauge |  | Automatic shutoff device (AELLD) | Automatic shutoff device (AELLD) | Interstitial Monitoring within Secondary Containment | SENSOR TO ATG | Continuous alarm system | Continuous alarm system |  | UST Currently In Use: 3; UST Temp Close: 0; AST Currently In Use: 0; AST Temp Closed: 0 | 3 | 0 | 0 | 23438-015-019475 | AL ARMY NATIONAL GUARD
51637 | Currently in Use |  | 2010-01-15 |  | Petroleum | On road diesel | On road diesel | Emergency power generator | Double Wall | Double Wall |  |  | Fiberglass reinforced plastic |  | 2010-01-15 | Other | Audible high level alarm At 90% full | Audible high level alarm At 90% full | Interstitial Monitoring within Secondary Containment | SENSOR TO ATG | Other |  | Containment Sump | Containment Sump | Interstitial Monitoring within Secondary Containment | SENSOR TO ATG | Other | Continuous alarm system |  | UST Currently In Use: 2; UST Temp Close: 0; AST Currently In Use: 0; AST Temp Closed: 0 | 2 | 0 | 0 | 10146-073-019477 | ALABAMA POWER COMPANY
51638 | Currently in Use |  | 2009-12-08 |  | Petroleum | Unleaded gasoline | Unleaded gasoline | Retail | Double Wall | Double Wall |  |  | Double Wall |  | 2009-12-08 | Catchment Basin | Audible high level alarm At 90% full | Audible high level alarm At 90% full | Interstitial Monitoring within Secondary Containment | SENSOR TO ATG | Other | Single walled submersible pump containment sump | Containment Sump | Automatic shutoff device (AELLD) | Interstitial Monitoring within Secondary Containment | SENSOR TO ATG | Continuous alarm system | Continuous alarm system |  | UST Currently In Use: 3; UST Temp Close: 0; AST Currently In Use: 0; AST Temp Closed: 0 | 3 | 0 | 3 | 14001-083-015770 | RACETRAC PETROLEUM, INC.
51639 | Currently in Use |  | 2009-12-08 |  | Petroleum | On road diesel | On road diesel |  | Double Wall | Double Wall |  |  | Double Wall |  | 2009-12-08 | Catchment Basin | Audible high level alarm At 90% full | Audible high level alarm At 90% full | Interstitial Monitoring within Secondary Containment | SENSOR TO ATG | Other | Single walled submersible pump containment sump | Containment Sump | Automatic shutoff device (AELLD) | Interstitial Monitoring within Secondary Containment | SENSOR TO ATG | Other | Continuous alarm system |  | UST Currently In Use: 3; UST Temp Close: 0; AST Currently In Use: 0; AST Temp Closed: 0 | 3 | 0 | 3 | 14001-083-015770 | RACETRAC PETROLEUM, INC.
51640 | Currently in Use |  | 2009-12-08 |  | Petroleum | Premium gasoline | Premium gasoline |  | Double Wall | Double Wall |  |  | Fiberglass reinforced plastic |  | 2009-12-08 | Catchment Basin | Audible high level alarm At 90% full | Audible high level alarm At 90% full | Interstitial Monitoring within Secondary Containment | SENSOR TO ATG | Other | Single walled submersible pump containment sump | Automatic shutoff device (AELLD) | Automatic shutoff device (AELLD) | Interstitial Monitoring within Secondary Containment | SENSOR TO ATG | Other | Continuous alarm system |  | UST Currently In Use: 3; UST Temp Close: 0; AST Currently In Use: 0; AST Temp Closed: 0 | 3 | 0 | 3 | 14001-083-015770 | RACETRAC PETROLEUM, INC.
51641 | Currently in Use |  | 2010-01-01 |  | Petroleum | Unleaded gasoline | Unleaded gasoline | Retail | Fiberglass coated steel | Double Wall |  |  | Fiberglass reinforced plastic |  | 2010-01-01 | Catchment Basin | Audible high level alarm At 90% full | Audible high level alarm At 90% full | Interstitial Monitoring within Secondary Containment | SENSOR TO ATG |  | Single walled submersible pump containment sump | Automatic shutoff device (AELLD) | Automatic shutoff device (AELLD) | Interstitial Monitoring within Secondary Containment | SENSOR TO ATG | Continuous alarm system | Continuous alarm system |  | UST Currently In Use: 3; UST Temp Close: 0; AST Currently In Use: 0; AST Temp Closed: 0 | 3 | 0 | 0 | 14001-017-019478 | RACETRAC PETROLEUM, INC.
51642 | Currently in Use |  | 2010-01-01 |  | Petroleum | Premium gasoline | Premium gasoline | Retail | Double Wall | Double Wall |  |  | Fiberglass reinforced plastic |  | 2010-01-01 | Catchment Basin | Audible high level alarm At 90% full | Audible high level alarm At 90% full | Interstitial Monitoring within Secondary Containment | SENSOR TO ATG |  | Single walled submersible pump containment sump | Automatic shutoff device (AELLD) | Automatic shutoff device (AELLD) | Interstitial Monitoring within Secondary Containment | SENSOR TO ATG | Continuous alarm system | Continuous alarm system |  | UST Currently In Use: 3; UST Temp Close: 0; AST Currently In Use: 0; AST Temp Closed: 0 | 3 | 0 | 0 | 14001-017-019478 | RACETRAC PETROLEUM, INC.
51643 | Currently in Use |  | 2010-01-01 |  | Petroleum | On road diesel | On road diesel | Retail | Double Wall | Double Wall |  |  | Fiberglass reinforced plastic |  | 2010-01-01 | Catchment Basin | Audible high level alarm At 90% full | Audible high level alarm At 90% full | Interstitial Monitoring within Secondary Containment | SENSOR TO ATG |  | Single walled submersible pump containment sump | Automatic shutoff device (AELLD) | Automatic shutoff device (AELLD) | Interstitial Monitoring within Secondary Containment | SENSOR TO ATG | Continuous alarm system | Continuous alarm system |  | UST Currently In Use: 3; UST Temp Close: 0; AST Currently In Use: 0; AST Temp Closed: 0 | 3 | 0 | 0 | 14001-017-019478 | RACETRAC PETROLEUM, INC.
51644 | Currently in Use |  | 2008-03-24 |  | Petroleum | Unleaded gasoline | Unleaded gasoline | Retail | Double Wall | Double Wall |  |  | Double Wall |  | 2008-03-24 | Catchment Basin | Flow Rest 90% Full | Flow Rest 90% Full | Interstitial Monitoring within Secondary Containment | SENSOR TO ATG | Continuous Automatic Tank Gauge |  | Containment Sump | Automatic shutoff device (AELLD) | Interstitial Monitoring within Secondary Containment | SENSOR TO ATG | Automatic electronic line leak detector (AELLD) | Automatic electronic line leak detector (AELLD) |  | UST Currently In Use: 2; UST Temp Close: 0; AST Currently In Use: 0; AST Temp Closed: 0 | 2 | 0 | 0 | 13343-115-019479 | MCCULLOUGH OIL COMPANY, INC.
51645 | Currently in Use |  | 2008-03-24 |  | Petroleum | Premium gasoline | Premium gasoline | Retail | 10K/6K | Double Wall |  |  | Fiberglass reinforced plastic |  | 2008-03-24 | Catchment Basin | Flow Rest 90% Full | Flow Rest 90% Full | Interstitial Monitoring within Secondary Containment | SENSOR TO ATG | Continuous Automatic Tank Gauge |  | Automatic shutoff device (AELLD) | Automatic shutoff device (AELLD) | Interstitial Monitoring within Secondary Containment | SENSOR TO ATG | Automatic electronic line leak detector (AELLD) | Automatic electronic line leak detector (AELLD) |  | UST Currently In Use: 2; UST Temp Close: 0; AST Currently In Use: 0; AST Temp Closed: 0 | 2 | 0 | 0 | 13343-115-019479 | MCCULLOUGH OIL COMPANY, INC.
51647 | Currently in Use |  | 2008-06-02 |  | Petroleum | Unleaded gasoline | Unleaded gasoline | Retail | Double Wall | Double Wall |  |  | Fiberglass reinforced plastic |  | 2008-06-02 | Catchment Basin | Automatic shutoff device At 95% full | Automatic shutoff device At 95% full | Interstitial Monitoring within Secondary Containment | SENSOR TO ATG |  | Single walled submersible pump containment sump | Automatic shutoff device (AELLD) | Automatic shutoff device (AELLD) | Interstitial Monitoring within Secondary Containment | MANUAL/VISUAL CHECK | Other | Other |  | UST Currently In Use: 2; UST Temp Close: 0; AST Currently In Use: 0; AST Temp Closed: 0 | 2 | 0 | 0 | 22060-127-019482 | RUBY INVESTMENTS LLC
51648 | Currently in Use |  | 2008-06-02 |  | Petroleum | On road diesel | On road diesel | Retail | Double Wall | Double Wall |  |  | Double Wall |  | 2008-06-02 | Catchment Basin | Automatic shutoff device At 95% full | Automatic shutoff device At 95% full | Interstitial Monitoring within Secondary Containment | SENSOR TO ATG |  | Single walled submersible pump containment sump | Automatic shutoff device (AELLD) | Automatic shutoff device (AELLD) | Interstitial Monitoring within Secondary Containment | MANUAL/VISUAL CHECK | INTMON REQ | Other |  | UST Currently In Use: 2; UST Temp Close: 0; AST Currently In Use: 0; AST Temp Closed: 0 | 2 | 0 | 0 | 22060-127-019482 | RUBY INVESTMENTS LLC
51649 | Currently in Use |  | 2010-03-26 |  | Petroleum | On road diesel | On road diesel | Emergency Power Generator | Double Wall | Double Wall |  |  | Double Wall |  | 2010-03-26 | Catchment Basin | Automatic shutoff device At 95% full | Automatic shutoff device At 95% full | Interstitial Monitoring within Secondary Containment | SENSOR TO ATG | [5 empty] | SENSOR TO ATG |  |  |  | UST Currently In Use: 3; UST Temp Close: 0; AST Currently In Use: 0; AST Temp Closed: 0 | 3 | 0 | 3 | 15002-109-001895 | TROY UNIVERSITY
51650 | Currently in Use |  | 2010-03-10 |  | Petroleum | Premium gasoline | Premium gasoline |  | Double Wall | Double Wall |  |  | Fiberglass reinforced plastic |  | 2010-03-10 | Catchment Basin | Automatic shutoff device At 95% full | Automatic shutoff device At 95% full | Interstitial Monitoring within Secondary Containment |  | Continuous Automatic Tank Gauge |  | Automatic shutoff device (AELLD) | Automatic shutoff device (AELLD) | Interstitial Monitoring within Secondary Containment | SENSOR TO ATG | Continuous alarm system | Continuous alarm system |  | UST Currently In Use: 2; UST Temp Close: 0; AST Currently In Use: 0; AST Temp Closed: 0 | 2 | 0 | 0 | 13343-117-019132 | MCCULLOUGH OIL COMPANY, INC.
51651 | Currently in Use |  | 2009-09-01 |  | Petroleum | Unleaded gasoline | Unleaded gasoline | Retail | Double Wall | Double Wall |  |  | Double Wall |  |  | Catchment Basin |  |  | Interstitial Monitoring within Secondary Containment |  | Automatic Tank Gauge |  | Automatic flow restrictor (MLLD) | Automatic flow restrictor (MLLD) | Interstitial Monitoring within Secondary Containment | SENSOR TO ATG | Annual line testing | Annual line testing |  | UST Currently In Use: 2; UST Temp Close: 0; AST Currently In Use: 0; AST Temp Closed: 0 | 2 | 0 | 0 | 23269-031-019483 | DENNIS LAWFORD
51652 | Currently in Use |  | 2009-09-01 |  | Petroleum | On road diesel | On road diesel | Retail | Double Wall | Double Wall |  |  | Flexible |  |  | Catchment Basin |  |  | Interstitial Monitoring within Secondary Containment |  | Automatic Tank Gauge |  | Containment Sump | Automatic flow restrictor (MLLD) | Interstitial Monitoring within Secondary Containment | SENSOR TO ATG | Annual line testing | Annual line testing |  | UST Currently In Use: 2; UST Temp Close: 0; AST Currently In Use: 0; AST Temp Closed: 0 | 2 | 0 | 0 | 23269-031-019483 | DENNIS LAWFORD
51653 | Currently in Use |  | 1996-07-11 |  | Petroleum | Unleaded gasoline | Unleaded gasoline | Retail | Steel | Steel | Coated & cathodic protection (sti-P3) |  | Fiberglass reinforced plastic |  |  | Catchment Basin | Flow Rest 90% Full | Flow Rest 90% Full |  |  | Continuous Automatic Tank Gauge |  | Containment Sump | Automatic flow restrictor (MLLD) |  |  | Annual line testing | Annual line testing |  | UST Currently In Use: 3; UST Temp Close: 0; AST Currently In Use: 0; AST Temp Closed: 0 | 3 | 0 | 3 | 23470-069-005758 | TERRY ODOM
51654 | Currently in Use |  | 1996-07-11 |  | Petroleum | Other, NON ETHANO | Other | Retail | Steel | Steel | Coated & cathodic protection (sti-P3) |  | Fiberglass reinforced plastic |  |  | Catchment Basin | Flow Rest 90% Full | Flow Rest 90% Full |  |  | Continuous Automatic Tank Gauge |  | Automatic flow restrictor (MLLD) | Automatic flow restrictor (MLLD) |  |  | Annual line testing | Annual line testing |  | UST Currently In Use: 3; UST Temp Close: 0; AST Currently In Use: 0; AST Temp Closed: 0 | 3 | 0 | 3 | 23470-069-005758 | TERRY ODOM
51655 | Currently in Use |  | 1996-07-11 |  | Petroleum | Premium gasoline | Premium gasoline | Retail | Steel | Steel | Coated & cathodic protection (sti-P3) |  | Fiberglass reinforced plastic |  |  | Catchment Basin | Flow Rest 90% Full | Flow Rest 90% Full |  |  | Continuous Automatic Tank Gauge |  | Containment Sump | Automatic flow restrictor (MLLD) |  |  | Annual line testing | Annual line testing |  | UST Currently In Use: 3; UST Temp Close: 0; AST Currently In Use: 0; AST Temp Closed: 0 | 3 | 0 | 3 | 23470-069-005758 | TERRY ODOM
51656 | Permanently Closed | 1982-08-01 | 1901-01-01 | 2010-03-09 | Petroleum | Used oil | Used oil | Retail | Steel | Steel |  |  | Steel |  |  | Other | EXEMPT | Other |  |  | Manual Tank Gauging (only tanks 1000 gal. or less and 48” or 64” in diameter) | [8 empty] | UST Currently In Use: 0; UST Temp Close: 0; AST Currently In Use: 0; AST Temp Closed: 0 | 0 | 0 | 5 | 12863-125-005232 | JOHN NORMAN
51657 | Currently in Use |  | 2001-05-01 |  | Petroleum | Unleaded gasoline | Unleaded gasoline | Retail | Double Wall | Double Wall |  |  | Fiberglass reinforced plastic |  |  | Catchment Basin | Flow Rest 90% Full | Flow Rest 90% Full |  |  | Continuous Automatic Tank Gauge |  | Containment Sump | Automatic shutoff device (AELLD) | [5 empty] | UST Currently In Use: 4; UST Temp Close: 0; AST Currently In Use: 0; AST Temp Closed: 0 | 4 | 0 | 0 | 13526-115-019487 | MOORE OIL COMPANY, INC.
51658 | Currently in Use |  | 2001-05-01 |  | Petroleum | Premium gasoline | Premium gasoline | Retail | Double Wall | Double Wall |  |  | Fiberglass reinforced plastic |  |  | Catchment Basin | Flow Rest 90% Full | Flow Rest 90% Full |  |  | Continuous Automatic Tank Gauge |  | Containment Sump | Automatic shutoff device (AELLD) | [5 empty] | UST Currently In Use: 4; UST Temp Close: 0; AST Currently In Use: 0; AST Temp Closed: 0 | 4 | 0 | 0 | 13526-115-019487 | MOORE OIL COMPANY, INC.
51659 | Currently in Use |  | 2001-05-01 |  | Petroleum | On road diesel | On road diesel | Retail | Fiberglass reinforced plastic | Double Wall |  |  | Fiberglass reinforced plastic |  |  | Catchment Basin | Flow Rest 90% Full | Flow Rest 90% Full |  |  | Continuous Automatic Tank Gauge |  | Containment Sump | Automatic shutoff device (AELLD) | [5 empty] | UST Currently In Use: 4; UST Temp Close: 0; AST Currently In Use: 0; AST Temp Closed: 0 | 4 | 0 | 0 | 13526-115-019487 | MOORE OIL COMPANY, INC.
51660 | Currently in Use |  | 2001-05-01 |  | Petroleum | Other, RACINGFUEL | Other | Retail | Double Wall | Double Wall |  |  | Fiberglass reinforced plastic |  |  | Catchment Basin | Flow Rest 90% Full | Flow Rest 90% Full |  |  | Continuous Automatic Tank Gauge |  | Containment Sump | Automatic shutoff device (AELLD) | [5 empty] | UST Currently In Use: 4; UST Temp Close: 0; AST Currently In Use: 0; AST Temp Closed: 0 | 4 | 0 | 0 | 13526-115-019487 | MOORE OIL COMPANY, INC.
51661 | Currently in Use |  | 2010-02-09 |  | Petroleum | On road diesel | On road diesel | State/federal government | Double Wall | Double Wall |  |  | Fiberglass reinforced plastic |  | 2010-02-09 | Catchment Basin | Automatic shutoff device At 95% full | Automatic shutoff device At 95% full | Interstitial Monitoring within Secondary Containment | SENSOR TO ATG |  | Single walled submersible pump containment sump | Automatic shutoff device (AELLD) | Automatic shutoff device (AELLD) | Interstitial Monitoring within Secondary Containment | SENSOR TO ATG | Continuous alarm system | Continuous alarm system |  | UST Currently In Use: 3; UST Temp Close: 0; AST Currently In Use: 0; AST Temp Closed: 0 | 3 | 0 | 0 | 14670-093-019490 | ALDOT WEST CENTRAL NORTH DIST 59
51662 | Currently in Use |  | 2010-02-09 |  | Petroleum | Unleaded gasoline | Unleaded gasoline | State/federal government | Fiberglass coated steel | Double Wall |  |  | Double Wall |  | 2010-02-09 | Catchment Basin | Automatic shutoff device At 95% full | Automatic shutoff device At 95% full | Interstitial Monitoring within Secondary Containment | SENSOR TO ATG |  | Single walled submersible pump containment sump | Automatic shutoff device (AELLD) | Automatic shutoff device (AELLD) | Interstitial Monitoring within Secondary Containment | SENSOR TO ATG | Continuous alarm system | Continuous alarm system |  | UST Currently In Use: 3; UST Temp Close: 0; AST Currently In Use: 0; AST Temp Closed: 0 | 3 | 0 | 0 | 14670-093-019490 | ALDOT WEST CENTRAL NORTH DIST 59
51663 | Currently in Use |  | 2010-02-10 |  | Petroleum | On road diesel | On road diesel | State/federal government | Double Wall | Double Wall |  |  | Fiberglass reinforced plastic |  | 2010-02-09 | Catchment Basin | Automatic shutoff device At 95% full | Automatic shutoff device At 95% full | Interstitial Monitoring within Secondary Containment | SENSOR TO ATG |  | Single walled submersible pump containment sump | Automatic shutoff device (AELLD) | Automatic shutoff device (AELLD) | Interstitial Monitoring within Secondary Containment | SENSOR TO ATG | Continuous alarm system | Continuous alarm system |  | UST Currently In Use: 3; UST Temp Close: 0; AST Currently In Use: 0; AST Temp Closed: 0 | 3 | 0 | 0 | 14670-093-019490 | ALDOT WEST CENTRAL NORTH DIST 59
51664 | Currently in Use |  | 2009-07-10 |  | Petroleum | Other, K1 | Other | Bulk facility | ACT-100 | Double Wall |  |  | Fiberglass reinforced plastic |  | 2009-07-10 | Other | 25 GAL RUL | Audible high level alarm At 90% full | Interstitial Monitoring within Secondary Containment | MANUAL/VISUAL CHECK |  |  | Containment Sump | Containment Sump | Interstitial Monitoring within Secondary Containment | MANUAL/VISUAL CHECK | INTMON REQ | Other |  | UST Currently In Use: 5; UST Temp Close: 0; AST Currently In Use: 10; AST Temp Closed: 0 | 5 | 0 | 0 | 12740-043-008990 | JET PEP INC.
51665 | Currently in Use |  | 2010-06-18 |  | Petroleum | On road diesel | On road diesel | Retail | Double Wall | Double Wall |  |  | Fiberglass reinforced plastic |  | 2010-06-18 | Catchment Basin | Flow Rest 90% Full | Flow Rest 90% Full | Interstitial Monitoring within Secondary Containment | SENSOR TO ATG |  |  | Containment Sump | Automatic shutoff device (AELLD) | Interstitial Monitoring within Secondary Containment | SENSOR TO ATG | Continuous alarm system | Continuous alarm system |  | UST Currently In Use: 3; UST Temp Close: 0; AST Currently In Use: 0; AST Temp Closed: 0 | 3 | 0 | 0 | 22069-121-017686 | SAM'S PROPERTIES LLC
51666 | Currently in Use |  | 2010-02-24 |  | Petroleum | On road diesel | On road diesel | Retail | Double Wall | Double Wall |  |  | Fiberglass reinforced plastic |  | 2010-02-24 | Catchment Basin | Automatic shutoff device At 95% full | Automatic shutoff device At 95% full | Interstitial Monitoring within Secondary Containment | SENSOR TO ATG | Automatic Tank Gauge |  | Automatic shutoff device (AELLD) | Automatic shutoff device (AELLD) | Interstitial Monitoring within Secondary Containment | SENSOR TO ATG | Continuous alarm system | Continuous alarm system |  | UST Currently In Use: 6; UST Temp Close: 0; AST Currently In Use: 0; AST Temp Closed: 0 | 6 | 0 | 0 | 21090-035-019497 | LOVES COUNTRY STORES
51667 | Currently in Use |  | 2010-02-24 |  | Petroleum | On road diesel | On road diesel | Retail | Double Wall | Double Wall |  |  | Double Wall |  | 2010-02-24 | Catchment Basin | Automatic shutoff device At 95% full | Automatic shutoff device At 95% full | Interstitial Monitoring within Secondary Containment | SENSOR TO ATG | Automatic Tank Gauge |  | MANIFOLDED | Containment Sump | Interstitial Monitoring within Secondary Containment | SENSOR TO ATG | Continuous alarm system | Continuous alarm system |  | UST Currently In Use: 6; UST Temp Close: 0; AST Currently In Use: 0; AST Temp Closed: 0 | 6 | 0 | 0 | 21090-035-019497 | LOVES COUNTRY STORES
51668 | Currently in Use |  | 2010-02-24 |  | Petroleum | On road diesel | On road diesel | Retail | Fiberglass reinforced plastic | Double Wall |  |  | Fiberglass reinforced plastic |  | 2010-02-24 | Catchment Basin | Automatic shutoff device At 95% full | Automatic shutoff device At 95% full | Interstitial Monitoring within Secondary Containment | SENSOR TO ATG | Automatic Tank Gauge |  | Containment Sump | Automatic shutoff device (AELLD) | Interstitial Monitoring within Secondary Containment | SENSOR TO ATG | Continuous alarm system | Continuous alarm system |  | UST Currently In Use: 6; UST Temp Close: 0; AST Currently In Use: 0; AST Temp Closed: 0 | 6 | 0 | 0 | 21090-035-019497 | LOVES COUNTRY STORES
51669 | Currently in Use |  | 2010-02-24 |  | Petroleum | Unleaded gasoline | Unleaded gasoline | Retail | Double Wall | Double Wall |  |  | Fiberglass reinforced plastic |  | 2010-02-24 | Catchment Basin | Automatic shutoff device At 95% full | Automatic shutoff device At 95% full | Interstitial Monitoring within Secondary Containment | SENSOR TO ATG | Automatic Tank Gauge |  | Containment Sump | Automatic shutoff device (AELLD) | Interstitial Monitoring within Secondary Containment | SENSOR TO ATG | Continuous alarm system | Continuous alarm system |  | UST Currently In Use: 6; UST Temp Close: 0; AST Currently In Use: 0; AST Temp Closed: 0 | 6 | 0 | 0 | 21090-035-019497 | LOVES COUNTRY STORES
51670 | Currently in Use |  | 2010-02-24 |  | Petroleum | Unleaded gasoline | Unleaded gasoline | Retail | Double Wall | Double Wall |  |  | Fiberglass reinforced plastic |  | 2010-02-24 | Catchment Basin | Automatic shutoff device At 95% full | Automatic shutoff device At 95% full | Interstitial Monitoring within Secondary Containment | SENSOR TO ATG | Automatic Tank Gauge |  | Containment Sump | Automatic shutoff device (AELLD) | Interstitial Monitoring within Secondary Containment | SENSOR TO ATG | Continuous alarm system | Continuous alarm system |  | UST Currently In Use: 6; UST Temp Close: 0; AST Currently In Use: 0; AST Temp Closed: 0 | 6 | 0 | 0 | 21090-035-019497 | LOVES COUNTRY STORES
51672 | Currently in Use |  | 2010-01-27 |  | Petroleum | On road diesel | On road diesel | Retail | Double Wall | Double Wall |  |  | Double Wall |  | 2010-01-27 | Catchment Basin | Flow Rest 90% Full | Flow Rest 90% Full | Interstitial Monitoring within Secondary Containment | SENSOR TO ATG |  |  | Containment Sump | Automatic shutoff device (AELLD) | Interstitial Monitoring within Secondary Containment | SENSOR TO ATG | Continuous alarm system | Continuous alarm system |  | UST Currently In Use: 6; UST Temp Close: 0; AST Currently In Use: 0; AST Temp Closed: 0 | 6 | 0 | 0 | 21090-125-019498 | LOVES COUNTRY STORES
51674 | Currently in Use |  | 2010-01-27 |  | Petroleum | On road diesel | On road diesel | Retail | Double Wall | Double Wall |  |  | Double Wall |  | 2010-01-27 | Catchment Basin | Flow Rest 90% Full | Flow Rest 90% Full | Interstitial Monitoring within Secondary Containment | SENSOR TO ATG |  |  | Containment Sump | Automatic shutoff device (AELLD) | Interstitial Monitoring within Secondary Containment | SENSOR TO ATG | Continuous alarm system | Continuous alarm system |  | UST Currently In Use: 6; UST Temp Close: 0; AST Currently In Use: 0; AST Temp Closed: 0 | 6 | 0 | 0 | 21090-125-019498 | LOVES COUNTRY STORES
51675 | Currently in Use |  | 2010-01-27 |  | Petroleum | On road diesel | On road diesel | Retail | Double Wall | Double Wall |  |  | Double Wall |  | 2010-01-27 | Catchment Basin | Flow Rest 90% Full | Flow Rest 90% Full | Interstitial Monitoring within Secondary Containment | SENSOR TO ATG |  |  | MANIFOLDED | Automatic shutoff device (AELLD) | Interstitial Monitoring within Secondary Containment | SENSOR TO ATG | MANIFOLDED | Continuous alarm system |  | UST Currently In Use: 6; UST Temp Close: 0; AST Currently In Use: 0; AST Temp Closed: 0 | 6 | 0 | 0 | 21090-125-019498 | LOVES COUNTRY STORES
51676 | Currently in Use |  | 2010-01-27 |  | Petroleum | Unleaded gasoline | Unleaded gasoline | Retail | Double Wall | Double Wall |  |  | Fiberglass reinforced plastic |  | 2010-01-27 | Catchment Basin | Flow Rest 90% Full | Flow Rest 90% Full | Interstitial Monitoring within Secondary Containment | SENSOR TO ATG |  |  | Containment Sump | Automatic shutoff device (AELLD) | Interstitial Monitoring within Secondary Containment | SENSOR TO ATG | Other | Continuous alarm system |  | UST Currently In Use: 6; UST Temp Close: 0; AST Currently In Use: 0; AST Temp Closed: 0 | 6 | 0 | 0 | 21090-125-019498 | LOVES COUNTRY STORES
51677 | Currently in Use |  | 2010-01-27 |  | Petroleum | Unleaded gasoline | Unleaded gasoline | Retail | Double Wall | Double Wall |  |  | Fiberglass reinforced plastic |  | 2010-01-27 | Catchment Basin | Flow Rest 90% Full | Flow Rest 90% Full | Interstitial Monitoring within Secondary Containment | SENSOR TO ATG |  |  | Containment Sump | Automatic shutoff device (AELLD) | Interstitial Monitoring within Secondary Containment | SENSOR TO ATG | Other | Continuous alarm system |  | UST Currently In Use: 6; UST Temp Close: 0; AST Currently In Use: 0; AST Temp Closed: 0 | 6 | 0 | 0 | 21090-125-019498 | LOVES COUNTRY STORES
51678 | Currently in Use |  | 2010-05-25 |  | Petroleum | Unleaded gasoline | Unleaded gasoline | Retail | Fiberglass coated steel | Double Wall |  |  | Fiberglass reinforced plastic |  |  | Catchment Basin | Automatic shutoff device At 95% full | Automatic shutoff device At 95% full | Interstitial Monitoring within Secondary Containment | SENSOR TO ATG |  |  | Containment Sump | Automatic flow restrictor (MLLD) | Interstitial Monitoring within Secondary Containment | SENSOR TO ATG | Continuous alarm system | Continuous alarm system |  | UST Currently In Use: 1; UST Temp Close: 0; AST Currently In Use: 0; AST Temp Closed: 0 | 1 | 0 | 3 | 23523-123-005810 | GREG HARRIS
51679 | Currently in Use |  | 1994-10-20 |  | Petroleum | Unleaded gasoline | Unleaded gasoline | Local government | Double Wall | Double Wall |  |  | Double Wall |  |  | Catchment Basin | Automatic shutoff device At 95% full | Automatic shutoff device At 95% full |  | SENSOR TO ATG | Automatic Tank Gauge |  | Automatic flow restrictor (MLLD) | Automatic flow restrictor (MLLD) |  |  | Annual line testing | Annual line testing |  | UST Currently In Use: 2; UST Temp Close: 0; AST Currently In Use: 0; AST Temp Closed: 0 | 2 | 0 | 0 | 17415-003-019499 | CITY OF FOLEY
51680 | Currently in Use |  | 1994-10-24 |  | Petroleum | On road diesel | On road diesel | Local government | Fiberglass reinforced plastic | Double Wall |  |  | Fiberglass reinforced plastic |  |  | Catchment Basin | Automatic shutoff device At 95% full | Automatic shutoff device At 95% full |  | SENSOR TO ATG | Automatic Tank Gauge |  | Containment Sump | Automatic flow restrictor (MLLD) |  |  | Annual line testing | Annual line testing |  | UST Currently In Use: 2; UST Temp Close: 0; AST Currently In Use: 0; AST Temp Closed: 0 | 2 | 0 | 0 | 17415-003-019499 | CITY OF FOLEY
51681 | Currently in Use |  | 2009-12-16 |  | Petroleum | Unleaded gasoline | Unleaded gasoline | Retail | Double Wall | Double Wall |  |  | Fiberglass reinforced plastic |  | 2009-12-16 | Catchment Basin | Automatic shutoff device At 95% full | Automatic shutoff device At 95% full | Interstitial Monitoring within Secondary Containment | SENSOR TO ATG | Continuous Automatic Tank Gauge | Single walled submersible pump containment sump | Containment Sump | Containment Sump | Interstitial Monitoring within Secondary Containment | SENSOR TO ATG | INTMON RQ | Continuous alarm system |  | UST Currently In Use: 2; UST Temp Close: 0; AST Currently In Use: 0; AST Temp Closed: 0 | 2 | 0 | 0 | 23407-089-019501 | MERIDIAN STREET CENTER LLC
51682 | Currently in Use |  | 2009-12-16 |  | Petroleum | Premium gasoline | Premium gasoline | Retail | Double Wall | Double Wall |  |  | Double Wall |  | 2009-12-16 | Catchment Basin | Automatic shutoff device At 95% full | Automatic shutoff device At 95% full | Interstitial Monitoring within Secondary Containment | SENSOR TO ATG | Continuous Automatic Tank Gauge | Single walled submersible pump containment sump | Containment Sump | Containment Sump | Interstitial Monitoring within Secondary Containment | SENSOR TO ATG | Continuous alarm system | Continuous alarm system |  | UST Currently In Use: 2; UST Temp Close: 0; AST Currently In Use: 0; AST Temp Closed: 0 | 2 | 0 | 0 | 23407-089-019501 | MERIDIAN STREET CENTER LLC
51684 | Currently in Use |  | 2010-07-13 |  | Petroleum | On road diesel | On road diesel | Emergency power generator | Double Wall | Double Wall |  |  | Fiberglass reinforced plastic |  | 2010-07-13 | Catchment Basin | Audible high level alarm At 90% full | Audible high level alarm At 90% full | Interstitial Monitoring within Secondary Containment | SENSOR TO ATG | Automatic Tank Gauge |  | ALARM | Containment Sump | Interstitial Monitoring within Secondary Containment | SENSOR TO ATG | Continuous alarm system | Continuous alarm system |  | UST Currently In Use: 2; UST Temp Close: 0; AST Currently In Use: 0; AST Temp Closed: 0 | 2 | 0 | 0 | 23399-073-019461 | BLUE CROSS BLUE SHIELD OF ALABAMA
51687 | Currently in Use |  | 2010-06-14 |  | Petroleum | On road diesel | On road diesel | Retail | Double Wall | Double Wall |  |  | Double Wall |  | 2010-06-14 | Catchment Basin | Flow Rest 90% Full | Flow Rest 90% Full |  |  | Other | Single walled submersible pump containment sump | Automatic flow restrictor (MLLD) | Automatic flow restrictor (MLLD) | Interstitial Monitoring within Secondary Containment | SENSOR TO ATG | Continuous alarm system | Continuous alarm system |  | UST Currently In Use: 3; UST Temp Close: 0; AST Currently In Use: 0; AST Temp Closed: 0 | 3 | 0 | 0 | 25265-095-018681 | LGWS/CROSS AMERICA PARTNERS
51689 | Currently in Use |  | 2009-12-10 |  | Petroleum | Unleaded gasoline | Unleaded gasoline | Retail | Double Wall | Double Wall |  |  | Double Wall |  | 2009-12-10 | Catchment Basin | Automatic shutoff device At 95% full | Automatic shutoff device At 95% full | Interstitial Monitoring within Secondary Containment | SENSOR TO ATG | Other | Single walled submersible pump containment sump | Containment Sump | Automatic shutoff device (AELLD) | Interstitial Monitoring within Secondary Containment | SENSOR TO ATG | INTMON RQ | Continuous alarm system |  | UST Currently In Use: 3; UST Temp Close: 0; AST Currently In Use: 0; AST Temp Closed: 0 | 3 | 0 | 0 | 13284-089-019451 | H.L. MARTIN DISTRIBUTING CO.
51690 | Currently in Use |  | 2009-12-10 |  | Petroleum | Premium gasoline | Premium gasoline | Retail | Double Wall | Double Wall |  |  | Double Wall |  | 2009-12-10 | Catchment Basin | Flow Rest 90% Full | Automatic shutoff device At 95% full | Interstitial Monitoring within Secondary Containment | SENSOR TO ATG | Other | Single walled submersible pump containment sump | Automatic shutoff device (AELLD) | Automatic shutoff device (AELLD) | Interstitial Monitoring within Secondary Containment | SENSOR TO ATG | Other | Continuous alarm system |  | UST Currently In Use: 3; UST Temp Close: 0; AST Currently In Use: 0; AST Temp Closed: 0 | 3 | 0 | 0 | 13284-089-019451 | H.L. MARTIN DISTRIBUTING CO.
51691 | Currently in Use |  | 2009-12-10 |  | Petroleum | On road diesel | On road diesel | Retail | Double Wall | Double Wall |  |  | Double Wall |  | 2009-12-10 | Catchment Basin | Flow Rest 90% Full | Automatic shutoff device At 95% full | Interstitial Monitoring within Secondary Containment | SENSOR TO ATG | Other | Single walled submersible pump containment sump | Automatic shutoff device (AELLD) | Automatic shutoff device (AELLD) | Interstitial Monitoring within Secondary Containment | SENSOR TO ATG | Continuous alarm system | Continuous alarm system |  | UST Currently In Use: 3; UST Temp Close: 0; AST Currently In Use: 0; AST Temp Closed: 0 | 3 | 0 | 0 | 13284-089-019451 | H.L. MARTIN DISTRIBUTING CO.
51692 | Currently in Use |  | 2010-06-29 |  | Petroleum | Unleaded gasoline | Unleaded gasoline | Retail | Fiberglass coated steel | Double Wall |  |  | Double Wall |  | 2010-06-29 | Catchment Basin | Flow Rest 90% Full | Flow Rest 90% Full | Interstitial Monitoring within Secondary Containment | SENSOR TO ATG | Continuous Automatic Tank Gauge |  | Containment Sump | Automatic shutoff device (AELLD) | Interstitial Monitoring within Secondary Containment | SENSOR TO ATG |  |  |  | UST Currently In Use: 1; UST Temp Close: 0; AST Currently In Use: 0; AST Temp Closed: 0 | 1 | 0 | 3 | 23492-097-015299 | DURGA, LLC
51693 | Currently in Use |  | 2010-02-12 |  | Petroleum | Unleaded gasoline | Unleaded gasoline | Local government | Double Wall | Double Wall |  |  | Double Wall |  |  | Catchment Basin | Automatic shutoff device At 95% full | Automatic shutoff device At 95% full | Interstitial Monitoring within Secondary Containment |  | Automatic Tank Gauge |  | Automatic flow restrictor (MLLD) | Automatic flow restrictor (MLLD) | Interstitial Monitoring within Secondary Containment | SENSOR TO ATG | Other | Continuous alarm system |  | UST Currently In Use: 1; UST Temp Close: 0; AST Currently In Use: 0; AST Temp Closed: 0 | 1 | 0 | 3 | 12495-089-007045 | HUNTSVILLE MADISON CO PORT AUTHORITY
51694 | Currently in Use |  | 2010-06-18 |  | Petroleum | Unleaded gasoline | Unleaded gasoline | Retail | Double Wall | Double Wall |  |  | Double Wall | UPP | 2010-06-18 | Catchment Basin | Audible high level alarm At 90% full | Audible high level alarm At 90% full | Interstitial Monitoring within Secondary Containment | SENSOR TO ATG |  |  | Automatic flow restrictor (MLLD) | Automatic flow restrictor (MLLD) | Interstitial Monitoring within Secondary Containment | SENSOR TO ATG | Continuous alarm system | Continuous alarm system |  | UST Currently In Use: 2; UST Temp Close: 0; AST Currently In Use: 0; AST Temp Closed: 0 | 2 | 0 | 0 | 13579-073-019505 | MURPHY OIL USA, INC.
51695 | Currently in Use |  | 2010-06-18 |  | Petroleum | Premium gasoline | Premium gasoline | Retail | Double Wall | Double Wall |  |  | Double Wall | UPP | 2010-06-18 | Catchment Basin | Audible high level alarm At 90% full | Audible high level alarm At 90% full | Interstitial Monitoring within Secondary Containment | SENSOR TO ATG |  |  | Containment Sump | Automatic flow restrictor (MLLD) | Interstitial Monitoring within Secondary Containment | SENSOR TO ATG | Continuous alarm system | Continuous alarm system |  | UST Currently In Use: 2; UST Temp Close: 0; AST Currently In Use: 0; AST Temp Closed: 0 | 2 | 0 | 0 | 13579-073-019505 | MURPHY OIL USA, INC.
51696 | Currently in Use |  | 2010-06-30 |  | Petroleum | Unleaded gasoline | Unleaded gasoline | Retail | Double Wall | Double Wall |  |  | Double Wall | UPP | 2010-06-30 | Catchment Basin | Automatic shutoff device At 95% full | Automatic shutoff device At 95% full | Interstitial Monitoring within Secondary Containment | SENSOR TO ATG |  |  | Automatic flow restrictor (MLLD) | Automatic flow restrictor (MLLD) | Interstitial Monitoring within Secondary Containment | SENSOR TO ATG | Continuous alarm system | Continuous alarm system |  | UST Currently In Use: 2; UST Temp Close: 0; AST Currently In Use: 0; AST Temp Closed: 0 | 2 | 0 | 0 | 13579-055-019506 | MURPHY OIL USA, INC.
51697 | Currently in Use |  | 2010-06-30 |  | Petroleum | Premium gasoline | Premium gasoline | Retail | Fiberglass reinforced plastic | Double Wall |  |  | Double Wall | UPP | 2010-06-30 | Catchment Basin | Automatic shutoff device At 95% full | Automatic shutoff device At 95% full | Interstitial Monitoring within Secondary Containment | SENSOR TO ATG |  |  | Automatic flow restrictor (MLLD) | Automatic flow restrictor (MLLD) | Interstitial Monitoring within Secondary Containment | SENSOR TO ATG | Continuous alarm system | Continuous alarm system |  | UST Currently In Use: 2; UST Temp Close: 0; AST Currently In Use: 0; AST Temp Closed: 0 | 2 | 0 | 0 | 13579-055-019506 | MURPHY OIL USA, INC.
51698 | Currently in Use |  | 2010-08-27 |  | Petroleum | On road diesel | On road diesel | Retail | Fiberglass reinforced plastic | Double Wall |  |  | Fiberglass reinforced plastic |  |  | Catchment Basin | Automatic shutoff device At 95% full | Automatic shutoff device At 95% full | Interstitial Monitoring within Secondary Containment |  | Continuous Automatic Tank Gauge |  | Automatic flow restrictor (MLLD) | Automatic flow restrictor (MLLD) | Interstitial Monitoring within Secondary Containment | SENSOR TO ATG | Continuous alarm system | Continuous alarm system |  | UST Currently In Use: 3; UST Temp Close: 0; AST Currently In Use: 0; AST Temp Closed: 0 | 3 | 0 | 0 | 25265-021-017992 | LGWS/CROSS AMERICA PARTNERS
51700 | Temporary Closed | 2020-02-27 | 1998-12-01 |  | Petroleum | Unleaded gasoline | Unleaded gasoline | Retail | Single Wall | Single Wall | Coated & cathodic protection (sti-P3) |  | Fiberglass reinforced plastic |  |  | Catchment Basin | Automatic shutoff device At 95% full | Automatic shutoff device At 95% full |  |  | Statistical Inventory Reconciliation (SIR) | [8 empty] | UST Currently In Use: 0; UST Temp Close: 1; AST Currently In Use: 3; AST Temp Closed: 1 | 0 | 1 | 4 | 24717-045-014063 | KEN AND JANET PRICE
51701 | Currently in Use |  | 2010-08-09 |  | Petroleum | Unleaded gasoline | Unleaded gasoline | Retail | Double Wall | Double Wall |  |  | Double Wall |  | 2010-08-09 | Catchment Basin | Automatic shutoff device At 95% full | Automatic shutoff device At 95% full | Interstitial Monitoring within Secondary Containment | SENSOR TO ATG | Other | Single walled submersible pump containment sump | Containment Sump | Automatic flow restrictor (MLLD) | Interstitial Monitoring within Secondary Containment | SENSOR TO ATG | Continuous alarm system | Annual line testing |  | UST Currently In Use: 1; UST Temp Close: 0; AST Currently In Use: 0; AST Temp Closed: 0 | 1 | 0 | 4 | 22836-071-015633 | M & R UNITED, INC.
51703 | Currently in Use |  | 2010-10-20 |  | Petroleum | Unleaded gasoline | Unleaded gasoline | Retail | Fiberglass reinforced plastic | Double Wall |  |  | Double Wall |  |  | Catchment Basin | Automatic shutoff device At 95% full | Automatic shutoff device At 95% full | Interstitial Monitoring within Secondary Containment |  |  |  | Automatic flow restrictor (MLLD) | Automatic flow restrictor (MLLD) | Interstitial Monitoring within Secondary Containment |  | Annual line testing | Annual line testing |  | UST Currently In Use: 2; UST Temp Close: 0; AST Currently In Use: 0; AST Temp Closed: 0 | 2 | 0 | 0 | 13579-051-019509 | MURPHY OIL USA, INC.
51704 | Currently in Use |  | 2010-10-20 |  | Petroleum | Premium gasoline | Premium gasoline | Retail | Fiberglass reinforced plastic | Double Wall |  |  | Double Wall |  |  | Catchment Basin | Automatic shutoff device At 95% full | Automatic shutoff device At 95% full | Interstitial Monitoring within Secondary Containment |  |  |  | Automatic flow restrictor (MLLD) | Automatic flow restrictor (MLLD) | Interstitial Monitoring within Secondary Containment |  | Continuous alarm system | Annual line testing |  | UST Currently In Use: 2; UST Temp Close: 0; AST Currently In Use: 0; AST Temp Closed: 0 | 2 | 0 | 0 | 13579-051-019509 | MURPHY OIL USA, INC.
51705 | Currently in Use |  | 2010-10-01 |  | Petroleum | Unleaded gasoline | Unleaded gasoline | Retail | Double Wall | Double Wall |  |  | Double Wall |  |  | Catchment Basin | Automatic shutoff device At 95% full | Audible high level alarm At 90% full | Interstitial Monitoring within Secondary Containment |  |  |  | Containment Sump | Automatic flow restrictor (MLLD) | Interstitial Monitoring within Secondary Containment | SENSOR TO ATG | Annual line testing | Annual line testing |  | UST Currently In Use: 2; UST Temp Close: 0; AST Currently In Use: 0; AST Temp Closed: 0 | 2 | 0 | 0 | 13579-005-019510 | MURPHY OIL USA, INC.
51706 | Currently in Use |  | 2010-10-01 |  | Petroleum | Premium gasoline | Premium gasoline | Retail | Double Wall | Double Wall |  |  | Double Wall |  |  | Catchment Basin | Audible high level alarm At 90% full | Audible high level alarm At 90% full | Interstitial Monitoring within Secondary Containment |  |  |  | Automatic flow restrictor (MLLD) | Automatic flow restrictor (MLLD) | Interstitial Monitoring within Secondary Containment | SENSOR TO ATG | Continuous alarm system | Annual line testing |  | UST Currently In Use: 2; UST Temp Close: 0; AST Currently In Use: 0; AST Temp Closed: 0 | 2 | 0 | 0 | 13579-005-019510 | MURPHY OIL USA, INC.
51708 | Currently in Use |  | 2010-11-18 |  | Petroleum | Unleaded gasoline | Unleaded gasoline | Retail | Double Wall | Double Wall |  |  | Double Wall |  | 2010-11-18 | Catchment Basin | Automatic shutoff device At 95% full | Automatic shutoff device At 95% full | Interstitial Monitoring within Secondary Containment | SENSOR TO ATG |  |  | Containment Sump | Automatic flow restrictor (MLLD) | Interstitial Monitoring within Secondary Containment | SENSOR TO ATG | Continuous alarm system | Continuous alarm system |  | UST Currently In Use: 2; UST Temp Close: 0; AST Currently In Use: 0; AST Temp Closed: 0 | 2 | 0 | 0 | 13579-099-019511 | MURPHY OIL USA, INC.
51709 | Currently in Use |  | 2010-11-18 |  | Petroleum | Premium gasoline | Premium gasoline | Retail | Fiberglass reinforced plastic | Double Wall |  |  | Fiberglass reinforced plastic |  | 2010-11-18 | Catchment Basin | Automatic shutoff device At 95% full | Automatic shutoff device At 95% full | Interstitial Monitoring within Secondary Containment | SENSOR TO ATG |  |  | Containment Sump | Automatic flow restrictor (MLLD) | Interstitial Monitoring within Secondary Containment | SENSOR TO ATG | Continuous alarm system | Continuous alarm system |  | UST Currently In Use: 2; UST Temp Close: 0; AST Currently In Use: 0; AST Temp Closed: 0 | 2 | 0 | 0 | 13579-099-019511 | MURPHY OIL USA, INC.
51710 | Currently in Use |  | 2010-11-12 |  | Petroleum | Unleaded gasoline | Unleaded gasoline | Retail | Fiberglass coated steel | Double Wall |  |  | Double Wall |  | 2010-11-12 | Catchment Basin | Flow Rest 90% Full | Flow Rest 90% Full | Interstitial Monitoring within Secondary Containment | SENSOR TO ATG | Continuous Automatic Tank Gauge |  | Containment Sump | Automatic flow restrictor (MLLD) | Interstitial Monitoring within Secondary Containment | SENSOR TO ATG | Continuous alarm system | Continuous alarm system |  | UST Currently In Use: 1; UST Temp Close: 0; AST Currently In Use: 0; AST Temp Closed: 0 | 1 | 0 | 5 | 21810-003-013666 | HEAR C UNG (CHEAR)
51711 | Currently in Use |  | 2010-12-01 |  | Petroleum | Unleaded gasoline | Unleaded gasoline | Retail | Fiberglass coated steel | Double Wall |  |  | Double Wall |  | 2010-12-01 | Catchment Basin | Flow Rest 90% Full | Flow Rest 90% Full | Interstitial Monitoring within Secondary Containment | SENSOR TO ATG | Other |  | Automatic shutoff device (AELLD) | Automatic shutoff device (AELLD) | Interstitial Monitoring within Secondary Containment | SENSOR TO ATG | Other | Other |  | UST Currently In Use: 3; UST Temp Close: 0; AST Currently In Use: 0; AST Temp Closed: 0 | 3 | 0 | 4 | 21274-095-008506 | H OIL, INC.
51712 | Currently in Use |  | 2010-12-01 |  | Petroleum | Premium gasoline | Premium gasoline | Retail | Double Wall | Double Wall |  |  | Double Wall |  | 2010-12-01 | Catchment Basin | Flow Rest 90% Full | Flow Rest 90% Full | Interstitial Monitoring within Secondary Containment | SENSOR TO ATG | Continuous Automatic Tank Gauge |  | Containment Sump | Automatic shutoff device (AELLD) | Interstitial Monitoring within Secondary Containment | SENSOR TO ATG | INTMON REQ | Other |  | UST Currently In Use: 3; UST Temp Close: 0; AST Currently In Use: 0; AST Temp Closed: 0 | 3 | 0 | 4 | 21274-095-008506 | H OIL, INC.
51713 | Currently in Use |  | 2010-12-01 |  | Petroleum | Unleaded gasoline | Unleaded gasoline | Retail | Fiberglass coated steel | Double Wall |  |  | Double Wall |  | 2010-12-01 | Catchment Basin | Flow Rest 90% Full | Flow Rest 90% Full | Interstitial Monitoring within Secondary Containment | SENSOR TO ATG | Other |  | Automatic shutoff device (AELLD) | Automatic shutoff device (AELLD) | Interstitial Monitoring within Secondary Containment | SENSOR TO ATG | Other | Other |  | UST Currently In Use: 3; UST Temp Close: 0; AST Currently In Use: 0; AST Temp Closed: 0 | 3 | 0 | 4 | 21274-095-008506 | H OIL, INC.
51716 | Currently in Use |  | 2010-10-01 |  | Petroleum | Premium gasoline | Premium gasoline | Retail | Double Wall | Double Wall |  |  | Flexible |  | 2010-10-01 | Catchment Basin | Audible high level alarm At 90% full | Audible high level alarm At 90% full | Interstitial Monitoring within Secondary Containment | SENSOR TO ATG | Automatic Tank Gauge | Single walled submersible pump containment sump | Automatic shutoff device (AELLD) | Automatic shutoff device (AELLD) | Interstitial Monitoring within Secondary Containment | SENSOR TO ATG | Continuous alarm system | Continuous alarm system |  | UST Currently In Use: 2; UST Temp Close: 0; AST Currently In Use: 0; AST Temp Closed: 0 | 2 | 0 | 0 | 21257-089-019515 | KROGER BUSINESS LICENSES
51717 | Currently in Use |  | 2010-10-01 |  | Petroleum | Unleaded gasoline | Unleaded gasoline | Retail | Fiberglass reinforced plastic | Double Wall |  |  | Double Wall |  | 2010-10-01 | Catchment Basin | Audible high level alarm At 90% full | Audible high level alarm At 90% full | Interstitial Monitoring within Secondary Containment | SENSOR TO ATG | Automatic Tank Gauge | Single walled submersible pump containment sump | Containment Sump | Automatic shutoff device (AELLD) | Interstitial Monitoring within Secondary Containment | SENSOR TO ATG | INTMON RQ | Continuous alarm system |  | UST Currently In Use: 2; UST Temp Close: 0; AST Currently In Use: 0; AST Temp Closed: 0 | 2 | 0 | 0 | 21257-089-019515 | KROGER BUSINESS LICENSES
51718 | Currently in Use |  | 2010-10-01 |  | Petroleum | Unleaded gasoline | Unleaded gasoline | Retail | Double Wall | Double Wall |  |  | Double Wall |  |  | Catchment Basin | Automatic shutoff device At 95% full | Automatic shutoff device At 95% full | Interstitial Monitoring within Secondary Containment |  | Continuous Automatic Tank Gauge |  | Automatic flow restrictor (MLLD) | Automatic flow restrictor (MLLD) | Interstitial Monitoring within Secondary Containment |  | Continuous alarm system | Continuous alarm system |  | UST Currently In Use: 2; UST Temp Close: 0; AST Currently In Use: 0; AST Temp Closed: 0 | 2 | 0 | 5 | 24231-101-004597 | SAI AARYA INC
51719 | Permanently Closed | 2010-10-16 | 2010-10-01 | 2012-10-16 | Petroleum | Premium gasoline | Premium gasoline | Retail | Fiberglass coated steel | Double Wall |  |  | Double Wall |  |  | Catchment Basin | Automatic shutoff device At 95% full | Automatic shutoff device At 95% full | Interstitial Monitoring within Secondary Containment |  | Continuous Automatic Tank Gauge |  | Automatic shutoff device (AELLD) | Automatic shutoff device (AELLD) | Interstitial Monitoring within Secondary Containment |  |  |  |  | UST Currently In Use: 2; UST Temp Close: 0; AST Currently In Use: 0; AST Temp Closed: 0 | 2 | 0 | 5 | 24231-101-004597 | SAI AARYA INC
51723 | Currently in Use |  | 2010-12-15 |  | Petroleum | Unleaded gasoline | Unleaded gasoline | Retail | Double Wall | Double Wall |  |  | Double Wall |  |  | Catchment Basin | Flow Rest 90% Full | Flow Rest 90% Full | Interstitial Monitoring within Secondary Containment |  | Automatic Tank Gauge |  | Automatic flow restrictor (MLLD) | Automatic flow restrictor (MLLD) | Interstitial Monitoring within Secondary Containment | SENSOR TO ATG | Continuous alarm system | Continuous alarm system |  | UST Currently In Use: 2; UST Temp Close: 0; AST Currently In Use: 0; AST Temp Closed: 0 | 2 | 0 | 4 | 22888-005-011429 | PREM PROPERTIES LLC
51724 | Currently in Use |  | 2010-12-15 |  | Petroleum | Premium gasoline | Premium gasoline | Retail | Double Wall | Double Wall |  |  | Double Wall |  |  | Catchment Basin | Flow Rest 90% Full | Flow Rest 90% Full | Interstitial Monitoring within Secondary Containment |  | Automatic Tank Gauge |  | Automatic flow restrictor (MLLD) | Automatic flow restrictor (MLLD) | Interstitial Monitoring within Secondary Containment | SENSOR TO ATG | Continuous alarm system | Annual line testing |  | UST Currently In Use: 2; UST Temp Close: 0; AST Currently In Use: 0; AST Temp Closed: 0 | 2 | 0 | 4 | 22888-005-011429 | PREM PROPERTIES LLC
51725 | Currently in Use |  | 1998-06-01 |  | Petroleum | On road diesel | On road diesel | Industrial | Fiberglass reinforced plastic | Fiberglass reinforced plastic |  |  | Fiberglass reinforced plastic |  |  | Catchment Basin | Flow Rest 90% Full | Flow Rest 90% Full |  |  | Continuous Automatic Tank Gauge |  | Automatic shutoff device (AELLD) | Automatic shutoff device (AELLD) |  | SENSOR TO ATG | Continuous alarm system | Continuous alarm system |  | UST Currently In Use: 3; UST Temp Close: 0; AST Currently In Use: 0; AST Temp Closed: 0 | 3 | 0 | 0 | 19572-081-017173 | ROB YOUNG
51726 | Currently in Use |  | 1998-06-01 |  | Petroleum | Mid-grade gasoline | Mid-grade gasoline | Industrial | Fiberglass reinforced plastic | Fiberglass reinforced plastic |  |  | Single Wall |  |  | Catchment Basin | Flow Rest 90% Full | Flow Rest 90% Full |  |  | Continuous Automatic Tank Gauge |  | Automatic shutoff device (AELLD) | Automatic shutoff device (AELLD) | [5 empty] | UST Currently In Use: 3; UST Temp Close: 0; AST Currently In Use: 0; AST Temp Closed: 0 | 3 | 0 | 0 | 19572-081-017173 | ROB YOUNG
51727 | Currently in Use |  | 2009-01-30 |  | Petroleum | On road diesel | On road diesel | Industrial | Double Wall | Double Wall |  |  | Fiberglass reinforced plastic |  |  | Catchment Basin | Flow Rest 90% Full | Flow Rest 90% Full | Interstitial Monitoring within Secondary Containment |  | Continuous Automatic Tank Gauge |  | Automatic shutoff device (AELLD) | Automatic shutoff device (AELLD) | Interstitial Monitoring within Secondary Containment | SENSOR TO ATG | Continuous alarm system | Continuous alarm system |  | UST Currently In Use: 3; UST Temp Close: 0; AST Currently In Use: 0; AST Temp Closed: 0 | 3 | 0 | 0 | 19572-081-017173 | ROB YOUNG
51728 | Currently in Use |  | 2010-12-23 |  | Petroleum | On road diesel | On road diesel | Retail | Fiberglass reinforced plastic | Double Wall |  |  | Flexible | APT | 2010-12-23 | Catchment Basin | Flow Rest 90% Full | Flow Rest 90% Full | Interstitial Monitoring within Secondary Containment | SENSOR TO ATG | Continuous Automatic Tank Gauge |  | Containment Sump | Automatic shutoff device (AELLD) | Interstitial Monitoring within Secondary Containment | SENSOR TO ATG | Continuous alarm system | Continuous alarm system |  | UST Currently In Use: 3; UST Temp Close: 0; AST Currently In Use: 0; AST Temp Closed: 0 | 3 | 0 | 0 | 15420-121-018483 | MAPCO EXPRESS, INC.
51729 | Currently in Use |  | 2011-01-01 |  | Petroleum | Unleaded gasoline | Unleaded gasoline | Retail | Double Wall | Double Wall |  |  | Double Wall |  |  | Catchment Basin | Automatic shutoff device At 95% full | Automatic shutoff device At 95% full | Interstitial Monitoring within Secondary Containment |  |  |  | Containment Sump | Automatic flow restrictor (MLLD) | Interstitial Monitoring within Secondary Containment |  | Annual line testing | Annual line testing |  | UST Currently In Use: 1; UST Temp Close: 0; AST Currently In Use: 0; AST Temp Closed: 0 | 1 | 0 | 4 | 23413-081-011783 | CIRCLE K STORES, INC.
51730 | Currently in Use |  | 1977-01-01 |  | Petroleum | On road diesel | On road diesel | Retail | Steel | Single Wall | Field installed cathodic protection |  | Steel |  |  | Catchment Basin | Automatic shutoff device At 95% full | Automatic shutoff device At 95% full |  |  | Continuous Automatic Tank Gauge |  | Automatic flow restrictor (MLLD) | Automatic flow restrictor (MLLD) |  |  | Annual line testing | Annual line testing |  | UST Currently In Use: 4; UST Temp Close: 0; AST Currently In Use: 0; AST Temp Closed: 0 | 4 | 0 | 1 | 22176-035-006428 | CIRCLE K
51732 | Temporary Closed | 2012-10-01 | 2003-05-19 |  | Petroleum | Unleaded gasoline | Unleaded gasoline | Retail | Double Wall | Double Wall |  |  | Flexible |  |  | Catchment Basin | Flow Rest 90% Full | Flow Rest 90% Full |  |  | Automatic Tank Gauge |  | Containment Sump | Automatic flow restrictor (MLLD) | Interstitial Monitoring within Secondary Containment |  | Annual line testing | Annual line testing |  | UST Currently In Use: 0; UST Temp Close: 2; AST Currently In Use: 0; AST Temp Closed: 0 | 0 | 2 | 0 | 11295-069-019521 | CREW DISTRIBUTING COMPANY, INC.
51733 | Temporary Closed | 2012-10-01 | 2003-05-19 |  | Petroleum | Mid-grade gasoline | Mid-grade gasoline | Retail | Double Wall | Double Wall |  |  | Double Wall |  |  | Catchment Basin | Flow Rest 90% Full | Flow Rest 90% Full |  |  | Automatic Tank Gauge |  | Automatic flow restrictor (MLLD) | Automatic flow restrictor (MLLD) | Interstitial Monitoring within Secondary Containment |  | Annual line testing | Annual line testing |  | UST Currently In Use: 0; UST Temp Close: 2; AST Currently In Use: 0; AST Temp Closed: 0 | 0 | 2 | 0 | 11295-069-019521 | CREW DISTRIBUTING COMPANY, INC.
51734 | Temporary Closed | 2019-06-10 | 1989-01-01 |  | Petroleum | Unleaded gasoline | Unleaded gasoline | Local government | Fiberglass reinforced plastic | Fiberglass reinforced plastic |  |  | Single Wall |  |  | Catchment Basin | Automatic shutoff device At 95% full | Automatic shutoff device At 95% full |  |  | Automatic Tank Gauge | [8 empty] | UST Currently In Use: 1; UST Temp Close: 1; AST Currently In Use: 0; AST Temp Closed: 0 | 1 | 1 | 0 | 23674-097-019524 | MOBILE HOUSING BOARD - PUBLIC AGENCY
51735 | Currently in Use |  | 1989-01-01 |  | Petroleum | On road diesel | On road diesel | Local government | Fiberglass reinforced plastic | Fiberglass reinforced plastic |  |  | Single Wall |  |  | Catchment Basin | Automatic shutoff device At 95% full | Automatic shutoff device At 95% full |  |  | Automatic Tank Gauge | [8 empty] | UST Currently In Use: 1; UST Temp Close: 1; AST Currently In Use: 0; AST Temp Closed: 0 | 1 | 1 | 0 | 23674-097-019524 | MOBILE HOUSING BOARD - PUBLIC AGENCY
51736 | Currently in Use |  | 2010-12-15 |  | Petroleum | Unleaded gasoline | Unleaded gasoline | Retail | Double Wall | Double Wall |  |  | Double Wall |  |  | Catchment Basin | Flow Rest 90% Full | Flow Rest 90% Full | Interstitial Monitoring within Secondary Containment | SENSOR TO ATG | Continuous Automatic Tank Gauge |  | Automatic flow restrictor (MLLD) | Automatic flow restrictor (MLLD) | Interstitial Monitoring within Secondary Containment | SENSOR TO ATG | Other | Continuous alarm system |  | UST Currently In Use: 2; UST Temp Close: 0; AST Currently In Use: 0; AST Temp Closed: 0 | 2 | 0 | 3 | 25667-101-005197 | NIRAV 19, LLC
51737 | Currently in Use |  | 2010-12-15 |  | Petroleum | Unleaded gasoline | Unleaded gasoline | Retail | Double Wall | Double Wall |  |  | Double Wall |  |  | Catchment Basin | Flow Rest 90% Full | Flow Rest 90% Full | Interstitial Monitoring within Secondary Containment | SENSOR TO ATG |  |  | Containment Sump | Automatic flow restrictor (MLLD) | Interstitial Monitoring within Secondary Containment |  | Continuous alarm system | Continuous alarm system |  | UST Currently In Use: 2; UST Temp Close: 0; AST Currently In Use: 0; AST Temp Closed: 0 | 2 | 0 | 3 | 25667-101-005197 | NIRAV 19, LLC
51738 | Currently in Use |  | 2010-06-18 |  | Petroleum | On road diesel | On road diesel | Emergency power generator | Double Wall | Double Wall |  |  | Fiberglass reinforced plastic |  | 2010-06-18 | Catchment Basin | Audible high level alarm At 90% full | Audible high level alarm At 90% full | Interstitial Monitoring within Secondary Containment | SENSOR TO ATG |  |  | EXEMPT | Containment Sump | Interstitial Monitoring within Secondary Containment | SENSOR TO ATG | Continuous alarm system | Continuous alarm system |  | UST Currently In Use: 2; UST Temp Close: 0; AST Currently In Use: 0; AST Temp Closed: 0 | 2 | 0 | 0 | 17561-073-019525 | CHILDRENS HOSPITAL -ATT BOB CRUMPTON
51739 | Currently in Use |  | 2010-06-18 |  | Petroleum | On road diesel | On road diesel | Emergency power generator | Fiberglass reinforced plastic | Double Wall |  |  | Fiberglass reinforced plastic |  | 2010-06-18 | Catchment Basin | Audible high level alarm At 90% full | Audible high level alarm At 90% full | Interstitial Monitoring within Secondary Containment | SENSOR TO ATG |  |  | Containment Sump | Containment Sump | Interstitial Monitoring within Secondary Containment | SENSOR TO ATG | Continuous alarm system | Continuous alarm system |  | UST Currently In Use: 2; UST Temp Close: 0; AST Currently In Use: 0; AST Temp Closed: 0 | 2 | 0 | 0 | 17561-073-019525 | CHILDRENS HOSPITAL -ATT BOB CRUMPTON
51740 | Currently in Use |  | 2010-10-25 |  | Petroleum | Unleaded gasoline | Unleaded gasoline | Retail | Double Wall | Double Wall |  |  | Fiberglass reinforced plastic |  | 2010-10-25 | Catchment Basin | Flow Rest 90% Full | Flow Rest 90% Full | Interstitial Monitoring within Secondary Containment | SENSOR TO ATG | Continuous Automatic Tank Gauge |  | Containment Sump | Automatic shutoff device (AELLD) | Interstitial Monitoring within Secondary Containment | SENSOR TO ATG | Continuous alarm system | Continuous alarm system |  | UST Currently In Use: 2; UST Temp Close: 0; AST Currently In Use: 0; AST Temp Closed: 0 | 2 | 0 | 7 | 21572-073-003398 | M&M PARTNERSHIP
51741 | Currently in Use |  | 2010-10-25 |  | Petroleum | Premium gasoline | Premium gasoline | Retail | 7P/8D | Double Wall |  |  | Fiberglass reinforced plastic |  | 2010-10-25 | Catchment Basin | Flow Rest 90% Full | Flow Rest 90% Full | Interstitial Monitoring within Secondary Containment | SENSOR TO ATG | Continuous Automatic Tank Gauge |  | Automatic shutoff device (AELLD) | Automatic shutoff device (AELLD) | Interstitial Monitoring within Secondary Containment | SENSOR TO ATG | Continuous alarm system | Continuous alarm system |  | UST Currently In Use: 2; UST Temp Close: 0; AST Currently In Use: 0; AST Temp Closed: 0 | 2 | 0 | 7 | 21572-073-003398 | M&M PARTNERSHIP
51742 | Currently in Use |  | 2009-03-01 |  | Petroleum | Unleaded gasoline | Unleaded gasoline | Retail | Double Wall | Double Wall |  |  | Double Wall |  |  | Catchment Basin | Flow Rest 90% Full | Flow Rest 90% Full | Interstitial Monitoring within Secondary Containment |  | Continuous Automatic Tank Gauge |  | Automatic flow restrictor (MLLD) | Automatic flow restrictor (MLLD) | Interstitial Monitoring within Secondary Containment | SENSOR TO ATG |  |  |  | UST Currently In Use: 2; UST Temp Close: 0; AST Currently In Use: 0; AST Temp Closed: 0 | 2 | 0 | 4 | 21106-113-001234 | GRIGGS INC.
51743 | Currently in Use |  | 2009-03-20 |  | Petroleum | Premium gasoline | Premium gasoline | Retail | Fiberglass coated steel | Double Wall |  |  | Double Wall |  |  | Catchment Basin | Flow Rest 90% Full | Flow Rest 90% Full | Interstitial Monitoring within Secondary Containment |  | Automatic Tank Gauge |  | Automatic flow restrictor (MLLD) | Automatic flow restrictor (MLLD) | Interstitial Monitoring within Secondary Containment | SENSOR TO ATG |  |  |  | UST Currently In Use: 2; UST Temp Close: 0; AST Currently In Use: 0; AST Temp Closed: 0 | 2 | 0 | 4 | 21106-113-001234 | GRIGGS INC.
51744 | Currently in Use |  | 2011-02-01 |  | Petroleum | On road diesel | On road diesel | Emergency Power Generator | Double Wall | Double Wall |  |  | Fiberglass reinforced plastic |  | 2011-02-01 | Catchment Basin | Audible high level alarm At 90% full | Audible high level alarm At 90% full | Interstitial Monitoring within Secondary Containment | SENSOR TO ATG |  | Single walled submersible pump containment sump | Containment Sump | Containment Sump | Interstitial Monitoring within Secondary Containment | SENSOR TO ATG | Continuous alarm system | Continuous alarm system |  | UST Currently In Use: 1; UST Temp Close: 0; AST Currently In Use: 0; AST Temp Closed: 0 | 1 | 0 | 1 | 14462-103-012109 | BELLSOUTH TELECOMM. DBA AT&T ALA.
51745 | Temporary Closed | 2015-05-20 | 2000-01-01 |  | Petroleum | On road diesel | On road diesel | Bulk facility | Single Wall | Single Wall | Coated & cathodic protection (sti-P3) |  | Single Wall |  |  | Catchment Basin | Flow Rest 90% Full | Flow Rest 90% Full | [11 empty] | UST Currently In Use: 0; UST Temp Close: 5; AST Currently In Use: 2; AST Temp Closed: 1 | 0 | 5 | 0 | 17612-009-017312 | ROBERTSON ENTERPRISES, INC.
51746 | Temporary Closed | 2015-05-20 | 2000-01-01 |  | Petroleum | Other, METHANOL | Other | Bulk facility | Steel | Single Wall | Coated & cathodic protection (sti-P3) |  |  |  |  | Catchment Basin | [13 empty] | UST Currently In Use: 0; UST Temp Close: 5; AST Currently In Use: 2; AST Temp Closed: 1 | 0 | 5 | 0 | 17612-009-017312 | ROBERTSON ENTERPRISES, INC.
51747 | Temporary Closed | 2015-05-20 | 2000-01-01 |  | Petroleum | On road diesel | On road diesel | Bulk facility | Single Wall | Single Wall | Coated & cathodic protection (sti-P3) |  | Single Wall |  |  | Catchment Basin | Flow Rest 90% Full | Flow Rest 90% Full | [11 empty] | UST Currently In Use: 0; UST Temp Close: 5; AST Currently In Use: 2; AST Temp Closed: 1 | 0 | 5 | 0 | 17612-009-017312 | ROBERTSON ENTERPRISES, INC.
51748 | Temporary Closed | 2015-05-20 | 2000-01-01 |  | Petroleum | Other, WATER/SLOP | Other | Bulk facility | Steel | Single Wall | Coated & cathodic protection (sti-P3) |  |  |  |  | Catchment Basin | [13 empty] | UST Currently In Use: 0; UST Temp Close: 5; AST Currently In Use: 2; AST Temp Closed: 1 | 0 | 5 | 0 | 17612-009-017312 | ROBERTSON ENTERPRISES, INC.
51749 | Currently in Use |  | 2010-12-20 |  | Petroleum | Unleaded gasoline | Unleaded gasoline | Retail | 1-PIECE | Double Wall |  |  | Fiberglass reinforced plastic |  | 2010-10-20 | Catchment Basin | Flow Rest 90% Full | Audible high level alarm At 90% full | Interstitial Monitoring within Secondary Containment | SENSOR TO ATG |  | Single walled submersible pump containment sump | Containment Sump | Automatic shutoff device (AELLD) | Interstitial Monitoring within Secondary Containment | SENSOR TO ATG | Continuous alarm system | Continuous alarm system |  | UST Currently In Use: 3; UST Temp Close: 0; AST Currently In Use: 0; AST Temp Closed: 0 | 3 | 0 | 0 | 14001-073-019526 | RACETRAC PETROLEUM, INC.
51750 | Currently in Use |  | 2010-12-20 |  | Petroleum | Premium gasoline | Premium gasoline | Retail | 1-PIECE | Double Wall |  |  | Double Wall |  | 2010-10-20 | Catchment Basin | Audible high level alarm At 90% full | Audible high level alarm At 90% full | Interstitial Monitoring within Secondary Containment | SENSOR TO ATG |  | Single walled submersible pump containment sump | Containment Sump | Automatic shutoff device (AELLD) | Interstitial Monitoring within Secondary Containment | SENSOR TO ATG | Continuous alarm system | Continuous alarm system |  | UST Currently In Use: 3; UST Temp Close: 0; AST Currently In Use: 0; AST Temp Closed: 0 | 3 | 0 | 0 | 14001-073-019526 | RACETRAC PETROLEUM, INC.
51751 | Currently in Use |  | 2010-12-20 |  | Petroleum | On road diesel | On road diesel | Retail | Double Wall | Double Wall |  |  | Fiberglass reinforced plastic |  | 2010-10-20 | Catchment Basin | Audible high level alarm At 90% full | Audible high level alarm At 90% full | Interstitial Monitoring within Secondary Containment | SENSOR TO ATG |  | Single walled submersible pump containment sump | Containment Sump | Automatic shutoff device (AELLD) | Interstitial Monitoring within Secondary Containment | SENSOR TO ATG | Continuous alarm system | Continuous alarm system |  | UST Currently In Use: 3; UST Temp Close: 0; AST Currently In Use: 0; AST Temp Closed: 0 | 3 | 0 | 0 | 14001-073-019526 | RACETRAC PETROLEUM, INC.
51752 | Currently in Use |  | 2011-01-02 |  | Petroleum | Unleaded gasoline | Unleaded gasoline | Retail | Fiberglass reinforced plastic | Double Wall |  |  | Flexible |  | 2011-01-02 | Catchment Basin | Flow Rest 90% Full | Flow Rest 90% Full | Interstitial Monitoring within Secondary Containment | SENSOR TO ATG | Continuous Automatic Tank Gauge |  | Containment Sump | Automatic shutoff device (AELLD) | Interstitial Monitoring within Secondary Containment | SENSOR TO ATG | INTMON REQ | Annual line testing |  | UST Currently In Use: 2; UST Temp Close: 0; AST Currently In Use: 0; AST Temp Closed: 0 | 2 | 0 | 4 | 15420-089-005587 | MAPCO EXPRESS, INC.
51753 | Currently in Use |  | 2011-01-02 |  | Petroleum | Premium gasoline | Premium gasoline | Retail | Double Wall | Double Wall |  |  | Double Wall |  | 2011-01-02 | Catchment Basin | Flow Rest 90% Full | Flow Rest 90% Full | Interstitial Monitoring within Secondary Containment | SENSOR TO ATG | Continuous Automatic Tank Gauge | Single walled submersible pump containment sump | Automatic shutoff device (AELLD) | Automatic shutoff device (AELLD) | Interstitial Monitoring within Secondary Containment | SENSOR TO ATG | Annual line testing | Annual line testing |  | UST Currently In Use: 2; UST Temp Close: 0; AST Currently In Use: 0; AST Temp Closed: 0 | 2 | 0 | 4 | 15420-089-005587 | MAPCO EXPRESS, INC.
51755 | Currently in Use |  | 2010-06-24 |  | Petroleum | Unleaded gasoline | Unleaded gasoline | Retail | Double Wall | Double Wall |  |  | Double Wall |  |  | Catchment Basin | Flow Rest 90% Full | Flow Rest 90% Full | Interstitial Monitoring within Secondary Containment | MANUAL/VISUAL CHECK | Automatic Tank Gauge |  | Containment Sump | Automatic flow restrictor (MLLD) | Interstitial Monitoring within Secondary Containment | SENSOR TO ATG |  |  |  | UST Currently In Use: 1; UST Temp Close: 1; AST Currently In Use: 1; AST Temp Closed: 0 | 1 | 1 | 2 | 25262-081-003767 | HMBC LLC
51756 | Currently in Use |  | 2011-03-07 |  | Petroleum | Other, OFFROAD | Other | Retail | Double Wall | Double Wall |  |  | Fiberglass reinforced plastic |  |  | Catchment Basin | Automatic shutoff device At 95% full | Automatic shutoff device At 95% full | Interstitial Monitoring within Secondary Containment | SENSOR TO ATG | [9 empty] | UST Currently In Use: 3; UST Temp Close: 0; AST Currently In Use: 0; AST Temp Closed: 0 | 3 | 0 | 3 | 24805-073-013424 | KHAILINH, LLC
51757 | Currently in Use |  | 1999-01-01 |  | Petroleum | Unleaded gasoline | Unleaded gasoline | Retail | Fiberglass coated steel | Fiberglass coated steel |  |  | Fiberglass reinforced plastic |  |  | Catchment Basin | Automatic shutoff device At 95% full | Automatic shutoff device At 95% full |  |  | Automatic Tank Gauge | [8 empty] | UST Currently In Use: 1; UST Temp Close: 0; AST Currently In Use: 0; AST Temp Closed: 0 | 1 | 0 | 0 | 23728-121-019964 | DAPHNE BULLARD
51758 | Currently in Use |  | 2000-05-20 |  | Petroleum | Unleaded gasoline | Unleaded gasoline | Retail | Steel | Double Wall |  |  | Fiberglass reinforced plastic |  |  | Catchment Basin | Flow Rest 90% Full | Flow Rest 90% Full |  |  | Automatic Tank Gauge |  | Automatic flow restrictor (MLLD) | Automatic flow restrictor (MLLD) |  |  | Annual line testing | Annual line testing |  | UST Currently In Use: 1; UST Temp Close: 0; AST Currently In Use: 0; AST Temp Closed: 0 | 1 | 0 | 3 | 25261-061-008225 | AKASH PATEL
51759 | Currently in Use |  | 2011-05-02 |  | Petroleum | Unleaded gasoline | Unleaded gasoline | Retail | Double Wall | Double Wall |  |  | Fiberglass reinforced plastic |  | 2011-05-02 | Catchment Basin | Flow Rest 90% Full | Flow Rest 90% Full | Interstitial Monitoring within Secondary Containment | SENSOR TO ATG | Continuous Automatic Tank Gauge |  | Containment Sump | Automatic shutoff device (AELLD) | Interstitial Monitoring within Secondary Containment | SENSOR TO ATG | Continuous alarm system | Continuous alarm system |  | UST Currently In Use: 2; UST Temp Close: 0; AST Currently In Use: 0; AST Temp Closed: 0 | 2 | 0 | 0 | 24108-121-019965 | RAMCHANDRA K. PATEL
51760 | Currently in Use |  | 2011-05-02 |  | Petroleum | On road diesel | On road diesel | Retail | Double Wall | Double Wall |  |  | Fiberglass reinforced plastic |  | 2011-05-02 | Catchment Basin | Automatic shutoff device At 95% full | Automatic shutoff device At 95% full | Interstitial Monitoring within Secondary Containment | SENSOR TO ATG | Continuous Automatic Tank Gauge |  | Containment Sump | Automatic shutoff device (AELLD) | Interstitial Monitoring within Secondary Containment | SENSOR TO ATG | Continuous alarm system | Continuous alarm system |  | UST Currently In Use: 2; UST Temp Close: 0; AST Currently In Use: 0; AST Temp Closed: 0 | 2 | 0 | 0 | 24108-121-019965 | RAMCHANDRA K. PATEL
51762 | Currently in Use |  | 1998-06-01 |  | Petroleum | On road diesel | On road diesel | Retail | Steel | Single Wall | Coated & cathodic protection (sti-P3) |  | Flexible |  |  | Catchment Basin | Flow Rest 90% Full | Flow Rest 90% Full |  |  | Continuous Automatic Tank Gauge |  | Automatic flow restrictor (MLLD) | Automatic flow restrictor (MLLD) |  |  | Annual line testing | Annual line testing |  | UST Currently In Use: 4; UST Temp Close: 0; AST Currently In Use: 0; AST Temp Closed: 0 | 4 | 0 | 2 | 23740-069-015214 | ROBERTS GROCERY INC
51763 | Currently in Use |  | 1998-06-01 |  | Petroleum | Premium gasoline | Premium gasoline | Retail | Steel | Single Wall | Coated & cathodic protection (sti-P3) |  | Flexible |  |  | Catchment Basin | Flow Rest 90% Full | Flow Rest 90% Full |  |  | Automatic Tank Gauge |  | Automatic flow restrictor (MLLD) | Automatic flow restrictor (MLLD) |  |  | Annual line testing | Annual line testing |  | UST Currently In Use: 4; UST Temp Close: 0; AST Currently In Use: 0; AST Temp Closed: 0 | 4 | 0 | 2 | 23740-069-015214 | ROBERTS GROCERY INC
51764 | Currently in Use |  | 1998-06-01 |  | Petroleum | Unleaded gasoline | Unleaded gasoline | Retail | Single Wall | Single Wall | Coated & cathodic protection (sti-P3) |  | Flexible |  |  | Catchment Basin | Flow Rest 90% Full | Flow Rest 90% Full |  |  | Automatic Tank Gauge |  | Containment Sump | Automatic flow restrictor (MLLD) |  |  | Annual line testing | Annual line testing |  | UST Currently In Use: 4; UST Temp Close: 0; AST Currently In Use: 0; AST Temp Closed: 0 | 4 | 0 | 2 | 23740-069-015214 | ROBERTS GROCERY INC
51765 | Currently in Use |  | 2011-04-04 |  | Petroleum | On road diesel | On road diesel | Retail | Double Wall | Double Wall |  |  | Double Wall |  | 2011-04-04 | Catchment Basin | Flow Rest 90% Full | Flow Rest 90% Full | Interstitial Monitoring within Secondary Containment | SENSOR TO ATG |  |  | Automatic flow restrictor (MLLD) | Automatic flow restrictor (MLLD) | Interstitial Monitoring within Secondary Containment | SENSOR TO ATG | Continuous alarm system | Continuous alarm system |  | UST Currently In Use: 4; UST Temp Close: 0; AST Currently In Use: 0; AST Temp Closed: 0 | 4 | 0 | 0 | 25566-053-018824 | MOUNTAIN EXPRESS OIL CO
51766 | Currently in Use |  | 2011-01-26 |  | Petroleum | Unleaded gasoline | Unleaded gasoline | Retail | Double Wall | Double Wall |  |  | Fiberglass reinforced plastic |  | 2011-01-26 | Catchment Basin | Automatic shutoff device At 95% full | Automatic shutoff device At 95% full | Interstitial Monitoring within Secondary Containment | SENSOR TO ATG | Other | [8 empty] | UST Currently In Use: 2; UST Temp Close: 0; AST Currently In Use: 0; AST Temp Closed: 0 | 2 | 0 | 0 | 25613-095-019971 | BINDAYA PATEL
51767 | Currently in Use |  | 2011-01-26 |  | Petroleum | On road diesel | On road diesel | Retail | 2 ON,2 OFF | Double Wall |  |  | Fiberglass reinforced plastic |  | 2011-01-26 | Catchment Basin | Automatic shutoff device At 95% full | Automatic shutoff device At 95% full | Interstitial Monitoring within Secondary Containment | SENSOR TO ATG | Other | [8 empty] | UST Currently In Use: 2; UST Temp Close: 0; AST Currently In Use: 0; AST Temp Closed: 0 | 2 | 0 | 0 | 25613-095-019971 | BINDAYA PATEL
51768 | Currently in Use |  | 2011-05-01 |  | Petroleum | Unleaded gasoline | Unleaded gasoline | Retail | Double Wall | Double Wall |  |  | Double Wall |  | 2011-05-01 | Catchment Basin | Flow Rest 90% Full | Flow Rest 90% Full | Interstitial Monitoring within Secondary Containment |  | Other |  | Containment Sump | Automatic shutoff device (AELLD) | Interstitial Monitoring within Secondary Containment |  | Continuous alarm system | Continuous alarm system |  | UST Currently In Use: 2; UST Temp Close: 0; AST Currently In Use: 0; AST Temp Closed: 0 | 2 | 0 | 0 | 24177-021-019974 | AKSH LLC
51769 | Currently in Use |  | 2011-05-01 |  | Petroleum | Premium gasoline | Premium gasoline | Retail | Double Wall | Double Wall |  |  | Fiberglass reinforced plastic |  | 2011-05-01 | Catchment Basin | Flow Rest 90% Full | Flow Rest 90% Full | Interstitial Monitoring within Secondary Containment |  | Other |  | Automatic shutoff device (AELLD) | Automatic shutoff device (AELLD) | Interstitial Monitoring within Secondary Containment |  | Continuous alarm system | Continuous alarm system |  | UST Currently In Use: 2; UST Temp Close: 0; AST Currently In Use: 0; AST Temp Closed: 0 | 2 | 0 | 0 | 24177-021-019974 | AKSH LLC
51770 | Currently in Use |  | 2011-06-01 |  | Petroleum | Unleaded gasoline | Unleaded gasoline | Retail | Double Wall | Double Wall |  |  | Double Wall |  | 2011-06-01 | Catchment Basin | Automatic shutoff device At 95% full | Automatic shutoff device At 95% full | Interstitial Monitoring within Secondary Containment | SENSOR TO ATG |  |  | Automatic flow restrictor (MLLD) | Automatic flow restrictor (MLLD) | Interstitial Monitoring within Secondary Containment |  | Annual line testing | Annual line testing |  | UST Currently In Use: 2; UST Temp Close: 0; AST Currently In Use: 0; AST Temp Closed: 0 | 2 | 0 | 0 | 23754-097-019978 | D.I.P. CENTER, LLC
51771 | Currently in Use |  | 2011-06-01 |  | Petroleum | Premium gasoline | Premium gasoline | Retail | Double Wall | Double Wall |  |  | Double Wall |  | 2011-06-01 | Catchment Basin | Automatic shutoff device At 95% full | Automatic shutoff device At 95% full | Interstitial Monitoring within Secondary Containment | SENSOR TO ATG |  |  | Automatic flow restrictor (MLLD) | Automatic flow restrictor (MLLD) | Interstitial Monitoring within Secondary Containment |  | Continuous alarm system | Annual line testing |  | UST Currently In Use: 2; UST Temp Close: 0; AST Currently In Use: 0; AST Temp Closed: 0 | 2 | 0 | 0 | 23754-097-019978 | D.I.P. CENTER, LLC
51774 | Currently in Use |  | 2011-01-06 |  | Petroleum | Unleaded gasoline | Unleaded gasoline | Retail | Double Wall | Double Wall |  |  | Double Wall |  |  | Catchment Basin | Flow Rest 90% Full | Flow Rest 90% Full | Interstitial Monitoring within Secondary Containment | SENSOR TO ATG | Other | Single walled submersible pump containment sump | Containment Sump | Automatic flow restrictor (MLLD) | Interstitial Monitoring within Secondary Containment | SENSOR TO ATG | Continuous alarm system | Continuous alarm system |  | UST Currently In Use: 3; UST Temp Close: 0; AST Currently In Use: 0; AST Temp Closed: 0 | 3 | 0 | 6 | 25265-043-008993 | LGWS/CROSS AMERICA PARTNERS
51775 | Currently in Use |  | 2011-01-06 |  | Petroleum | Premium gasoline | Premium gasoline | Retail | Double Wall | Double Wall |  |  | Fiberglass reinforced plastic |  |  | Catchment Basin | Flow Rest 90% Full | Flow Rest 90% Full | Interstitial Monitoring within Secondary Containment | SENSOR TO ATG | Other | Single walled submersible pump containment sump | Automatic flow restrictor (MLLD) | Automatic flow restrictor (MLLD) | Interstitial Monitoring within Secondary Containment | SENSOR TO ATG | INT REQ | Continuous alarm system |  | UST Currently In Use: 3; UST Temp Close: 0; AST Currently In Use: 0; AST Temp Closed: 0 | 3 | 0 | 6 | 25265-043-008993 | LGWS/CROSS AMERICA PARTNERS
51776 | Currently in Use |  | 2011-01-06 |  | Petroleum | On road diesel | On road diesel | Retail | Double Wall | Double Wall |  |  | Double Wall |  |  | Catchment Basin | Flow Rest 90% Full | Flow Rest 90% Full | Interstitial Monitoring within Secondary Containment | SENSOR TO ATG | Other | Single walled submersible pump containment sump | Automatic flow restrictor (MLLD) | Automatic flow restrictor (MLLD) | Interstitial Monitoring within Secondary Containment | SENSOR TO ATG | INT REQ | Continuous alarm system |  | UST Currently In Use: 3; UST Temp Close: 0; AST Currently In Use: 0; AST Temp Closed: 0 | 3 | 0 | 6 | 25265-043-008993 | LGWS/CROSS AMERICA PARTNERS
51777 | Currently in Use |  | 2011-07-08 |  | Petroleum | Unleaded gasoline | Unleaded gasoline | Retail | Fiberglass coated steel | Double Wall |  |  | Double Wall |  |  | Catchment Basin | Automatic shutoff device At 95% full | Automatic shutoff device At 95% full | Interstitial Monitoring within Secondary Containment | SENSOR TO ATG |  |  | Automatic flow restrictor (MLLD) | Automatic flow restrictor (MLLD) | Interstitial Monitoring within Secondary Containment | SENSOR TO ATG | Continuous alarm system | Continuous alarm system |  | UST Currently In Use: 2; UST Temp Close: 0; AST Currently In Use: 0; AST Temp Closed: 0 | 2 | 0 | 5 | 25265-111-011787 | LGWS/CROSS AMERICA PARTNERS
51778 | Currently in Use |  | 2011-07-08 |  | Petroleum | Premium gasoline | Premium gasoline | Retail | 6P/6R | Double Wall |  |  | Fiberglass reinforced plastic |  |  | Catchment Basin | Automatic shutoff device At 95% full | Automatic shutoff device At 95% full | Interstitial Monitoring within Secondary Containment | SENSOR TO ATG |  |  | Automatic flow restrictor (MLLD) | Automatic flow restrictor (MLLD) | Interstitial Monitoring within Secondary Containment | SENSOR TO ATG | Continuous alarm system | Continuous alarm system |  | UST Currently In Use: 2; UST Temp Close: 0; AST Currently In Use: 0; AST Temp Closed: 0 | 2 | 0 | 5 | 25265-111-011787 | LGWS/CROSS AMERICA PARTNERS
51779 | Currently in Use |  | 2011-06-15 |  | Petroleum | Unleaded gasoline | Unleaded gasoline | Retail | Double Wall | Double Wall |  |  | Double Wall |  | 2011-06-15 | Catchment Basin | Automatic shutoff device At 95% full | Automatic shutoff device At 95% full | Interstitial Monitoring within Secondary Containment | SENSOR TO ATG |  |  | Automatic shutoff device (AELLD) | Automatic shutoff device (AELLD) | Interstitial Monitoring within Secondary Containment | MANUAL/VISUAL CHECK |  |  |  | UST Currently In Use: 2; UST Temp Close: 0; AST Currently In Use: 0; AST Temp Closed: 0 | 2 | 0 | 3 | 13343-073-015406 | MCCULLOUGH OIL COMPANY, INC.
51780 | Currently in Use |  | 2011-06-15 |  | Petroleum | Premium gasoline | Premium gasoline | Retail | Fiberglass coated steel | Double Wall |  |  | Double Wall |  | 2011-06-15 | Catchment Basin | Automatic shutoff device At 95% full | Automatic shutoff device At 95% full | Interstitial Monitoring within Secondary Containment | SENSOR TO ATG |  |  | Automatic shutoff device (AELLD) | Automatic shutoff device (AELLD) | Interstitial Monitoring within Secondary Containment | MANUAL/VISUAL CHECK |  |  |  | UST Currently In Use: 2; UST Temp Close: 0; AST Currently In Use: 0; AST Temp Closed: 0 | 2 | 0 | 3 | 13343-073-015406 | MCCULLOUGH OIL COMPANY, INC.
51781 | Currently in Use |  | 2009-08-31 |  | Petroleum | Unleaded gasoline | Unleaded gasoline | Retail | Double Wall | Double Wall |  |  | Double Wall |  | 2009-08-21 | Catchment Basin | Flow Rest 90% Full | Flow Rest 90% Full | Interstitial Monitoring within Secondary Containment | SENSOR TO ATG |  |  | Automatic flow restrictor (MLLD) | Automatic flow restrictor (MLLD) | Interstitial Monitoring within Secondary Containment | SENSOR TO ATG | Continuous alarm system | Continuous alarm system |  | UST Currently In Use: 2; UST Temp Close: 0; AST Currently In Use: 0; AST Temp Closed: 0 | 2 | 0 | 3 | 21499-015-003247 | YOUSEF YAQOUB INC
51782 | Currently in Use |  | 2009-08-31 |  | Petroleum | Premium gasoline | Premium gasoline | Retail | 6P/4D | Double Wall |  |  | Double Wall |  | 2009-08-21 | Catchment Basin | Flow Rest 90% Full | Flow Rest 90% Full | Interstitial Monitoring within Secondary Containment | SENSOR TO ATG |  |  | Automatic flow restrictor (MLLD) | Automatic flow restrictor (MLLD) | Interstitial Monitoring within Secondary Containment | SENSOR TO ATG | Continuous alarm system | Continuous alarm system |  | UST Currently In Use: 2; UST Temp Close: 0; AST Currently In Use: 0; AST Temp Closed: 0 | 2 | 0 | 3 | 21499-015-003247 | YOUSEF YAQOUB INC
51783 | Currently in Use |  | 2009-03-09 |  | Petroleum | Unleaded gasoline | Unleaded gasoline | Retail | Fiberglass coated steel | Double Wall |  |  | Fiberglass reinforced plastic |  | 2009-03-09 | Catchment Basin | Automatic shutoff device At 95% full | Automatic shutoff device At 95% full |  |  | Continuous Automatic Tank Gauge | [8 empty] | UST Currently In Use: 1; UST Temp Close: 0; AST Currently In Use: 2; AST Temp Closed: 0 | 1 | 0 | 2 | 24820-083-013343 | SUBHASH SATYAL
51784 | Currently in Use |  | 2002-09-01 |  | Petroleum | On road diesel | On road diesel | Retail | Fiberglass coated steel | Fiberglass coated steel |  |  | Double Wall |  |  | Catchment Basin | Automatic shutoff device At 95% full | Automatic shutoff device At 95% full |  |  | Automatic Tank Gauge |  | Automatic flow restrictor (MLLD) | Automatic flow restrictor (MLLD) |  |  | Annual line testing | Annual line testing |  | UST Currently In Use: 3; UST Temp Close: 0; AST Currently In Use: 0; AST Temp Closed: 0 | 3 | 0 | 0 | 21032-057-018524 | LESTER WALKER
51785 | Currently in Use |  | 2011-08-12 |  | Petroleum | Unleaded gasoline | Unleaded gasoline | Retail | Double Wall | Double Wall |  |  | Fiberglass reinforced plastic |  |  | Catchment Basin | Automatic shutoff device At 95% full | Automatic shutoff device At 95% full | Interstitial Monitoring within Secondary Containment |  | Statistical Inventory Reconciliation (SIR) |  | Containment Sump | Automatic flow restrictor (MLLD) | Interstitial Monitoring within Secondary Containment |  | Continuous alarm system | Continuous alarm system |  | UST Currently In Use: 1; UST Temp Close: 1; AST Currently In Use: 0; AST Temp Closed: 0 | 1 | 1 | 4 | 23413-017-011781 | CIRCLE K STORES, INC.
51789 | Permanently Closed | 1999-01-01 | 1901-01-01 | 1999-01-01 | Petroleum | Unleaded gasoline | Unleaded gasoline | State/federal government | [21 empty] | UST Currently In Use: 0; UST Temp Close: 0; AST Currently In Use: 1; AST Temp Closed: 1 | 0 | 0 | 1 | 10005-069-019476 | 187TH FW/DE
51790 | Currently in Use |  | 2011-09-14 |  | Petroleum | On road diesel | On road diesel | Emergency power generator | Double Wall | Double Wall |  |  | Double Wall |  |  | Catchment Basin | Audible high level alarm At 90% full | Audible high level alarm At 90% full | Interstitial Monitoring within Secondary Containment | SENSOR TO ATG | Automatic Tank Gauge | Single walled submersible pump containment sump | Containment Sump | Containment Sump |  |  | Continuous alarm system | Continuous alarm system |  | UST Currently In Use: 1; UST Temp Close: 0; AST Currently In Use: 0; AST Temp Closed: 0 | 1 | 0 | 2 | 14462-089-012138 | BELLSOUTH TELECOMM. DBA AT&T ALA.
51791 | Currently in Use |  | 2011-06-01 |  | Petroleum | On road diesel | On road diesel | Retail | INT MT REQ | Double Wall |  |  | Fiberglass reinforced plastic |  | 2011-06-01 | Catchment Basin | Automatic shutoff device At 95% full | Automatic shutoff device At 95% full | Interstitial Monitoring within Secondary Containment | SENSOR TO ATG | [9 empty] | UST Currently In Use: 2; UST Temp Close: 0; AST Currently In Use: 0; AST Temp Closed: 0 | 2 | 0 | 4 | 23729-043-011969 | RICHARD BARNETT
51792 | Currently in Use |  | 2011-06-01 |  | Petroleum | Unleaded gasoline | Unleaded gasoline | Retail | Double Wall | Double Wall |  |  | Double Wall |  | 2011-06-01 | Catchment Basin | Flow Rest 90% Full | Flow Rest 90% Full | Interstitial Monitoring within Secondary Containment | SENSOR TO ATG |  | Single walled submersible pump containment sump | Sump sensor relayed to automatically shut off submersible pump | Containment Sump | Interstitial Monitoring within Secondary Containment | SENSOR TO ATG | Continuous alarm system | Continuous alarm system |  | UST Currently In Use: 2; UST Temp Close: 0; AST Currently In Use: 0; AST Temp Closed: 0 | 2 | 0 | 4 | 23729-043-011969 | RICHARD BARNETT
51793 | Currently in Use |  | 2011-05-27 |  | Petroleum | Premium gasoline | Premium gasoline | Retail | Double Wall | Double Wall |  |  | Double Wall |  | 2011-05-27 | Catchment Basin | Automatic shutoff device At 95% full | Automatic shutoff device At 95% full | Interstitial Monitoring within Secondary Containment | MANUAL/VISUAL CHECK | Continuous Automatic Tank Gauge |  | Automatic flow restrictor (MLLD) | Automatic flow restrictor (MLLD) | Interstitial Monitoring within Secondary Containment | MANUAL/VISUAL CHECK | Other | Annual line testing |  | UST Currently In Use: 4; UST Temp Close: 0; AST Currently In Use: 0; AST Temp Closed: 0 | 4 | 0 | 4 | 10748-119-007730 | BURNS AND BURNS, INC.
51794 | Currently in Use |  | 2011-05-27 |  | Petroleum | On road diesel | On road diesel | Retail | Double Wall | Double Wall |  |  | Double Wall |  | 2011-05-27 | Catchment Basin | Automatic shutoff device At 95% full | Automatic shutoff device At 95% full | Interstitial Monitoring within Secondary Containment | MANUAL/VISUAL CHECK | Continuous Automatic Tank Gauge |  | Automatic flow restrictor (MLLD) | Automatic flow restrictor (MLLD) | Interstitial Monitoring within Secondary Containment | MANUAL/VISUAL CHECK | Annual line testing | Annual line testing |  | UST Currently In Use: 4; UST Temp Close: 0; AST Currently In Use: 0; AST Temp Closed: 0 | 4 | 0 | 4 | 10748-119-007730 | BURNS AND BURNS, INC.
51797 | Currently in Use |  | 2011-08-01 |  | Petroleum | On road diesel | On road diesel | Retail | 4D/2K/2O-D | Double Wall |  |  | Fiberglass reinforced plastic |  |  | Catchment Basin | Automatic shutoff device At 95% full | Automatic shutoff device At 95% full | Interstitial Monitoring within Secondary Containment | MANUAL/VISUAL CHECK |  |  | Automatic flow restrictor (MLLD) | Automatic flow restrictor (MLLD) | Interstitial Monitoring within Secondary Containment | MANUAL/VISUAL CHECK |  |  |  | UST Currently In Use: 2; UST Temp Close: 0; AST Currently In Use: 0; AST Temp Closed: 0 | 2 | 0 | 3 | 21308-015-004640 | PETRO AMERICA LLC
51798 | Currently in Use |  | 2011-08-01 |  | Petroleum | Unleaded gasoline | Unleaded gasoline | Retail | 10R/2P | Double Wall |  |  | Double Wall |  |  | Catchment Basin | Flow Rest 90% Full | Flow Rest 90% Full | Interstitial Monitoring within Secondary Containment | MANUAL/VISUAL CHECK |  |  | Automatic flow restrictor (MLLD) | Automatic flow restrictor (MLLD) | Interstitial Monitoring within Secondary Containment | MANUAL/VISUAL CHECK |  |  |  | UST Currently In Use: 2; UST Temp Close: 0; AST Currently In Use: 0; AST Temp Closed: 0 | 2 | 0 | 3 | 21308-015-004640 | PETRO AMERICA LLC
51799 | Currently in Use |  | 2011-09-19 |  | Petroleum | On road diesel | On road diesel | Retail | Double Wall | Double Wall |  |  | Double Wall |  | 2011-09-19 | Catchment Basin | Flow Rest 90% Full | Flow Rest 90% Full | Interstitial Monitoring within Secondary Containment | SENSOR TO ATG | Continuous Automatic Tank Gauge |  | Containment Sump | Automatic flow restrictor (MLLD) | Interstitial Monitoring within Secondary Containment | SENSOR TO ATG | INTMON REQ | Continuous alarm system |  | UST Currently In Use: 4; UST Temp Close: 0; AST Currently In Use: 0; AST Temp Closed: 0 | 4 | 0 | 0 | 11661-089-018548 | EDWARDS OIL COMPANY
51800 | Currently in Use |  | 2009-05-01 |  | Petroleum | Unleaded gasoline | Unleaded gasoline | Retail | Fiberglass reinforced plastic | Double Wall |  |  | Fiberglass reinforced plastic |  |  | Catchment Basin | Automatic shutoff device At 95% full | Automatic shutoff device At 95% full | Interstitial Monitoring within Secondary Containment |  | Continuous Automatic Tank Gauge |  | Automatic shutoff device (AELLD) | Automatic shutoff device (AELLD) | Interstitial Monitoring within Secondary Containment | MANUAL/VISUAL CHECK | Continuous alarm system | Continuous alarm system |  | UST Currently In Use: 2; UST Temp Close: 0; AST Currently In Use: 0; AST Temp Closed: 0 | 2 | 0 | 0 | 25470-051-020009 | DEATSVILLE 2008 LLC
51801 | Currently in Use |  | 2009-05-01 |  | Petroleum | Premium gasoline | Premium gasoline | Retail | Double Wall | Double Wall |  |  | Fiberglass reinforced plastic |  |  | Catchment Basin | Automatic shutoff device At 95% full | Automatic shutoff device At 95% full | Interstitial Monitoring within Secondary Containment |  | Continuous Automatic Tank Gauge |  | Automatic shutoff device (AELLD) | Automatic shutoff device (AELLD) | Interstitial Monitoring within Secondary Containment | MANUAL/VISUAL CHECK | Continuous alarm system | Continuous alarm system |  | UST Currently In Use: 2; UST Temp Close: 0; AST Currently In Use: 0; AST Temp Closed: 0 | 2 | 0 | 0 | 25470-051-020009 | DEATSVILLE 2008 LLC
51802 | Currently in Use |  | 2011-10-01 |  | Petroleum | 100% biodiesel (Not Regulated) | 100% biodiesel (Not Regulated) | Retail | Double Wall | Double Wall |  |  | Double Wall |  | 2011-10-01 | Catchment Basin | Automatic shutoff device At 95% full | Audible high level alarm At 90% full | Interstitial Monitoring within Secondary Containment | SENSOR TO ATG |  |  | Automatic shutoff device (AELLD) | Automatic flow restrictor (MLLD) | Interstitial Monitoring within Secondary Containment | SENSOR TO ATG | Continuous alarm system | Continuous alarm system |  | UST Currently In Use: 6; UST Temp Close: 0; AST Currently In Use: 0; AST Temp Closed: 0 | 6 | 0 | 0 | 21090-115-019464 | LOVES COUNTRY STORES
51803 | Currently in Use |  | 2011-11-24 |  | Petroleum | Unleaded gasoline | Unleaded gasoline | Retail | Double Wall | Double Wall |  |  | Fiberglass reinforced plastic |  | 2011-11-24 | Catchment Basin | Flow Rest 90% Full | Flow Rest 90% Full | Interstitial Monitoring within Secondary Containment | SENSOR TO ATG | Other |  | Containment Sump | Automatic shutoff device (AELLD) | Interstitial Monitoring within Secondary Containment | SENSOR TO ATG | INTMON REQ | Continuous alarm system |  | UST Currently In Use: 2; UST Temp Close: 0; AST Currently In Use: 0; AST Temp Closed: 0 | 2 | 0 | 0 | 23845-083-020010 | BRENTWOOD MARKET INC.
51804 | Currently in Use |  | 2011-11-24 |  | Petroleum | Ethanol free gasoline | Ethanol free gasoline | Retail | Double Wall | Double Wall |  |  | Double Wall |  | 2011-11-24 | Catchment Basin | Automatic shutoff device At 95% full | Automatic shutoff device At 95% full | Interstitial Monitoring within Secondary Containment | SENSOR TO ATG | Other |  | Automatic shutoff device (AELLD) | Automatic shutoff device (AELLD) | Interstitial Monitoring within Secondary Containment | SENSOR TO ATG | Other | Continuous alarm system |  | UST Currently In Use: 2; UST Temp Close: 0; AST Currently In Use: 0; AST Temp Closed: 0 | 2 | 0 | 0 | 23845-083-020010 | BRENTWOOD MARKET INC.
51806 | Currently in Use |  | 2011-11-02 |  | Petroleum | Other, LUBRIZOL | Other | Retail | Double Wall | Double Wall |  |  | Double Wall |  | 2011-10-10 | Catchment Basin | Audible high level alarm At 90% full | Audible high level alarm At 90% full | Interstitial Monitoring within Secondary Containment | SENSOR TO ATG |  | Single walled submersible pump containment sump | Sump sensor relayed to automatically shut off submersible pump | Automatic flow restrictor (MLLD) | Interstitial Monitoring within Secondary Containment | SENSOR TO ATG | Continuous alarm system | Continuous alarm system |  | UST Currently In Use: 3; UST Temp Close: 0; AST Currently In Use: 0; AST Temp Closed: 0 | 3 | 0 | 0 | 21094-073-018894 | COSTCO C/O BARGHAUSEN CONSULTING
51807 | Currently in Use |  | 2011-09-21 |  | Petroleum | Unleaded gasoline | Unleaded gasoline | Retail | Fiberglass reinforced plastic | Double Wall |  |  | Double Wall |  | 2011-09-21 | Catchment Basin | 97% OVER | Automatic shutoff device At 95% full | Interstitial Monitoring within Secondary Containment | SENSOR TO ATG |  |  | Automatic flow restrictor (MLLD) | Automatic flow restrictor (MLLD) | Interstitial Monitoring within Secondary Containment | SENSOR TO ATG | Continuous alarm system | Continuous alarm system |  | UST Currently In Use: 2; UST Temp Close: 0; AST Currently In Use: 0; AST Temp Closed: 0 | 2 | 0 | 0 | 13579-073-020011 | MURPHY OIL USA, INC.
51808 | Currently in Use |  | 2011-09-21 |  | Petroleum | Premium gasoline | Premium gasoline | Retail | Double Wall | Double Wall |  |  | Flexible |  | 2011-09-21 | Catchment Basin | Automatic shutoff device At 95% full | Automatic shutoff device At 95% full | Interstitial Monitoring within Secondary Containment | SENSOR TO ATG |  |  | Containment Sump | Automatic flow restrictor (MLLD) | Interstitial Monitoring within Secondary Containment | SENSOR TO ATG | Continuous alarm system | Continuous alarm system |  | UST Currently In Use: 2; UST Temp Close: 0; AST Currently In Use: 0; AST Temp Closed: 0 | 2 | 0 | 0 | 13579-073-020011 | MURPHY OIL USA, INC.
51809 | Currently in Use |  | 2011-06-15 |  | Petroleum | Unleaded gasoline | Unleaded gasoline | Retail | Double Wall | Double Wall |  |  | Fiberglass reinforced plastic |  | 2011-06-05 | Catchment Basin | Flow Rest 90% Full | Flow Rest 90% Full | Interstitial Monitoring within Secondary Containment | SENSOR TO ATG |  |  | Containment Sump | Automatic flow restrictor (MLLD) | Interstitial Monitoring within Secondary Containment | SENSOR TO ATG | Continuous alarm system | Continuous alarm system |  | UST Currently In Use: 2; UST Temp Close: 0; AST Currently In Use: 0; AST Temp Closed: 0 | 2 | 0 | 0 | 25587-073-020012 | FALGUN PATEL
51810 | Currently in Use |  | 2011-11-01 |  | Petroleum | On road diesel | On road diesel | Retail | Double Wall | Double Wall |  |  | Flexible |  |  | Catchment Basin | Automatic shutoff device At 95% full | Automatic shutoff device At 95% full | Interstitial Monitoring within Secondary Containment | [10 empty] | UST Currently In Use: 3; UST Temp Close: 0; AST Currently In Use: 0; AST Temp Closed: 0 | 3 | 0 | 4 | 23563-051-003382 | Tallassee Y LLC
51811 | Currently in Use |  | 2011-11-10 |  | Petroleum | Unleaded gasoline | Unleaded gasoline | Retail | Double Wall | Double Wall |  |  | Double Wall |  | 2011-11-10 | Catchment Basin | Automatic shutoff device At 95% full | Automatic shutoff device At 95% full | Interstitial Monitoring within Secondary Containment | SENSOR TO ATG |  |  | Automatic shutoff device (AELLD) | Automatic shutoff device (AELLD) | Interstitial Monitoring within Secondary Containment | SENSOR TO ATG | Continuous alarm system | Continuous alarm system |  | UST Currently In Use: 2; UST Temp Close: 0; AST Currently In Use: 0; AST Temp Closed: 0 | 2 | 0 | 0 | 22176-073-020013 | CIRCLE K
51812 | Currently in Use |  | 2011-11-10 |  | Petroleum | Premium gasoline | Premium gasoline | Retail | 8P/12D | Double Wall |  |  | Fiberglass reinforced plastic |  | 2011-11-10 | Catchment Basin | Automatic shutoff device At 95% full | Automatic shutoff device At 95% full | Interstitial Monitoring within Secondary Containment | SENSOR TO ATG |  |  | Automatic shutoff device (AELLD) | Automatic shutoff device (AELLD) | Interstitial Monitoring within Secondary Containment | SENSOR TO ATG | Continuous alarm system | Continuous alarm system |  | UST Currently In Use: 2; UST Temp Close: 0; AST Currently In Use: 0; AST Temp Closed: 0 | 2 | 0 | 0 | 22176-073-020013 | CIRCLE K
51813 | Currently in Use |  | 2011-06-15 |  | Petroleum | Premium gasoline | Premium gasoline |  | 4P/4D | Double Wall |  |  | Fiberglass reinforced plastic |  | 2011-06-05 | Catchment Basin | Automatic shutoff device At 95% full | Automatic shutoff device At 95% full | Interstitial Monitoring within Secondary Containment | SENSOR TO ATG |  |  | Containment Sump | Automatic flow restrictor (MLLD) | Interstitial Monitoring within Secondary Containment | SENSOR TO ATG | Continuous alarm system | Continuous alarm system |  | UST Currently In Use: 2; UST Temp Close: 0; AST Currently In Use: 0; AST Temp Closed: 0 | 2 | 0 | 0 | 25587-073-020012 | FALGUN PATEL
51814 | Currently in Use |  | 2011-10-04 |  | Petroleum | Unleaded gasoline | Unleaded gasoline | Retail | Double Wall | Double Wall |  |  | Fiberglass reinforced plastic |  | 2011-10-04 | Catchment Basin | Flow Rest 90% Full | Flow Rest 90% Full | Interstitial Monitoring within Secondary Containment | SENSOR TO ATG | Continuous Automatic Tank Gauge |  | Automatic shutoff device (AELLD) | Automatic shutoff device (AELLD) | Interstitial Monitoring within Secondary Containment | SENSOR TO ATG | Continuous alarm system | Continuous alarm system |  | UST Currently In Use: 3; UST Temp Close: 0; AST Currently In Use: 0; AST Temp Closed: 0 | 3 | 0 | 0 | 24950-131-020017 | MOUNTAIN EXPRESS OIL CO. S.E.
51815 | Currently in Use |  | 2011-10-04 |  | Petroleum | Unleaded gasoline | Unleaded gasoline | Retail | Double Wall | Double Wall |  |  | Fiberglass reinforced plastic |  | 2011-10-04 | Catchment Basin | Flow Rest 90% Full | Flow Rest 90% Full | Interstitial Monitoring within Secondary Containment | SENSOR TO ATG | Continuous Automatic Tank Gauge |  | Automatic shutoff device (AELLD) | Automatic shutoff device (AELLD) | Interstitial Monitoring within Secondary Containment | SENSOR TO ATG | Continuous alarm system | Continuous alarm system |  | UST Currently In Use: 3; UST Temp Close: 0; AST Currently In Use: 0; AST Temp Closed: 0 | 3 | 0 | 0 | 24950-131-020017 | MOUNTAIN EXPRESS OIL CO. S.E.
51816 | Currently in Use |  | 2011-10-04 |  | Petroleum | Kerosene | Kerosene | Retail | Double Wall | Double Wall |  |  | Fiberglass reinforced plastic |  | 2011-10-04 | Catchment Basin | Flow Rest 90% Full | Flow Rest 90% Full | Interstitial Monitoring within Secondary Containment | SENSOR TO ATG | Continuous Automatic Tank Gauge |  | Automatic shutoff device (AELLD) | Automatic shutoff device (AELLD) | Interstitial Monitoring within Secondary Containment | SENSOR TO ATG | Continuous alarm system | Continuous alarm system |  | UST Currently In Use: 3; UST Temp Close: 0; AST Currently In Use: 0; AST Temp Closed: 0 | 3 | 0 | 0 | 24950-131-020017 | MOUNTAIN EXPRESS OIL CO. S.E.
51818 | Currently in Use |  | 2011-10-01 |  | Petroleum | Other, LUBRIZOL | Other | Retail | Double Wall | Double Wall |  |  | Fiberglass reinforced plastic |  | 2011-10-01 | Catchment Basin | Audible high level alarm At 90% full | Audible high level alarm At 90% full | Interstitial Monitoring within Secondary Containment |  |  | Single walled submersible pump containment sump | Containment Sump | Automatic flow restrictor (MLLD) | Interstitial Monitoring within Secondary Containment |  | Continuous alarm system | Continuous alarm system |  | UST Currently In Use: 4; UST Temp Close: 0; AST Currently In Use: 0; AST Temp Closed: 0 | 4 | 0 | 0 | 21094-101-019235 | COSTCO C/O BARGHAUSEN CONSULTING
51819 | Currently in Use |  | 2000-01-30 |  | Petroleum | Unleaded gasoline | Unleaded gasoline | Retail | Fiberglass coated steel | Fiberglass coated steel |  |  | Flexible |  |  | Catchment Basin | Automatic shutoff device At 95% full | Automatic shutoff device At 95% full |  |  | Statistical Inventory Reconciliation (SIR) | [8 empty] | UST Currently In Use: 2; UST Temp Close: 0; AST Currently In Use: 0; AST Temp Closed: 0 | 2 | 0 | 2 | 25771-089-000915 | JAY JASHODA INC
51820 | Currently in Use |  | 2000-01-30 |  | Petroleum | Unleaded gasoline | Unleaded gasoline |  | Fiberglass coated steel | Fiberglass coated steel |  |  | Flexible |  |  | Catchment Basin | Automatic shutoff device At 95% full | Automatic shutoff device At 95% full |  |  | Statistical Inventory Reconciliation (SIR) | [8 empty] | UST Currently In Use: 2; UST Temp Close: 0; AST Currently In Use: 0; AST Temp Closed: 0 | 2 | 0 | 2 | 25771-089-000915 | JAY JASHODA INC
51821 | Currently in Use |  | 2005-02-15 |  | Petroleum | Unleaded gasoline | Unleaded gasoline | Retail | Double Wall | Double Wall |  |  | Fiberglass reinforced plastic |  |  | Catchment Basin | Flow Rest 90% Full | Flow Rest 90% Full |  |  | Continuous Automatic Tank Gauge |  | Automatic flow restrictor (MLLD) | Automatic flow restrictor (MLLD) |  |  | Annual line testing | Annual line testing |  | UST Currently In Use: 3; UST Temp Close: 0; AST Currently In Use: 0; AST Temp Closed: 0 | 3 | 0 | 0 | 20875-039-020020 | GITTY UP-N-GO, INC.
51822 | Currently in Use |  | 2005-02-15 |  | Petroleum | Premium gasoline | Premium gasoline | Retail | Double Wall | Double Wall |  |  | Fiberglass reinforced plastic |  |  | Catchment Basin | Flow Rest 90% Full | Flow Rest 90% Full |  |  | Continuous Automatic Tank Gauge |  | Automatic flow restrictor (MLLD) | Automatic flow restrictor (MLLD) |  |  | Annual line testing | Annual line testing |  | UST Currently In Use: 3; UST Temp Close: 0; AST Currently In Use: 0; AST Temp Closed: 0 | 3 | 0 | 0 | 20875-039-020020 | GITTY UP-N-GO, INC.
51823 | Currently in Use |  | 2005-02-15 |  | Petroleum | On road diesel | On road diesel | Retail | Fiberglass coated steel | Double Wall |  |  | Fiberglass reinforced plastic |  |  | Catchment Basin | Flow Rest 90% Full | Flow Rest 90% Full |  |  | Continuous Automatic Tank Gauge |  | Containment Sump | Automatic flow restrictor (MLLD) |  |  | Annual line testing | Annual line testing |  | UST Currently In Use: 3; UST Temp Close: 0; AST Currently In Use: 0; AST Temp Closed: 0 | 3 | 0 | 0 | 20875-039-020020 | GITTY UP-N-GO, INC.
51824 | Permanently Closed | 2012-11-05 | 2011-10-08 |  | Petroleum | Unleaded gasoline | Unleaded gasoline | Retail | Double Wall | Double Wall |  |  | Double Wall |  |  | Catchment Basin |  |  | Interstitial Monitoring within Secondary Containment |  | Automatic Tank Gauge |  | Containment Sump | Containment Sump | Interstitial Monitoring within Secondary Containment |  | Continuous alarm system | Continuous alarm system |  | UST Currently In Use: 0; UST Temp Close: 0; AST Currently In Use: 0; AST Temp Closed: 0 | 0 | 0 | 1 | 23924-091-020023 | DEMOPOLIS HOSPITALITY LLC
51825 | Currently in Use |  | 2011-12-01 |  | Petroleum | Unleaded gasoline | Unleaded gasoline | Retail | Fiberglass coated steel | Double Wall |  |  | Double Wall |  |  | Catchment Basin | Flow Rest 90% Full | Flow Rest 90% Full |  |  | Automatic Tank Gauge |  | Automatic flow restrictor (MLLD) | Automatic flow restrictor (MLLD) | Interstitial Monitoring within Secondary Containment |  | Continuous alarm system | Continuous alarm system |  | UST Currently In Use: 1; UST Temp Close: 0; AST Currently In Use: 0; AST Temp Closed: 0 | 1 | 0 | 2 | 25427-051-012523 | AAYRA COMMERCIAL PROPERTIES LLC
51826 | Currently in Use |  | 2012-01-06 |  | Petroleum | Other, LUBRIZOL | Other | Retail | Double Wall | Double Wall |  |  | Flexible |  | 2012-01-06 | Catchment Basin | Audible high level alarm At 90% full | Audible high level alarm At 90% full | Interstitial Monitoring within Secondary Containment | SENSOR TO ATG | Automatic Tank Gauge | Single walled submersible pump containment sump | Automatic shutoff device (AELLD) | Automatic shutoff device (AELLD) | Interstitial Monitoring within Secondary Containment | SENSOR TO ATG | Other | Continuous alarm system |  | UST Currently In Use: 4; UST Temp Close: 0; AST Currently In Use: 0; AST Temp Closed: 0 | 4 | 0 | 0 | 21094-089-018517 | COSTCO C/O BARGHAUSEN CONSULTING
51827 | Currently in Use |  | 2012-03-01 |  | Petroleum | Other, MARINE FUE | Other | Retail | Fiberglass coated steel | Double Wall |  |  | Fiberglass reinforced plastic |  | 2012-03-01 | Catchment Basin | Automatic shutoff device At 95% full | Automatic shutoff device At 95% full | Interstitial Monitoring within Secondary Containment | SENSOR TO ATG | Automatic Tank Gauge |  | Containment Sump | Automatic flow restrictor (MLLD) | Interstitial Monitoring within Secondary Containment | SENSOR TO ATG | Continuous alarm system | Continuous alarm system |  | UST Currently In Use: 4; UST Temp Close: 0; AST Currently In Use: 0; AST Temp Closed: 0 | 4 | 0 | 0 | 24822-003-015582 | HUNTER CHAMBLISS
51828 | Permanently Closed | 1990-01-01 | 1984-01-01 | 2012-03-22 | Petroleum | Unleaded gasoline | Unleaded gasoline | Retail | Steel | Steel | NONE |  | Steel | [16 empty] | UST Currently In Use: 0; UST Temp Close: 0; AST Currently In Use: 0; AST Temp Closed: 0 | 0 | 0 | 1 | 10850-115-012402 | CARLISLE OIL CO
51829 | Currently in Use |  | 2012-01-20 |  | Petroleum | Unleaded gasoline | Unleaded gasoline | Retail | Double Wall | Double Wall |  |  | Double Wall |  | 2012-01-20 | Catchment Basin | Automatic shutoff device At 95% full | Automatic shutoff device At 95% full | Interstitial Monitoring within Secondary Containment | SENSOR TO ATG |  |  | Automatic flow restrictor (MLLD) | Automatic flow restrictor (MLLD) | Interstitial Monitoring within Secondary Containment | SENSOR TO ATG | REQUIRED | Annual line testing |  | UST Currently In Use: 2; UST Temp Close: 0; AST Currently In Use: 0; AST Temp Closed: 0 | 2 | 0 | 3 | 23413-097-000274 | CIRCLE K STORES, INC.
51830 | Currently in Use |  | 2012-01-20 |  | Petroleum | Unleaded gasoline | Unleaded gasoline | Retail | Double Wall | Double Wall |  |  | Double Wall |  | 2012-01-20 | Catchment Basin | Automatic shutoff device At 95% full | Automatic shutoff device At 95% full | Interstitial Monitoring within Secondary Containment | SENSOR TO ATG |  |  | Containment Sump | Automatic flow restrictor (MLLD) | Interstitial Monitoring within Secondary Containment | SENSOR TO ATG | Annual line testing | Annual line testing |  | UST Currently In Use: 2; UST Temp Close: 0; AST Currently In Use: 0; AST Temp Closed: 0 | 2 | 0 | 3 | 23413-097-000274 | CIRCLE K STORES, INC.
51831 | Currently in Use |  | 2011-02-01 |  | Petroleum | Unleaded gasoline | Unleaded gasoline | Retail | Double Wall | Double Wall |  |  | Double Wall |  |  | Catchment Basin | Flow Rest 90% Full | Flow Rest 90% Full | Interstitial Monitoring within Secondary Containment |  | Continuous Automatic Tank Gauge | Single walled submersible pump containment sump | Automatic shutoff device (AELLD) | Automatic shutoff device (AELLD) | Interstitial Monitoring within Secondary Containment | SENSOR TO ATG | Continuous alarm system | Continuous alarm system |  | UST Currently In Use: 2; UST Temp Close: 0; AST Currently In Use: 0; AST Temp Closed: 0 | 2 | 0 | 0 | 20760-081-020036 | LAKE MARTIN, INC
51832 | Currently in Use |  | 2011-02-01 |  | Petroleum | Premium gasoline | Premium gasoline | Retail | Fiberglass coated steel | Double Wall |  |  | Double Wall |  |  | Catchment Basin | Flow Rest 90% Full | Flow Rest 90% Full | Interstitial Monitoring within Secondary Containment |  | Continuous Automatic Tank Gauge | Single walled submersible pump containment sump | Sump sensor relayed to automatically shut off submersible pump | Automatic shutoff device (AELLD) | Interstitial Monitoring within Secondary Containment | SENSOR TO ATG | Continuous alarm system | Continuous alarm system |  | UST Currently In Use: 2; UST Temp Close: 0; AST Currently In Use: 0; AST Temp Closed: 0 | 2 | 0 | 0 | 20760-081-020036 | LAKE MARTIN, INC
51833 | Currently in Use |  | 2011-12-01 |  | Petroleum | Unleaded gasoline | Unleaded gasoline | Retail | Fiberglass coated steel | Double Wall |  |  | Double Wall |  | 2012-03-20 | Catchment Basin | Flow Rest 90% Full | Flow Rest 90% Full | Interstitial Monitoring within Secondary Containment | SENSOR TO ATG |  |  | Automatic shutoff device (AELLD) | Automatic shutoff device (AELLD) | Interstitial Monitoring within Secondary Containment | SENSOR TO ATG | Continuous alarm system | Continuous alarm system |  | UST Currently In Use: 3; UST Temp Close: 0; AST Currently In Use: 0; AST Temp Closed: 0 | 3 | 0 | 6 | 23429-015-002742 | MUSA PROPERTIES, LLC
51834 | Currently in Use |  | 2011-12-01 |  | Petroleum | Premium gasoline | Premium gasoline |  | 5P/10D/5OF | Double Wall |  |  | Double Wall |  | 2012-03-20 | Catchment Basin | Flow Rest 90% Full | Flow Rest 90% Full | Interstitial Monitoring within Secondary Containment | SENSOR TO ATG |  |  | Automatic shutoff device (AELLD) | Automatic shutoff device (AELLD) | Interstitial Monitoring within Secondary Containment | SENSOR TO ATG | Continuous alarm system | Continuous alarm system |  | UST Currently In Use: 3; UST Temp Close: 0; AST Currently In Use: 0; AST Temp Closed: 0 | 3 | 0 | 6 | 23429-015-002742 | MUSA PROPERTIES, LLC
51835 | Currently in Use |  | 2011-10-01 |  | Petroleum | On road diesel | On road diesel | Retail | Fiberglass coated steel | Double Wall |  |  | Double Wall |  | 2011-10-01 | Catchment Basin | Automatic shutoff device At 95% full | Automatic shutoff device At 95% full | Interstitial Monitoring within Secondary Containment | MANUAL/VISUAL CHECK |  |  | Containment Sump | Automatic flow restrictor (MLLD) | Interstitial Monitoring within Secondary Containment | MANUAL/VISUAL CHECK |  |  |  | UST Currently In Use: 2; UST Temp Close: 0; AST Currently In Use: 0; AST Temp Closed: 0 | 2 | 0 | 0 | 23953-061-020251 | MAGNOLIA MINI MART LLC
51836 | Currently in Use |  | 2011-10-01 |  | Petroleum | Unleaded gasoline | Unleaded gasoline | Retail | Fiberglass coated steel | Double Wall |  |  | Double Wall |  | 2011-10-01 | Catchment Basin | Automatic shutoff device At 95% full | Automatic shutoff device At 95% full | Interstitial Monitoring within Secondary Containment |  |  |  | Containment Sump | Automatic flow restrictor (MLLD) | Interstitial Monitoring within Secondary Containment | MANUAL/VISUAL CHECK |  |  |  | UST Currently In Use: 2; UST Temp Close: 0; AST Currently In Use: 0; AST Temp Closed: 0 | 2 | 0 | 0 | 23953-061-020251 | MAGNOLIA MINI MART LLC
51837 | Temporary Closed | 2021-07-15 | 2011-04-15 |  | Petroleum | E85 | E85 | State/federal government | Double Wall | Double Wall |  |  | Fiberglass reinforced plastic |  | 2011-04-15 | Catchment Basin | Flow Rest 90% Full | Audible high level alarm At 90% full | Interstitial Monitoring within Secondary Containment | SENSOR TO ATG | Automatic Tank Gauge |  | Automatic shutoff device (AELLD) | Automatic shutoff device (AELLD) | Interstitial Monitoring within Secondary Containment | SENSOR TO ATG | Continuous alarm system | Continuous alarm system |  | UST Currently In Use: 2; UST Temp Close: 1; AST Currently In Use: 0; AST Temp Closed: 0 | 2 | 1 | 15 | 14644-073-002984 | DEPARTMENT OF TRANSPORTATION
51838 | Currently in Use |  | 2011-12-14 |  | Petroleum | Unleaded gasoline | Unleaded gasoline | Retail | Fiberglass coated steel | Double Wall |  |  | Double Wall |  |  | Catchment Basin | Flow Rest 90% Full | Flow Rest 90% Full | Interstitial Monitoring within Secondary Containment |  | Continuous Automatic Tank Gauge |  | Containment Sump | Automatic flow restrictor (MLLD) | Interstitial Monitoring within Secondary Containment |  | Continuous alarm system | Continuous alarm system |  | UST Currently In Use: 2; UST Temp Close: 0; AST Currently In Use: 0; AST Temp Closed: 0 | 2 | 0 | 4 | 25961-001-009502 | PREM SUN NEIL LLC
51839 | Currently in Use |  | 2011-12-14 |  | Petroleum | On road diesel | On road diesel | Retail | Double Wall | Double Wall |  |  | Double Wall |  |  | Catchment Basin | Flow Rest 90% Full | Flow Rest 90% Full | Interstitial Monitoring within Secondary Containment |  | Continuous Automatic Tank Gauge |  | Containment Sump | Automatic flow restrictor (MLLD) | Interstitial Monitoring within Secondary Containment |  | Continuous alarm system | Continuous alarm system |  | UST Currently In Use: 2; UST Temp Close: 0; AST Currently In Use: 0; AST Temp Closed: 0 | 2 | 0 | 4 | 25961-001-009502 | PREM SUN NEIL LLC
51841 | Currently in Use |  | 2011-12-01 |  | Petroleum | Unleaded gasoline | Unleaded gasoline | Industrial | Double Wall | Double Wall |  |  | Fiberglass reinforced plastic |  | 2011-12-01 | Catchment Basin |  |  | Interstitial Monitoring within Secondary Containment |  | Automatic Tank Gauge |  | Automatic shutoff device (AELLD) | Automatic shutoff device (AELLD) | Interstitial Monitoring within Secondary Containment |  | Continuous alarm system | Continuous alarm system |  | UST Currently In Use: 1; UST Temp Close: 0; AST Currently In Use: 0; AST Temp Closed: 0 | 1 | 0 | 0 | 23955-101-020254 | DIXIE ELECTRIC CO-OP
51843 | Currently in Use |  | 2012-02-09 |  | Petroleum | Unleaded gasoline | Unleaded gasoline |  | Double Wall | Double Wall |  |  | Double Wall |  |  | Catchment Basin | Flow Rest 90% Full | Flow Rest 90% Full | Interstitial Monitoring within Secondary Containment | SENSOR TO ATG | Automatic Tank Gauge |  | Sump sensor relayed to automatically shut off submersible pump | Automatic flow restrictor (MLLD) | Interstitial Monitoring within Secondary Containment | SENSOR TO ATG | Annual line testing | Annual line testing |  | UST Currently In Use: 2; UST Temp Close: 0; AST Currently In Use: 0; AST Temp Closed: 0 | 2 | 0 | 0 | 23413-081-020471 | CIRCLE K STORES, INC.
51844 | Currently in Use |  | 2012-02-09 |  | Petroleum | Premium gasoline | Premium gasoline | Retail | Double Wall | Double Wall |  |  | Double Wall |  |  | Catchment Basin | Flow Rest 90% Full | Flow Rest 90% Full | Interstitial Monitoring within Secondary Containment |  | Continuous Automatic Tank Gauge |  | Automatic flow restrictor (MLLD) | Automatic flow restrictor (MLLD) | Interstitial Monitoring within Secondary Containment |  | Annual line testing | Annual line testing |  | UST Currently In Use: 2; UST Temp Close: 0; AST Currently In Use: 0; AST Temp Closed: 0 | 2 | 0 | 0 | 23413-081-020471 | CIRCLE K STORES, INC.
51846 | Currently in Use |  | 2012-02-28 |  | Petroleum | Unleaded gasoline | Unleaded gasoline | Retail | Double Wall | Double Wall |  |  | Double Wall |  | 2012-02-28 | Catchment Basin | 6/4/18PASS | Audible high level alarm At 90% full | Interstitial Monitoring within Secondary Containment | SENSOR TO ATG | Continuous Automatic Tank Gauge | Single walled submersible pump containment sump | Automatic shutoff device (AELLD) | Automatic shutoff device (AELLD) | Interstitial Monitoring within Secondary Containment | SENSOR TO ATG | INTMON REQ | Continuous alarm system |  | UST Currently In Use: 3; UST Temp Close: 0; AST Currently In Use: 0; AST Temp Closed: 0 | 3 | 0 | 3 | 14001-095-009555 | RACETRAC PETROLEUM, INC.
51847 | Currently in Use |  | 2012-02-28 |  | Petroleum | Premium gasoline | Premium gasoline | Retail | Double Wall | Double Wall |  |  | Double Wall |  | 2012-02-28 | Catchment Basin | 6/4/18PASS | Audible high level alarm At 90% full | Interstitial Monitoring within Secondary Containment | SENSOR TO ATG | Continuous Automatic Tank Gauge | Single walled submersible pump containment sump | Containment Sump | Automatic shutoff device (AELLD) | Interstitial Monitoring within Secondary Containment | SENSOR TO ATG | INTMON REQ | Continuous alarm system |  | UST Currently In Use: 3; UST Temp Close: 0; AST Currently In Use: 0; AST Temp Closed: 0 | 3 | 0 | 3 | 14001-095-009555 | RACETRAC PETROLEUM, INC.
51848 | Currently in Use |  | 2012-02-28 |  | Petroleum | On road diesel | On road diesel | Retail | Double Wall | Double Wall |  |  | Double Wall |  | 2012-02-28 | Catchment Basin | 6/4/18PASS | Audible high level alarm At 90% full | Interstitial Monitoring within Secondary Containment | SENSOR TO ATG | Continuous Automatic Tank Gauge | Single walled submersible pump containment sump | Containment Sump | Automatic shutoff device (AELLD) | Interstitial Monitoring within Secondary Containment | SENSOR TO ATG | Continuous alarm system | Continuous alarm system |  | UST Currently In Use: 3; UST Temp Close: 0; AST Currently In Use: 0; AST Temp Closed: 0 | 3 | 0 | 3 | 14001-095-009555 | RACETRAC PETROLEUM, INC.
51849 | Currently in Use |  | 2012-02-16 |  | Petroleum | Unleaded gasoline | Unleaded gasoline | Retail | Double Wall | Double Wall |  |  | Double Wall |  | 2012-02-16 | Catchment Basin | 1/3/18 T | Audible high level alarm At 90% full | Interstitial Monitoring within Secondary Containment | SENSOR TO ATG |  | Single walled submersible pump containment sump | Containment Sump | Automatic shutoff device (AELLD) | Interstitial Monitoring within Secondary Containment | SENSOR TO ATG | INTMON REQ | Continuous alarm system |  | UST Currently In Use: 3; UST Temp Close: 0; AST Currently In Use: 0; AST Temp Closed: 0 | 3 | 0 | 0 | 14001-095-020472 | RACETRAC PETROLEUM, INC.
51850 | Currently in Use |  | 2012-02-16 |  | Petroleum | Premium gasoline | Premium gasoline | Retail | Double Wall | Double Wall |  |  | Double Wall |  | 2012-02-16 | Catchment Basin | 1/3/18T | Audible high level alarm At 90% full | Interstitial Monitoring within Secondary Containment | SENSOR TO ATG |  |  | Automatic shutoff device (AELLD) | Automatic shutoff device (AELLD) | Interstitial Monitoring within Secondary Containment | SENSOR TO ATG | Continuous alarm system | Continuous alarm system |  | UST Currently In Use: 3; UST Temp Close: 0; AST Currently In Use: 0; AST Temp Closed: 0 | 3 | 0 | 0 | 14001-095-020472 | RACETRAC PETROLEUM, INC.
51852 | Currently in Use |  | 2012-02-16 |  | Petroleum | On road diesel | On road diesel | Retail | Double Wall | Double Wall |  |  | Double Wall |  | 2012-02-16 | Catchment Basin | 1/3/18T | Audible high level alarm At 90% full | Interstitial Monitoring within Secondary Containment | SENSOR TO ATG |  | Single walled submersible pump containment sump | Automatic shutoff device (AELLD) | Automatic shutoff device (AELLD) | Interstitial Monitoring within Secondary Containment | SENSOR TO ATG | Continuous alarm system | Continuous alarm system |  | UST Currently In Use: 3; UST Temp Close: 0; AST Currently In Use: 0; AST Temp Closed: 0 | 3 | 0 | 0 | 14001-095-020472 | RACETRAC PETROLEUM, INC.
51853 | Currently in Use |  | 2012-02-09 |  | Petroleum | On road diesel | On road diesel | Retail | Double Wall | Double Wall |  |  | Double Wall |  | 2012-02-09 | Catchment Basin | Audible high level alarm At 90% full | Audible high level alarm At 90% full | Interstitial Monitoring within Secondary Containment | SENSOR TO ATG | Automatic Tank Gauge |  | Automatic shutoff device (AELLD) | Automatic shutoff device (AELLD) | Interstitial Monitoring within Secondary Containment | SENSOR TO ATG | Continuous alarm system | Continuous alarm system |  | UST Currently In Use: 6; UST Temp Close: 0; AST Currently In Use: 0; AST Temp Closed: 0 | 6 | 0 | 0 | 21090-127-020473 | LOVES COUNTRY STORES
51854 | Currently in Use |  | 2012-02-09 |  | Petroleum | On road diesel | On road diesel | Retail | Double Wall | Double Wall |  |  | Double Wall |  | 2012-02-09 | Catchment Basin | Audible high level alarm At 90% full | Audible high level alarm At 90% full | Interstitial Monitoring within Secondary Containment | SENSOR TO ATG | Automatic Tank Gauge |  | SLAVE | Containment Sump | Interstitial Monitoring within Secondary Containment | SENSOR TO ATG | SLAVE | Continuous alarm system |  | UST Currently In Use: 6; UST Temp Close: 0; AST Currently In Use: 0; AST Temp Closed: 0 | 6 | 0 | 0 | 21090-127-020473 | LOVES COUNTRY STORES
51855 | Currently in Use |  | 2012-02-09 |  | Petroleum | On road diesel | On road diesel | Retail | Fiberglass reinforced plastic | Double Wall |  |  | Fiberglass reinforced plastic |  | 2012-02-09 | Catchment Basin | Audible high level alarm At 90% full | Audible high level alarm At 90% full | Interstitial Monitoring within Secondary Containment | SENSOR TO ATG | Automatic Tank Gauge |  | Automatic shutoff device (AELLD) | Automatic shutoff device (AELLD) | Interstitial Monitoring within Secondary Containment | SENSOR TO ATG | Continuous alarm system | Continuous alarm system |  | UST Currently In Use: 6; UST Temp Close: 0; AST Currently In Use: 0; AST Temp Closed: 0 | 6 | 0 | 0 | 21090-127-020473 | LOVES COUNTRY STORES
51856 | Currently in Use |  | 2012-02-09 |  | Petroleum | Gasoline containing greater than 10% ethanol | Gasoline containing greater than 10% ethanol | Retail | Fiberglass reinforced plastic | Double Wall |  |  | Fiberglass reinforced plastic |  | 2012-02-09 | Catchment Basin | Audible high level alarm At 90% full | Audible high level alarm At 90% full | Interstitial Monitoring within Secondary Containment | SENSOR TO ATG | Automatic Tank Gauge |  | Automatic shutoff device (AELLD) | Automatic shutoff device (AELLD) | Interstitial Monitoring within Secondary Containment | SENSOR TO ATG | Continuous alarm system | Continuous alarm system |  | UST Currently In Use: 6; UST Temp Close: 0; AST Currently In Use: 0; AST Temp Closed: 0 | 6 | 0 | 0 | 21090-127-020473 | LOVES COUNTRY STORES
51857 | Currently in Use |  | 2012-02-09 |  | Petroleum | Premium gasoline | Premium gasoline | Retail | Fiberglass reinforced plastic | Double Wall |  |  | Fiberglass reinforced plastic |  | 2012-02-09 | Catchment Basin | Audible high level alarm At 90% full | Audible high level alarm At 90% full | Interstitial Monitoring within Secondary Containment | SENSOR TO ATG | Automatic Tank Gauge |  | Automatic shutoff device (AELLD) | Automatic shutoff device (AELLD) | Interstitial Monitoring within Secondary Containment | SENSOR TO ATG | Continuous alarm system | Continuous alarm system |  | UST Currently In Use: 6; UST Temp Close: 0; AST Currently In Use: 0; AST Temp Closed: 0 | 6 | 0 | 0 | 21090-127-020473 | LOVES COUNTRY STORES
51858 | Currently in Use |  | 2012-02-09 |  | Petroleum | 100% biodiesel (Not Regulated) | 100% biodiesel (Not Regulated) | Retail | Fiberglass reinforced plastic | Double Wall |  |  | Fiberglass reinforced plastic |  | 2012-02-09 | Catchment Basin | Audible high level alarm At 90% full | Audible high level alarm At 90% full | Interstitial Monitoring within Secondary Containment | SENSOR TO ATG | Automatic Tank Gauge |  | Automatic shutoff device (AELLD) | Automatic shutoff device (AELLD) | Interstitial Monitoring within Secondary Containment | SENSOR TO ATG | Continuous alarm system | Continuous alarm system |  | UST Currently In Use: 6; UST Temp Close: 0; AST Currently In Use: 0; AST Temp Closed: 0 | 6 | 0 | 0 | 21090-127-020473 | LOVES COUNTRY STORES
51860 | Currently in Use |  | 2007-05-30 |  | Petroleum | Unleaded gasoline | Unleaded gasoline |  | Fiberglass coated steel | Fiberglass coated steel |  |  | Fiberglass reinforced plastic |  | 2007-05-30 | Catchment Basin | Flow Rest 90% Full | Flow Rest 90% Full |  |  | Continuous Automatic Tank Gauge |  | Automatic flow restrictor (MLLD) | Automatic flow restrictor (MLLD) |  |  | Annual line testing | Annual line testing |  | UST Currently In Use: 2; UST Temp Close: 0; AST Currently In Use: 0; AST Temp Closed: 0 | 2 | 0 | 0 | 21308-073-020474 | PETRO AMERICA LLC
51861 | Currently in Use |  | 2007-05-30 |  | Petroleum | Unleaded gasoline | Unleaded gasoline | Retail | Single Wall | Fiberglass coated steel |  |  | Fiberglass reinforced plastic |  | 2007-05-30 | Catchment Basin | Flow Rest 90% Full | Flow Rest 90% Full |  |  | Continuous Automatic Tank Gauge |  | Automatic flow restrictor (MLLD) | Automatic flow restrictor (MLLD) |  |  | Annual line testing | Annual line testing |  | UST Currently In Use: 2; UST Temp Close: 0; AST Currently In Use: 0; AST Temp Closed: 0 | 2 | 0 | 0 | 21308-073-020474 | PETRO AMERICA LLC
51862 | Temporary Closed | 2012-05-05 | 2000-01-01 |  | Petroleum | Unleaded gasoline | Unleaded gasoline | Retail | Steel | Steel |  |  | Fiberglass reinforced plastic |  |  | Catchment Basin | Flow Rest 90% Full | Flow Rest 90% Full | [11 empty] | UST Currently In Use: 0; UST Temp Close: 1; AST Currently In Use: 0; AST Temp Closed: 0 | 0 | 1 | 3 | 20980-039-008013 | BLUE LAKE GROCERY
51863 | Currently in Use |  | 2012-03-01 |  | Petroleum | Unleaded gasoline | Unleaded gasoline | Retail | Double Wall | Double Wall |  |  | Fiberglass reinforced plastic |  | 2012-03-01 | Catchment Basin | Automatic shutoff device At 95% full | Automatic shutoff device At 95% full | Interstitial Monitoring within Secondary Containment | SENSOR TO ATG |  |  | Containment Sump | Automatic shutoff device (AELLD) | Interstitial Monitoring within Secondary Containment | SENSOR TO ATG | Continuous alarm system | Continuous alarm system |  | UST Currently In Use: 2; UST Temp Close: 0; AST Currently In Use: 0; AST Temp Closed: 0 | 2 | 0 | 0 | 23679-073-020476 | BOCA PROPERTIES LLC
51864 | Currently in Use |  | 2012-03-01 |  | Petroleum | Premium gasoline | Premium gasoline | Retail | 4P/8D | Double Wall |  |  | OLD TYPE |  | 2012-03-01 | Catchment Basin | Automatic shutoff device At 95% full | Automatic shutoff device At 95% full | Interstitial Monitoring within Secondary Containment | SENSOR TO ATG |  |  | Automatic shutoff device (AELLD) | Automatic shutoff device (AELLD) | Interstitial Monitoring within Secondary Containment | SENSOR TO ATG | Continuous alarm system | Continuous alarm system |  | UST Currently In Use: 2; UST Temp Close: 0; AST Currently In Use: 0; AST Temp Closed: 0 | 2 | 0 | 0 | 23679-073-020476 | BOCA PROPERTIES LLC
51865 | Currently in Use |  | 2012-02-29 |  | Petroleum | Unleaded gasoline | Unleaded gasoline | Retail | Double Wall | Double Wall |  |  | Fiberglass reinforced plastic |  |  | Catchment Basin | Automatic shutoff device At 95% full | Automatic shutoff device At 95% full | Interstitial Monitoring within Secondary Containment |  |  |  | Automatic flow restrictor (MLLD) | Automatic flow restrictor (MLLD) | Interstitial Monitoring within Secondary Containment |  | Continuous alarm system | Continuous alarm system |  | UST Currently In Use: 2; UST Temp Close: 0; AST Currently In Use: 0; AST Temp Closed: 0 | 2 | 0 | 2 | 14249-101-005207 | RUSSELL PETROLEUM CORP
51866 | Currently in Use |  | 2012-02-29 |  | Petroleum | Premium gasoline | Premium gasoline | Retail | Fiberglass reinforced plastic | Double Wall |  |  | Fiberglass reinforced plastic |  |  | Catchment Basin | Automatic shutoff device At 95% full | Automatic shutoff device At 95% full | Interstitial Monitoring within Secondary Containment |  |  |  | Containment Sump | Automatic flow restrictor (MLLD) | Interstitial Monitoring within Secondary Containment |  | Continuous alarm system | Continuous alarm system |  | UST Currently In Use: 2; UST Temp Close: 0; AST Currently In Use: 0; AST Temp Closed: 0 | 2 | 0 | 2 | 14249-101-005207 | RUSSELL PETROLEUM CORP
51867 | Currently in Use |  | 2011-11-20 |  | Petroleum | Unleaded gasoline | Unleaded gasoline | Retail | Double Wall | Double Wall |  |  | Double Wall |  | 2011-11-20 | Catchment Basin | Flow Rest 90% Full | Flow Rest 90% Full | Interstitial Monitoring within Secondary Containment |  | Continuous Automatic Tank Gauge |  | Containment Sump | Automatic shutoff device (AELLD) | Interstitial Monitoring within Secondary Containment |  | Continuous alarm system | Continuous alarm system |  | UST Currently In Use: 1; UST Temp Close: 0; AST Currently In Use: 0; AST Temp Closed: 0 | 1 | 0 | 0 | 21961-021-020477 | CENTRAL ALABAMA ELECTRIC COOPERATIVE
51868 | Currently in Use |  | 2012-03-20 |  | Petroleum | Unleaded gasoline | Unleaded gasoline | Retail | Double Wall | Double Wall |  |  | Double Wall |  | 2012-06-18 | Catchment Basin | Flow Rest 90% Full | Flow Rest 90% Full | Interstitial Monitoring within Secondary Containment | SENSOR TO ATG | Continuous Automatic Tank Gauge |  | Containment Sump | Automatic flow restrictor (MLLD) | Interstitial Monitoring within Secondary Containment | SENSOR TO ATG | Continuous alarm system | Continuous alarm system |  | UST Currently In Use: 2; UST Temp Close: 0; AST Currently In Use: 0; AST Temp Closed: 0 | 2 | 0 | 3 | 23980-055-012679 | SUHAIL M. KHADER
51869 | Currently in Use |  | 2012-03-20 |  | Petroleum | Premium gasoline | Premium gasoline | Retail | Double Wall | Double Wall |  |  | Double Wall |  | 2012-06-18 | Catchment Basin | Flow Rest 90% Full | Flow Rest 90% Full | Interstitial Monitoring within Secondary Containment | SENSOR TO ATG | Continuous Automatic Tank Gauge |  | Automatic flow restrictor (MLLD) | Automatic flow restrictor (MLLD) | Interstitial Monitoring within Secondary Containment | SENSOR TO ATG | Continuous alarm system | Continuous alarm system |  | UST Currently In Use: 2; UST Temp Close: 0; AST Currently In Use: 0; AST Temp Closed: 0 | 2 | 0 | 3 | 23980-055-012679 | SUHAIL M. KHADER
51870 | Currently in Use |  | 1998-12-01 |  | Petroleum | Unleaded gasoline | Unleaded gasoline | Retail | Steel | Single Wall | Coated & cathodic protection (sti-P3) |  | Double Wall |  |  | Catchment Basin | Flow Rest 90% Full | Automatic shutoff device At 95% full |  |  | Continuous Automatic Tank Gauge | Single walled submersible pump containment sump | Automatic flow restrictor (MLLD) | Automatic flow restrictor (MLLD) |  |  | Annual line testing | Annual line testing |  | UST Currently In Use: 2; UST Temp Close: 0; AST Currently In Use: 0; AST Temp Closed: 0 | 2 | 0 | 6 | 11379-079-006606 | SIBLEY OIL COMPANY
51871 | Currently in Use |  | 2012-02-10 |  | Petroleum | Unleaded gasoline | Unleaded gasoline | Retail | Double Wall | Double Wall |  |  | Fiberglass reinforced plastic |  | 2012-02-10 | Catchment Basin | Automatic shutoff device At 95% full | Automatic shutoff device At 95% full | Interstitial Monitoring within Secondary Containment | SENSOR TO ATG | Continuous Automatic Tank Gauge |  | Containment Sump | Automatic flow restrictor (MLLD) | Interstitial Monitoring within Secondary Containment | SENSOR TO ATG | Continuous alarm system | Continuous alarm system |  | UST Currently In Use: 2; UST Temp Close: 0; AST Currently In Use: 0; AST Temp Closed: 0 | 2 | 0 | 0 | 25645-097-020478 | NAMO PROPERTIES INC
51872 | Currently in Use |  | 2012-02-10 |  | Petroleum | Mid-grade gasoline | Mid-grade gasoline | Retail | Double Wall | Double Wall |  |  | Double Wall |  | 2012-02-10 | Catchment Basin | Automatic shutoff device At 95% full | Automatic shutoff device At 95% full | Interstitial Monitoring within Secondary Containment | SENSOR TO ATG | Continuous Automatic Tank Gauge |  | Automatic flow restrictor (MLLD) | Automatic flow restrictor (MLLD) | Interstitial Monitoring within Secondary Containment | SENSOR TO ATG | Continuous alarm system | Continuous alarm system |  | UST Currently In Use: 2; UST Temp Close: 0; AST Currently In Use: 0; AST Temp Closed: 0 | 2 | 0 | 0 | 25645-097-020478 | NAMO PROPERTIES INC
51875 | Currently in Use |  | 2012-03-23 |  | Petroleum | On road diesel | On road diesel | Retail | Double Wall | Double Wall | Other |  | Flexible |  | 2012-03-23 | Catchment Basin | Automatic shutoff device At 95% full | Audible high level alarm At 90% full | Interstitial Monitoring within Secondary Containment | SENSOR TO ATG | Automatic Tank Gauge | [8 empty] | UST Currently In Use: 4; UST Temp Close: 0; AST Currently In Use: 0; AST Temp Closed: 0 | 4 | 0 | 1 | 22390-129-005029 | HOLLY B. JORDAN
51876 | Currently in Use |  | 2012-05-07 |  | Petroleum | Unleaded gasoline | Unleaded gasoline | Retail | Double Wall | Double Wall |  |  | Double Wall |  | 2012-05-07 | Catchment Basin | Automatic shutoff device At 95% full | Automatic shutoff device At 95% full | Interstitial Monitoring within Secondary Containment |  | Continuous Automatic Tank Gauge |  | Automatic shutoff device (AELLD) | Automatic shutoff device (AELLD) | Interstitial Monitoring within Secondary Containment |  | Other | Continuous alarm system |  | UST Currently In Use: 2; UST Temp Close: 0; AST Currently In Use: 0; AST Temp Closed: 0 | 2 | 0 | 0 | 23996-089-020522 | MEHRYAR (MARIO) NASSERI
51877 | Currently in Use |  | 2012-05-07 |  | Petroleum | Premium gasoline | Premium gasoline | Retail | Double Wall | Double Wall |  |  | Double Wall |  | 2012-05-07 | Catchment Basin | Automatic shutoff device At 95% full | Automatic shutoff device At 95% full | Interstitial Monitoring within Secondary Containment |  | Continuous Automatic Tank Gauge |  | Automatic shutoff device (AELLD) | Automatic shutoff device (AELLD) | Interstitial Monitoring within Secondary Containment |  | Other | Continuous alarm system |  | UST Currently In Use: 2; UST Temp Close: 0; AST Currently In Use: 0; AST Temp Closed: 0 | 2 | 0 | 0 | 23996-089-020522 | MEHRYAR (MARIO) NASSERI
51879 | Currently in Use |  | 2012-06-04 |  | Petroleum | Unleaded gasoline | Unleaded gasoline | Retail | Double Wall | Double Wall |  |  | Double Wall |  | 2012-06-04 | Catchment Basin | Audible high level alarm At 90% full | Audible high level alarm At 90% full | Interstitial Monitoring within Secondary Containment | SENSOR TO ATG | Continuous Automatic Tank Gauge |  | Automatic shutoff device (AELLD) | Automatic shutoff device (AELLD) | Interstitial Monitoring within Secondary Containment | SENSOR TO ATG | Continuous alarm system | Continuous alarm system |  | UST Currently In Use: 3; UST Temp Close: 0; AST Currently In Use: 0; AST Temp Closed: 0 | 3 | 0 | 0 | 15420-089-020525 | MAPCO EXPRESS, INC.
51880 | Currently in Use |  | 2012-06-04 |  | Petroleum | Premium gasoline | Premium gasoline | Retail | Fiberglass reinforced plastic | Double Wall |  |  | Double Wall |  | 2012-06-04 | Catchment Basin | Audible high level alarm At 90% full | Audible high level alarm At 90% full | Interstitial Monitoring within Secondary Containment | SENSOR TO ATG | Continuous Automatic Tank Gauge |  | Automatic shutoff device (AELLD) | Automatic shutoff device (AELLD) | Interstitial Monitoring within Secondary Containment | SENSOR TO ATG | Other | Continuous alarm system |  | UST Currently In Use: 3; UST Temp Close: 0; AST Currently In Use: 0; AST Temp Closed: 0 | 3 | 0 | 0 | 15420-089-020525 | MAPCO EXPRESS, INC.
51881 | Currently in Use |  | 2012-06-04 |  | Petroleum | E85 | E85 |  | Double Wall | Double Wall |  |  | Double Wall |  | 2012-06-04 | Catchment Basin | Audible high level alarm At 90% full | Audible high level alarm At 90% full | Interstitial Monitoring within Secondary Containment | SENSOR TO ATG | Other |  | Containment Sump | Automatic shutoff device (AELLD) | Interstitial Monitoring within Secondary Containment | SENSOR TO ATG | Other | Continuous alarm system |  | UST Currently In Use: 3; UST Temp Close: 0; AST Currently In Use: 0; AST Temp Closed: 0 | 3 | 0 | 0 | 15420-089-020525 | MAPCO EXPRESS, INC.
51882 | Currently in Use |  | 2012-07-13 |  | Petroleum | Unleaded gasoline | Unleaded gasoline | Retail | Fiberglass reinforced plastic | Double Wall |  |  | JACKETED |  | 2012-07-13 | Catchment Basin | Automatic shutoff device At 95% full | Automatic shutoff device At 95% full | Interstitial Monitoring within Secondary Containment | SENSOR TO ATG |  |  | Automatic shutoff device (AELLD) | Automatic shutoff device (AELLD) | Interstitial Monitoring within Secondary Containment | SENSOR TO ATG | Continuous alarm system | Continuous alarm system |  | UST Currently In Use: 2; UST Temp Close: 0; AST Currently In Use: 0; AST Temp Closed: 0 | 2 | 0 | 0 | 12144-015-020747 | JACK GREEN OIL CO INC
51883 | Currently in Use |  | 2012-07-13 |  | Petroleum | Premium gasoline | Premium gasoline | Retail | 6P/4D | Double Wall |  |  | Double Wall |  | 2012-07-13 | Catchment Basin | Automatic shutoff device At 95% full | Automatic shutoff device At 95% full | Interstitial Monitoring within Secondary Containment | SENSOR TO ATG |  |  | Containment Sump | Automatic shutoff device (AELLD) | Interstitial Monitoring within Secondary Containment | SENSOR TO ATG | Continuous alarm system | Continuous alarm system |  | UST Currently In Use: 2; UST Temp Close: 0; AST Currently In Use: 0; AST Temp Closed: 0 | 2 | 0 | 0 | 12144-015-020747 | JACK GREEN OIL CO INC
51884 | Currently in Use |  | 2011-06-15 |  | Petroleum | Unleaded gasoline | Unleaded gasoline | Retail | Double Wall | Double Wall |  |  | Double Wall |  | 2011-06-15 | Catchment Basin |  |  | Interstitial Monitoring within Secondary Containment | SENSOR TO ATG | Other | Single walled submersible pump containment sump | Sump sensor relayed to automatically shut off submersible pump | Containment Sump | Interstitial Monitoring within Secondary Containment | SENSOR TO ATG | Continuous alarm system | Continuous alarm system |  | UST Currently In Use: 4; UST Temp Close: 0; AST Currently In Use: 0; AST Temp Closed: 0 | 4 | 0 | 4 | 23304-089-018728 | DRK, LLC
51885 | Currently in Use |  | 2011-06-15 |  | Petroleum | Premium gasoline | Premium gasoline | Retail | Double Wall | Double Wall |  |  | Fiberglass reinforced plastic |  | 2011-06-15 | Catchment Basin |  |  | Interstitial Monitoring within Secondary Containment | SENSOR TO ATG | Continuous Automatic Tank Gauge | Single walled submersible pump containment sump | Sump sensor relayed to automatically shut off submersible pump | Containment Sump | Interstitial Monitoring within Secondary Containment | SENSOR TO ATG | INTMON REQ | Continuous alarm system |  | UST Currently In Use: 4; UST Temp Close: 0; AST Currently In Use: 0; AST Temp Closed: 0 | 4 | 0 | 4 | 23304-089-018728 | DRK, LLC
51886 | Currently in Use |  | 2011-06-15 |  | Petroleum | Kerosene | Kerosene | Retail | Double Wall | Double Wall |  |  | Fiberglass reinforced plastic |  | 2011-06-15 | Catchment Basin |  |  | Interstitial Monitoring within Secondary Containment | SENSOR TO ATG | Continuous Automatic Tank Gauge | [8 empty] | UST Currently In Use: 4; UST Temp Close: 0; AST Currently In Use: 0; AST Temp Closed: 0 | 4 | 0 | 4 | 23304-089-018728 | DRK, LLC
51887 | Currently in Use |  | 2011-06-15 |  | Petroleum | On road diesel | On road diesel | Retail | Double Wall | Double Wall |  |  | Double Wall |  | 2011-06-15 | Catchment Basin |  |  | Interstitial Monitoring within Secondary Containment | SENSOR TO ATG | Continuous Automatic Tank Gauge | [8 empty] | UST Currently In Use: 4; UST Temp Close: 0; AST Currently In Use: 0; AST Temp Closed: 0 | 4 | 0 | 4 | 23304-089-018728 | DRK, LLC
51888 | Currently in Use |  | 2010-10-11 |  | Petroleum | Unleaded gasoline | Unleaded gasoline | Retail | Double Wall | Double Wall |  |  | Double Wall |  | 2010-10-11 | Catchment Basin | Flow Rest 90% Full | Flow Rest 90% Full | Interstitial Monitoring within Secondary Containment | SENSOR TO ATG | Continuous Automatic Tank Gauge | Single walled submersible pump containment sump | Automatic shutoff device (AELLD) | Automatic shutoff device (AELLD) | Interstitial Monitoring within Secondary Containment | SENSOR TO ATG | INTMON RQ | Continuous alarm system |  | UST Currently In Use: 2; UST Temp Close: 0; AST Currently In Use: 0; AST Temp Closed: 0 | 2 | 0 | 0 | 25193-071-020748 | MARK DOVER
51889 | Currently in Use |  | 2010-11-15 |  | Petroleum | On road diesel | On road diesel | Retail | Double Wall | Double Wall |  |  | Double Wall |  | 2010-10-11 | Catchment Basin | Flow Rest 90% Full | Flow Rest 90% Full | Interstitial Monitoring within Secondary Containment | SENSOR TO ATG | Continuous Automatic Tank Gauge | Single walled submersible pump containment sump | Automatic shutoff device (AELLD) | Automatic shutoff device (AELLD) | Interstitial Monitoring within Secondary Containment | SENSOR TO ATG | Continuous alarm system | Continuous alarm system |  | UST Currently In Use: 2; UST Temp Close: 0; AST Currently In Use: 0; AST Temp Closed: 0 | 2 | 0 | 0 | 25193-071-020748 | MARK DOVER
51890 | Currently in Use |  | 2012-04-09 |  | Petroleum | Unleaded gasoline | Unleaded gasoline | Retail | Fiberglass coated steel | Double Wall |  |  | Fiberglass reinforced plastic |  | 1981-01-01 | Catchment Basin | Audible high level alarm At 90% full | Audible high level alarm At 90% full | Interstitial Monitoring within Secondary Containment | SENSOR TO ATG | Continuous Automatic Tank Gauge |  | Containment Sump | Automatic flow restrictor (MLLD) | Interstitial Monitoring within Secondary Containment | SENSOR TO ATG | Annual line testing | Annual line testing |  | UST Currently In Use: 1; UST Temp Close: 0; AST Currently In Use: 0; AST Temp Closed: 0 | 1 | 0 | 4 | 23366-097-011481 | MRS VIRATH IM
51891 | Currently in Use |  | 2002-12-01 |  | Petroleum | On road diesel | On road diesel | Emergency power generator | Double Wall | Double Wall |  |  | Double Wall |  |  | Catchment Basin | Automatic shutoff device At 95% full | Automatic shutoff device At 95% full | Interstitial Monitoring within Secondary Containment |  | Continuous Automatic Tank Gauge |  | Containment Sump | Containment Sump | Interstitial Monitoring within Secondary Containment |  | Continuous alarm system | Continuous alarm system |  | UST Currently In Use: 3; UST Temp Close: 0; AST Currently In Use: 0; AST Temp Closed: 0 | 3 | 0 | 5 | 14466-069-000710 | SOUTHEAST HEALTH
51892 | Currently in Use |  | 2002-12-01 |  | Petroleum | On road diesel | On road diesel | Emergency power generator | Fiberglass coated steel | Double Wall |  |  | Flexible |  |  | Catchment Basin | Automatic shutoff device At 95% full | Automatic shutoff device At 95% full | Interstitial Monitoring within Secondary Containment |  | Continuous Automatic Tank Gauge |  | Containment Sump | Containment Sump | Interstitial Monitoring within Secondary Containment |  | Continuous alarm system | Continuous alarm system |  | UST Currently In Use: 3; UST Temp Close: 0; AST Currently In Use: 0; AST Temp Closed: 0 | 3 | 0 | 5 | 14466-069-000710 | SOUTHEAST HEALTH
51894 | Currently in Use |  | 2002-12-01 |  | Petroleum | Used oil | Used oil | Industrial | Double Wall | Double Wall |  |  | Double Wall |  |  | Catchment Basin | EXEMPT | Audible high level alarm At 90% full | Interstitial Monitoring within Secondary Containment | MANUAL/VISUAL CHECK | [9 empty] | UST Currently In Use: 3; UST Temp Close: 0; AST Currently In Use: 0; AST Temp Closed: 0 | 3 | 0 | 5 | 14466-069-000710 | SOUTHEAST HEALTH
51895 | Currently in Use |  | 2011-11-12 |  | Petroleum | Unleaded gasoline | Unleaded gasoline | Retail | Double Wall | Double Wall |  |  | Double Wall |  | 2011-11-12 | Catchment Basin | Flow Rest 90% Full | Flow Rest 90% Full | Interstitial Monitoring within Secondary Containment | SENSOR TO ATG | Continuous Automatic Tank Gauge |  | Automatic shutoff device (AELLD) | Automatic shutoff device (AELLD) | Interstitial Monitoring within Secondary Containment | SENSOR TO ATG | Other | Annual line testing |  | UST Currently In Use: 2; UST Temp Close: 0; AST Currently In Use: 0; AST Temp Closed: 0 | 2 | 0 | 0 | 25916-083-020749 | AMRUT PATEL
51896 | Currently in Use |  | 2011-11-10 |  | Petroleum | Premium gasoline | Premium gasoline | Retail | Double Wall | Double Wall |  |  | Double Wall |  | 2011-11-12 | Catchment Basin | Flow Rest 90% Full | Flow Rest 90% Full | Interstitial Monitoring within Secondary Containment | SENSOR TO ATG | Continuous Automatic Tank Gauge | Single walled submersible pump containment sump | Automatic shutoff device (AELLD) | Automatic shutoff device (AELLD) | Interstitial Monitoring within Secondary Containment | SENSOR TO ATG | Continuous alarm system | Continuous alarm system |  | UST Currently In Use: 2; UST Temp Close: 0; AST Currently In Use: 0; AST Temp Closed: 0 | 2 | 0 | 0 | 25916-083-020749 | AMRUT PATEL
51897 | Currently in Use |  | 2012-06-06 |  | Petroleum | Unleaded gasoline | Unleaded gasoline | Retail | Double Wall | Double Wall |  |  | Fiberglass reinforced plastic |  | 2012-06-06 | Catchment Basin | Automatic shutoff device At 95% full | Automatic shutoff device At 95% full | Interstitial Monitoring within Secondary Containment | SENSOR TO ATG |  |  | Automatic flow restrictor (MLLD) | Automatic flow restrictor (MLLD) | Interstitial Monitoring within Secondary Containment | SENSOR TO ATG | Continuous alarm system | Continuous alarm system |  | UST Currently In Use: 2; UST Temp Close: 0; AST Currently In Use: 0; AST Temp Closed: 0 | 2 | 0 | 0 | 13579-003-020750 | MURPHY OIL USA, INC.
51898 | Currently in Use |  | 2012-08-01 |  | Petroleum | Premium gasoline | Premium gasoline | Retail | Fiberglass reinforced plastic | Double Wall |  |  | Fiberglass reinforced plastic |  | 2012-06-06 | Catchment Basin | Automatic shutoff device At 95% full | Automatic shutoff device At 95% full | Interstitial Monitoring within Secondary Containment | SENSOR TO ATG |  |  | Containment Sump | Automatic flow restrictor (MLLD) | Interstitial Monitoring within Secondary Containment | SENSOR TO ATG | Continuous alarm system | Continuous alarm system |  | UST Currently In Use: 2; UST Temp Close: 0; AST Currently In Use: 0; AST Temp Closed: 0 | 2 | 0 | 0 | 13579-003-020750 | MURPHY OIL USA, INC.
51899 | Currently in Use |  | 2012-07-06 |  | Petroleum | Unleaded gasoline | Unleaded gasoline | Retail | Double Wall | Double Wall |  |  | Double Wall |  |  | Catchment Basin | Automatic shutoff device At 95% full | Automatic shutoff device At 95% full | Interstitial Monitoring within Secondary Containment |  |  |  | Automatic flow restrictor (MLLD) | Automatic flow restrictor (MLLD) | Interstitial Monitoring within Secondary Containment |  | Continuous alarm system | Continuous alarm system |  | UST Currently In Use: 2; UST Temp Close: 0; AST Currently In Use: 0; AST Temp Closed: 0 | 2 | 0 | 3 | 24028-101-008399 | HARJINDER SUCHDEVA
51900 | Currently in Use |  | 2012-07-16 |  | Petroleum | Unleaded gasoline | Unleaded gasoline | Retail | Double Wall | Double Wall |  |  | Double Wall |  |  | Catchment Basin | Automatic shutoff device At 95% full | Automatic shutoff device At 95% full | Interstitial Monitoring within Secondary Containment |  |  |  | Containment Sump | Automatic flow restrictor (MLLD) | Interstitial Monitoring within Secondary Containment |  | Continuous alarm system | Continuous alarm system |  | UST Currently In Use: 2; UST Temp Close: 0; AST Currently In Use: 0; AST Temp Closed: 0 | 2 | 0 | 3 | 24028-101-008399 | HARJINDER SUCHDEVA
51901 | Currently in Use |  | 2000-11-23 |  | Petroleum | On road diesel | On road diesel | Local government | Single Wall | Fiberglass coated steel |  |  | Fiberglass reinforced plastic |  |  | Catchment Basin | Automatic shutoff device At 95% full | Automatic shutoff device At 95% full |  |  | Statistical Inventory Reconciliation (SIR) | [8 empty] | UST Currently In Use: 1; UST Temp Close: 0; AST Currently In Use: 0; AST Temp Closed: 0 | 1 | 0 | 1 | 11271-039-002039 | COVINGTON COUNTY BOARD OF EDUCATION
51902 | Currently in Use |  | 2012-02-22 |  | Petroleum | Unleaded gasoline | Unleaded gasoline | Retail | Double Wall | Double Wall |  |  | Fiberglass reinforced plastic |  |  | Catchment Basin | Flow Rest 90% Full | Flow Rest 90% Full | Interstitial Monitoring within Secondary Containment |  |  |  | Automatic flow restrictor (MLLD) | Automatic flow restrictor (MLLD) | Interstitial Monitoring within Secondary Containment |  | Continuous alarm system | Continuous alarm system |  | UST Currently In Use: 3; UST Temp Close: 0; AST Currently In Use: 0; AST Temp Closed: 0 | 3 | 0 | 0 | 24033-113-020752 | 165 PPL LLC
51903 | Currently in Use |  | 2012-02-22 |  | Petroleum | Unleaded gasoline | Unleaded gasoline | Retail | Double Wall | Double Wall |  |  | Fiberglass reinforced plastic |  |  | Catchment Basin | Flow Rest 90% Full | Flow Rest 90% Full | Interstitial Monitoring within Secondary Containment |  |  |  | Automatic flow restrictor (MLLD) | Automatic flow restrictor (MLLD) | Interstitial Monitoring within Secondary Containment |  | Continuous alarm system | Continuous alarm system |  | UST Currently In Use: 3; UST Temp Close: 0; AST Currently In Use: 0; AST Temp Closed: 0 | 3 | 0 | 0 | 24033-113-020752 | 165 PPL LLC
51904 | Currently in Use |  | 2012-02-22 |  | Petroleum | On road diesel | On road diesel | Retail | Double Wall | Double Wall |  |  | Fiberglass reinforced plastic |  |  | Catchment Basin | Flow Rest 90% Full | Flow Rest 90% Full | Interstitial Monitoring within Secondary Containment |  |  |  | Automatic flow restrictor (MLLD) | Automatic flow restrictor (MLLD) | Interstitial Monitoring within Secondary Containment |  | Continuous alarm system | Continuous alarm system |  | UST Currently In Use: 3; UST Temp Close: 0; AST Currently In Use: 0; AST Temp Closed: 0 | 3 | 0 | 0 | 24033-113-020752 | 165 PPL LLC
51905 | Currently in Use |  | 2012-04-01 |  | Petroleum | Unleaded gasoline | Unleaded gasoline | Retail | Double Wall | Double Wall |  |  | Double Wall |  |  | Catchment Basin | Automatic shutoff device At 95% full | Automatic shutoff device At 95% full | Interstitial Monitoring within Secondary Containment | SENSOR TO ATG |  | Double walled submersible pump containment sump | Automatic shutoff device (AELLD) | Automatic shutoff device (AELLD) |  | SENSOR TO ATG | Continuous alarm system | Continuous alarm system |  | UST Currently In Use: 2; UST Temp Close: 0; AST Currently In Use: 0; AST Temp Closed: 0 | 2 | 0 | 2 | 13343-127-015143 | MCCULLOUGH OIL COMPANY, INC.
51906 | Currently in Use |  | 2012-04-01 |  | Petroleum | Premium gasoline | Premium gasoline | Retail | Double Wall | Double Wall |  |  | Double Wall |  |  | Catchment Basin | Automatic shutoff device At 95% full | Automatic shutoff device At 95% full | Interstitial Monitoring within Secondary Containment | SENSOR TO ATG |  | Double walled submersible pump containment sump | Containment Sump | Automatic shutoff device (AELLD) |  | SENSOR TO ATG | Continuous alarm system | Continuous alarm system |  | UST Currently In Use: 2; UST Temp Close: 0; AST Currently In Use: 0; AST Temp Closed: 0 | 2 | 0 | 2 | 13343-127-015143 | MCCULLOUGH OIL COMPANY, INC.
51907 | Currently in Use |  | 2011-09-06 |  | Petroleum | Unleaded gasoline | Unleaded gasoline | Retail | Double Wall | Double Wall |  |  | Double Wall |  | 2011-09-06 | Catchment Basin | Automatic shutoff device At 95% full | Automatic shutoff device At 95% full | Interstitial Monitoring within Secondary Containment | SENSOR TO ATG |  | Single walled submersible pump containment sump | Automatic flow restrictor (MLLD) | Automatic flow restrictor (MLLD) | Interstitial Monitoring within Secondary Containment | SENSOR TO ATG | Continuous alarm system | Continuous alarm system |  | UST Currently In Use: 2; UST Temp Close: 0; AST Currently In Use: 0; AST Temp Closed: 0 | 2 | 0 | 6 | 11379-079-006606 | SIBLEY OIL COMPANY
51908 | Currently in Use |  | 1998-06-15 |  | Petroleum | Unleaded gasoline | Unleaded gasoline | Local government | Fiberglass coated steel | Fiberglass coated steel |  |  | Fiberglass reinforced plastic |  |  | Catchment Basin | Flow Rest 90% Full | Flow Rest 90% Full |  |  | Continuous Automatic Tank Gauge | [8 empty] | UST Currently In Use: 1; UST Temp Close: 0; AST Currently In Use: 0; AST Temp Closed: 0 | 1 | 0 | 4 | 12237-065-013188 | HALE COUNTY BOARD OF EDUCATION
51909 | Currently in Use |  | 2001-08-30 |  | Petroleum | Unleaded gasoline | Unleaded gasoline | Retail | Fiberglass coated steel | Fiberglass coated steel |  |  | Double Wall |  |  | Catchment Basin | Flow Rest 90% Full | Flow Rest 90% Full |  |  | Continuous Automatic Tank Gauge |  | Automatic shutoff device (AELLD) | Automatic shutoff device (AELLD) | [5 empty] | UST Currently In Use: 3; UST Temp Close: 0; AST Currently In Use: 0; AST Temp Closed: 0 | 3 | 0 | 0 | 24041-125-020753 | TRADEMART INC
51910 | Currently in Use |  | 2001-08-30 |  | Petroleum | Premium gasoline | Premium gasoline | Retail | Fiberglass coated steel | Fiberglass coated steel |  |  | Double Wall |  |  | Catchment Basin | Flow Rest 90% Full | Flow Rest 90% Full |  |  | Continuous Automatic Tank Gauge |  | Automatic shutoff device (AELLD) | Automatic shutoff device (AELLD) | [5 empty] | UST Currently In Use: 3; UST Temp Close: 0; AST Currently In Use: 0; AST Temp Closed: 0 | 3 | 0 | 0 | 24041-125-020753 | TRADEMART INC
51911 | Currently in Use |  | 2001-08-30 |  | Petroleum | On road diesel | On road diesel | Retail | Fiberglass coated steel | Fiberglass coated steel |  |  | Flexible | OPW |  | Catchment Basin | Flow Rest 90% Full | Flow Rest 90% Full |  |  | Continuous Automatic Tank Gauge |  | Automatic shutoff device (AELLD) | Automatic shutoff device (AELLD) | [5 empty] | UST Currently In Use: 3; UST Temp Close: 0; AST Currently In Use: 0; AST Temp Closed: 0 | 3 | 0 | 0 | 24041-125-020753 | TRADEMART INC
51912 | Temporary Closed | 2013-09-13 | 1998-04-15 |  | Petroleum | Unleaded gasoline | Unleaded gasoline | Local government | Fiberglass coated steel | Double Wall |  |  | Double Wall |  |  | Catchment Basin | Flow Rest 90% Full | Flow Rest 90% Full | Interstitial Monitoring within Secondary Containment |  |  |  | Automatic flow restrictor (MLLD) | Automatic flow restrictor (MLLD) | Interstitial Monitoring within Secondary Containment |  |  |  |  | UST Currently In Use: 0; UST Temp Close: 1; AST Currently In Use: 0; AST Temp Closed: 0 | 0 | 1 | 2 | 10983-067-000993 | CITY OF ABBEVILLE
51916 | Currently in Use |  | 2012-04-30 |  | Petroleum | Unleaded gasoline | Unleaded gasoline | Retail | Double Wall | Double Wall |  |  | Fiberglass reinforced plastic |  | 2012-04-30 | Catchment Basin | Automatic shutoff device At 95% full | Automatic shutoff device At 95% full | Interstitial Monitoring within Secondary Containment |  | Automatic Tank Gauge |  | Automatic flow restrictor (MLLD) | Automatic flow restrictor (MLLD) | Interstitial Monitoring within Secondary Containment | SENSOR TO ATG | Annual line testing | Annual line testing |  | UST Currently In Use: 1; UST Temp Close: 0; AST Currently In Use: 0; AST Temp Closed: 0 | 1 | 0 | 4 | 23848-097-000134 | SWEE CHIN PANG
51917 | Currently in Use |  | 2012-01-27 |  | Petroleum | Unleaded gasoline | Unleaded gasoline | Retail | Double Wall | Double Wall |  |  | Fiberglass reinforced plastic |  | 2012-01-27 | Catchment Basin | Automatic shutoff device At 95% full | Automatic shutoff device At 95% full | Interstitial Monitoring within Secondary Containment | SENSOR TO ATG |  |  | Automatic shutoff device (AELLD) | Automatic shutoff device (AELLD) | Interstitial Monitoring within Secondary Containment | SENSOR TO ATG | Continuous alarm system | Continuous alarm system |  | UST Currently In Use: 3; UST Temp Close: 0; AST Currently In Use: 0; AST Temp Closed: 0 | 3 | 0 | 0 | 24055-053-020757 | CEIDA DBA CREEK TRAVEL PLAZA
51918 | Currently in Use |  | 2012-01-27 |  | Petroleum | On road diesel | On road diesel | Retail | Double Wall | Double Wall |  |  | Double Wall |  | 2012-01-27 | Catchment Basin | Automatic shutoff device At 95% full | Automatic shutoff device At 95% full | Interstitial Monitoring within Secondary Containment | SENSOR TO ATG |  |  | Automatic shutoff device (AELLD) | Automatic shutoff device (AELLD) | Interstitial Monitoring within Secondary Containment | SENSOR TO ATG | Continuous alarm system | Continuous alarm system |  | UST Currently In Use: 3; UST Temp Close: 0; AST Currently In Use: 0; AST Temp Closed: 0 | 3 | 0 | 0 | 24055-053-020757 | CEIDA DBA CREEK TRAVEL PLAZA
51919 | Currently in Use |  | 2012-01-27 |  | Petroleum | On road diesel | On road diesel |  | Double Wall | Double Wall |  |  | Flexible |  | 2012-01-27 | Catchment Basin | Automatic shutoff device At 95% full | Automatic shutoff device At 95% full | Interstitial Monitoring within Secondary Containment | SENSOR TO ATG |  |  | Containment Sump | Automatic shutoff device (AELLD) | Interstitial Monitoring within Secondary Containment | SENSOR TO ATG | Continuous alarm system | Continuous alarm system |  | UST Currently In Use: 3; UST Temp Close: 0; AST Currently In Use: 0; AST Temp Closed: 0 | 3 | 0 | 0 | 24055-053-020757 | CEIDA DBA CREEK TRAVEL PLAZA
51920 | Currently in Use |  | 2012-02-08 |  | Petroleum | Unleaded gasoline | Unleaded gasoline | Retail | Double Wall | Double Wall |  |  | Double Wall |  |  | Catchment Basin | Flow Rest 90% Full | Flow Rest 90% Full | Interstitial Monitoring within Secondary Containment |  | Continuous Automatic Tank Gauge | Single walled submersible pump containment sump | Containment Sump | Automatic shutoff device (AELLD) | Interstitial Monitoring within Secondary Containment |  | Continuous alarm system | Continuous alarm system |  | UST Currently In Use: 2; UST Temp Close: 0; AST Currently In Use: 0; AST Temp Closed: 0 | 2 | 0 | 0 | 20760-081-020758 | LAKE MARTIN, INC
51921 | Currently in Use |  | 2012-02-08 |  | Petroleum | Premium gasoline | Premium gasoline | Retail | Double Wall | Double Wall |  |  | Double Wall |  |  | Catchment Basin | Flow Rest 90% Full | Flow Rest 90% Full | Interstitial Monitoring within Secondary Containment |  | Continuous Automatic Tank Gauge | Single walled submersible pump containment sump | Automatic shutoff device (AELLD) | Automatic shutoff device (AELLD) | Interstitial Monitoring within Secondary Containment |  | Continuous alarm system | Continuous alarm system |  | UST Currently In Use: 2; UST Temp Close: 0; AST Currently In Use: 0; AST Temp Closed: 0 | 2 | 0 | 0 | 20760-081-020758 | LAKE MARTIN, INC
51922 | Currently in Use |  | 2012-07-27 |  | Petroleum | Unleaded gasoline | Unleaded gasoline | Retail | Double Wall | Double Wall |  |  | Fiberglass reinforced plastic |  | 2012-07-27 | Catchment Basin | Flow Rest 90% Full | Audible high level alarm At 90% full | Interstitial Monitoring within Secondary Containment | SENSOR TO ATG | Automatic Tank Gauge | Single walled submersible pump containment sump | Automatic shutoff device (AELLD) | Automatic shutoff device (AELLD) | Interstitial Monitoring within Secondary Containment | SENSOR TO ATG | INTMON REQ | Continuous alarm system |  | UST Currently In Use: 3; UST Temp Close: 0; AST Currently In Use: 0; AST Temp Closed: 0 | 3 | 0 | 0 | 14001-089-020759 | RACETRAC PETROLEUM, INC.
51923 | Currently in Use |  | 2012-07-27 |  | Petroleum | Premium gasoline | Premium gasoline | Retail | Double Wall | Double Wall |  |  | Double Wall |  | 2012-07-27 | Catchment Basin | Audible high level alarm At 90% full | Audible high level alarm At 90% full | Interstitial Monitoring within Secondary Containment | SENSOR TO ATG | Automatic Tank Gauge | Single walled submersible pump containment sump | Automatic shutoff device (AELLD) | Automatic shutoff device (AELLD) | Interstitial Monitoring within Secondary Containment | SENSOR TO ATG | Continuous alarm system | Continuous alarm system |  | UST Currently In Use: 3; UST Temp Close: 0; AST Currently In Use: 0; AST Temp Closed: 0 | 3 | 0 | 0 | 14001-089-020759 | RACETRAC PETROLEUM, INC.
51924 | Currently in Use |  | 2012-07-27 |  | Petroleum | On road diesel | On road diesel | Retail | Double Wall | Double Wall |  |  | Fiberglass reinforced plastic |  | 2012-07-27 | Catchment Basin | Audible high level alarm At 90% full | Audible high level alarm At 90% full | Interstitial Monitoring within Secondary Containment | SENSOR TO ATG | Automatic Tank Gauge | Single walled submersible pump containment sump | Containment Sump | Automatic shutoff device (AELLD) | Interstitial Monitoring within Secondary Containment | SENSOR TO ATG | INTMON REQ | Continuous alarm system |  | UST Currently In Use: 3; UST Temp Close: 0; AST Currently In Use: 0; AST Temp Closed: 0 | 3 | 0 | 0 | 14001-089-020759 | RACETRAC PETROLEUM, INC.
51925 | Currently in Use |  | 2012-06-18 |  | Petroleum | Unleaded gasoline | Unleaded gasoline | Retail | Double Wall | Double Wall |  |  | Double Wall |  | 2012-06-18 | Catchment Basin | Flow Rest 90% Full | Flow Rest 90% Full | Interstitial Monitoring within Secondary Containment | SENSOR TO ATG | Automatic Tank Gauge |  | Automatic flow restrictor (MLLD) | Automatic flow restrictor (MLLD) | Interstitial Monitoring within Secondary Containment | SENSOR TO ATG | Continuous alarm system | Continuous alarm system |  | UST Currently In Use: 2; UST Temp Close: 0; AST Currently In Use: 0; AST Temp Closed: 0 | 2 | 0 | 4 | 25265-003-002223 | LGWS/CROSS AMERICA PARTNERS
51926 | Currently in Use |  | 2012-06-18 |  | Petroleum | Premium gasoline | Premium gasoline | Retail | Double Wall | Double Wall |  |  | Fiberglass reinforced plastic |  | 2012-06-18 | Catchment Basin | Flow Rest 90% Full | Flow Rest 90% Full | Interstitial Monitoring within Secondary Containment | SENSOR TO ATG | Automatic Tank Gauge |  | Automatic flow restrictor (MLLD) | Automatic flow restrictor (MLLD) | Interstitial Monitoring within Secondary Containment | SENSOR TO ATG | Continuous alarm system | Continuous alarm system |  | UST Currently In Use: 2; UST Temp Close: 0; AST Currently In Use: 0; AST Temp Closed: 0 | 2 | 0 | 4 | 25265-003-002223 | LGWS/CROSS AMERICA PARTNERS
51927 | Currently in Use |  | 2012-08-24 |  | Petroleum | Unleaded gasoline | Unleaded gasoline | Retail | Fiberglass coated steel | Double Wall |  |  | Fiberglass reinforced plastic |  |  | Catchment Basin | Automatic shutoff device At 95% full | Automatic shutoff device At 95% full | Interstitial Monitoring within Secondary Containment | [10 empty] | UST Currently In Use: 1; UST Temp Close: 0; AST Currently In Use: 0; AST Temp Closed: 0 | 1 | 0 | 3 | 24060-125-017415 | HUSSAIN MEGHANI
51928 | Currently in Use |  | 2011-11-26 |  | Petroleum | Unleaded gasoline | Unleaded gasoline | Retail | Double Wall | Double Wall |  |  | Double Wall |  | 2011-11-26 | Catchment Basin | Flow Rest 90% Full | Flow Rest 90% Full | Interstitial Monitoring within Secondary Containment |  | Continuous Automatic Tank Gauge |  | Automatic flow restrictor (MLLD) | Automatic flow restrictor (MLLD) | Interstitial Monitoring within Secondary Containment | SENSOR TO ATG | Other | Continuous alarm system |  | UST Currently In Use: 3; UST Temp Close: 0; AST Currently In Use: 0; AST Temp Closed: 0 | 3 | 0 | 0 | 24079-083-020783 | BOB PATEL
51929 | Currently in Use |  | 2011-11-26 |  | Petroleum | Premium gasoline | Premium gasoline | Retail | Double Wall | Double Wall |  |  | Fiberglass reinforced plastic |  | 2011-11-26 | Catchment Basin | Flow Rest 90% Full | Flow Rest 90% Full | Interstitial Monitoring within Secondary Containment |  | Continuous Automatic Tank Gauge |  | Automatic flow restrictor (MLLD) | Automatic flow restrictor (MLLD) | Interstitial Monitoring within Secondary Containment | SENSOR TO ATG | Continuous alarm system | Continuous alarm system |  | UST Currently In Use: 3; UST Temp Close: 0; AST Currently In Use: 0; AST Temp Closed: 0 | 3 | 0 | 0 | 24079-083-020783 | BOB PATEL
51930 | Currently in Use |  | 2011-11-26 |  | Petroleum | Unleaded gasoline | Unleaded gasoline | Retail | Fiberglass reinforced plastic | Double Wall |  |  | Fiberglass reinforced plastic |  | 2011-11-26 | Catchment Basin | Automatic shutoff device At 95% full | Automatic shutoff device At 95% full | Interstitial Monitoring within Secondary Containment |  | Continuous Automatic Tank Gauge |  | Containment Sump | Automatic flow restrictor (MLLD) | Interstitial Monitoring within Secondary Containment | SENSOR TO ATG | INTMON REQ | Continuous alarm system |  | UST Currently In Use: 3; UST Temp Close: 0; AST Currently In Use: 0; AST Temp Closed: 0 | 3 | 0 | 0 | 24079-083-020783 | BOB PATEL
51933 | Currently in Use |  | 2011-08-01 |  | Petroleum | On road diesel | On road diesel | Emergency power generator | Fiberglass reinforced plastic | Double Wall |  |  | Fiberglass reinforced plastic |  | 2011-08-01 | Catchment Basin | Automatic shutoff device At 95% full | Automatic shutoff device At 95% full | Interstitial Monitoring within Secondary Containment |  | Continuous Automatic Tank Gauge |  |  |  | Interstitial Monitoring within Secondary Containment | SENSOR TO ATG | Continuous alarm system | Continuous alarm system |  | UST Currently In Use: 1; UST Temp Close: 0; AST Currently In Use: 0; AST Temp Closed: 0 | 1 | 0 | 0 | 24080-115-020784 | ST. VINCENT'S ST. CLAIR
51934 | Currently in Use |  | 2012-10-08 |  | Petroleum | Unleaded gasoline | Unleaded gasoline | Retail | Fiberglass coated steel | Double Wall |  |  | Double Wall |  | 2012-10-08 | Catchment Basin | Automatic shutoff device At 95% full | Automatic shutoff device At 95% full | Interstitial Monitoring within Secondary Containment | SENSOR TO ATG | Continuous Automatic Tank Gauge |  | Automatic flow restrictor (MLLD) | Automatic flow restrictor (MLLD) | Interstitial Monitoring within Secondary Containment | MANUAL/VISUAL CHECK | Other | Annual line testing |  | UST Currently In Use: 2; UST Temp Close: 0; AST Currently In Use: 0; AST Temp Closed: 0 | 2 | 0 | 3 | 20445-071-018003 | REEDS GROCERY
51935 | Currently in Use |  | 2012-04-30 |  | Petroleum | 100% biodiesel (Not Regulated) | 100% biodiesel (Not Regulated) | Retail | Fiberglass reinforced plastic | Double Wall |  |  | Fiberglass reinforced plastic |  | 2012-04-30 | Catchment Basin | Audible high level alarm At 90% full | Audible high level alarm At 90% full | Interstitial Monitoring within Secondary Containment | SENSOR TO ATG |  | Single walled submersible pump containment sump | Automatic shutoff device (AELLD) | Automatic shutoff device (AELLD) | Interstitial Monitoring within Secondary Containment | SENSOR TO ATG | Continuous alarm system | Continuous alarm system |  | UST Currently In Use: 4; UST Temp Close: 0; AST Currently In Use: 0; AST Temp Closed: 0 | 4 | 0 | 0 | 21090-103-019318 | LOVES COUNTRY STORES
51936 | Permanently Closed | 1901-01-01 | 1964-01-01 |  | Petroleum | On road diesel | On road diesel | Industrial | Steel | Steel | [19 empty] | UST Currently In Use: 0; UST Temp Close: 0; AST Currently In Use: 1; AST Temp Closed: 0 | 0 | 0 | 3 | 23472-089-000385 | SANMINA
51937 | Permanently Closed | 1901-01-01 | 1964-01-01 |  | Petroleum | On road diesel | On road diesel | Industrial | Steel | Steel | [19 empty] | UST Currently In Use: 0; UST Temp Close: 0; AST Currently In Use: 1; AST Temp Closed: 0 | 0 | 0 | 3 | 23472-089-000385 | SANMINA
51938 | Currently in Use |  | 2012-11-09 |  | Petroleum | Unleaded gasoline | Unleaded gasoline | Retail | Double Wall | Double Wall |  |  | Double Wall |  | 2012-11-09 | Catchment Basin | Flow Rest 90% Full | Audible high level alarm At 90% full | Interstitial Monitoring within Secondary Containment | SENSOR TO ATG |  | Single walled submersible pump containment sump | Automatic shutoff device (AELLD) | Automatic shutoff device (AELLD) | Interstitial Monitoring within Secondary Containment | SENSOR TO ATG | Continuous alarm system | Continuous alarm system |  | UST Currently In Use: 3; UST Temp Close: 0; AST Currently In Use: 0; AST Temp Closed: 0 | 3 | 0 | 0 | 14001-103-020800 | RACETRAC PETROLEUM, INC.
51939 | Currently in Use |  | 2012-11-09 |  | Petroleum | Premium gasoline | Premium gasoline | Retail | Fiberglass coated steel | Double Wall |  |  | Double Wall |  | 2012-11-09 | Catchment Basin | Flow Rest 90% Full | Audible high level alarm At 90% full | Interstitial Monitoring within Secondary Containment | SENSOR TO ATG |  | Single walled submersible pump containment sump | Automatic shutoff device (AELLD) | Automatic shutoff device (AELLD) | Interstitial Monitoring within Secondary Containment | SENSOR TO ATG | Continuous alarm system | Continuous alarm system |  | UST Currently In Use: 3; UST Temp Close: 0; AST Currently In Use: 0; AST Temp Closed: 0 | 3 | 0 | 0 | 14001-103-020800 | RACETRAC PETROLEUM, INC.
51940 | Currently in Use |  | 2012-11-09 |  | Petroleum | On road diesel | On road diesel | Retail | Double Wall | Double Wall |  |  | Fiberglass reinforced plastic |  | 2012-11-09 | Catchment Basin | Flow Rest 90% Full | Audible high level alarm At 90% full | Interstitial Monitoring within Secondary Containment | SENSOR TO ATG |  | Single walled submersible pump containment sump | Automatic shutoff device (AELLD) | Automatic shutoff device (AELLD) | Interstitial Monitoring within Secondary Containment | SENSOR TO ATG | Continuous alarm system | Continuous alarm system |  | UST Currently In Use: 3; UST Temp Close: 0; AST Currently In Use: 0; AST Temp Closed: 0 | 3 | 0 | 0 | 14001-103-020800 | RACETRAC PETROLEUM, INC.
51941 | Currently in Use |  | 2012-08-17 |  | Petroleum | On road diesel | On road diesel | Industrial | Double Wall | Double Wall |  |  | Double Wall |  | 2012-08-17 | Catchment Basin | Automatic shutoff device At 95% full | Automatic shutoff device At 95% full | Interstitial Monitoring within Secondary Containment | SENSOR TO ATG |  | Single walled submersible pump containment sump | Containment Sump | Containment Sump | [5 empty] | UST Currently In Use: 1; UST Temp Close: 0; AST Currently In Use: 0; AST Temp Closed: 0 | 1 | 0 | 2 | 14462-103-012148 | BELLSOUTH TELECOMM. DBA AT&T ALA.
51942 | Currently in Use |  | 2012-10-17 |  | Petroleum | Premium gasoline | Premium gasoline | Retail | Double Wall | Double Wall |  |  | Double Wall |  |  | Catchment Basin | Automatic shutoff device At 95% full | Automatic shutoff device At 95% full | Interstitial Monitoring within Secondary Containment |  | Continuous Automatic Tank Gauge |  | Containment Sump | Automatic flow restrictor (MLLD) | Interstitial Monitoring within Secondary Containment |  | Continuous alarm system | Continuous alarm system |  | UST Currently In Use: 2; UST Temp Close: 0; AST Currently In Use: 0; AST Temp Closed: 0 | 2 | 0 | 5 | 24231-101-004597 | SAI AARYA INC
51943 | Currently in Use |  | 2012-12-17 |  | Petroleum | On road diesel | On road diesel | Retail | Double Wall | Double Wall |  |  | Double Wall |  |  | Catchment Basin | Audible high level alarm At 90% full | Audible high level alarm At 90% full | Interstitial Monitoring within Secondary Containment |  |  |  | Automatic flow restrictor (MLLD) | Automatic flow restrictor (MLLD) | Interstitial Monitoring within Secondary Containment |  |  |  |  | UST Currently In Use: 2; UST Temp Close: 0; AST Currently In Use: 0; AST Temp Closed: 0 | 2 | 0 | 0 | 11390-069-020809 | DAVIS OIL CO OF DOTHAN INC
51944 | Currently in Use |  | 2012-12-17 |  | Petroleum | Unleaded gasoline | Unleaded gasoline | Retail | Double Wall | Double Wall |  |  | Flexible |  |  | Catchment Basin | Audible high level alarm At 90% full | Audible high level alarm At 90% full | Interstitial Monitoring within Secondary Containment |  |  |  | Containment Sump | Automatic flow restrictor (MLLD) | Interstitial Monitoring within Secondary Containment |  |  |  |  | UST Currently In Use: 2; UST Temp Close: 0; AST Currently In Use: 0; AST Temp Closed: 0 | 2 | 0 | 0 | 11390-069-020809 | DAVIS OIL CO OF DOTHAN INC
51945 | Currently in Use |  | 2012-08-09 |  | Petroleum | Mid-grade gasoline | Mid-grade gasoline | Local government | Fiberglass reinforced plastic | Double Wall |  |  | Fiberglass reinforced plastic |  | 2012-08-09 | Catchment Basin | Flow Rest 90% Full | Flow Rest 90% Full | Interstitial Monitoring within Secondary Containment |  | Continuous Automatic Tank Gauge |  | Containment Sump | Automatic flow restrictor (MLLD) | Interstitial Monitoring within Secondary Containment |  | Continuous alarm system | Continuous alarm system |  | UST Currently In Use: 1; UST Temp Close: 0; AST Currently In Use: 0; AST Temp Closed: 0 | 1 | 0 | 0 | 15028-125-020811 | TUSCALOOSA CO. COMMISSION PUB. WORKS
51946 | Currently in Use |  | 2012-10-04 |  | Petroleum | Unleaded gasoline | Unleaded gasoline | Retail | Double Wall | Double Wall |  |  | Double Wall |  | 2012-10-04 | Catchment Basin | Audible high level alarm At 90% full | Audible high level alarm At 90% full | Interstitial Monitoring within Secondary Containment | SENSOR TO ATG | Other |  | Containment Sump | Automatic shutoff device (AELLD) | Interstitial Monitoring within Secondary Containment | SENSOR TO ATG | INTMON REQ | Other |  | UST Currently In Use: 2; UST Temp Close: 0; AST Currently In Use: 0; AST Temp Closed: 0 | 2 | 0 | 0 | 21257-103-020813 | KROGER BUSINESS LICENSES
51947 | Currently in Use |  | 2012-10-04 |  | Petroleum | Premium gasoline | Premium gasoline | Retail | Double Wall | Double Wall |  |  | Double Wall |  | 2012-10-04 | Catchment Basin | Audible high level alarm At 90% full | Audible high level alarm At 90% full | Interstitial Monitoring within Secondary Containment | SENSOR TO ATG | Other |  | Automatic shutoff device (AELLD) | Automatic shutoff device (AELLD) | Interstitial Monitoring within Secondary Containment | SENSOR TO ATG | INTMON REQ | Other |  | UST Currently In Use: 2; UST Temp Close: 0; AST Currently In Use: 0; AST Temp Closed: 0 | 2 | 0 | 0 | 21257-103-020813 | KROGER BUSINESS LICENSES
51948 | Currently in Use |  | 2013-01-31 |  | Petroleum | Unleaded gasoline | Unleaded gasoline | Retail | Double Wall | Double Wall |  |  | Flexible |  | 2013-01-31 | Catchment Basin | Audible high level alarm At 90% full | Audible high level alarm At 90% full | Interstitial Monitoring within Secondary Containment | SENSOR TO ATG | Continuous Automatic Tank Gauge |  | Automatic shutoff device (AELLD) | Automatic shutoff device (AELLD) | Interstitial Monitoring within Secondary Containment | SENSOR TO ATG | Other | Continuous alarm system |  | UST Currently In Use: 4; UST Temp Close: 0; AST Currently In Use: 0; AST Temp Closed: 0 | 4 | 0 | 0 | 15420-089-020814 | MAPCO EXPRESS, INC.
51949 | Currently in Use |  | 2013-01-31 |  | Petroleum | Premium gasoline | Premium gasoline | Retail | Double Wall | Double Wall |  |  | Double Wall |  | 2013-01-31 | Catchment Basin | Audible high level alarm At 90% full | Audible high level alarm At 90% full | Interstitial Monitoring within Secondary Containment | SENSOR TO ATG | Continuous Automatic Tank Gauge |  | Containment Sump | Automatic shutoff device (AELLD) | Interstitial Monitoring within Secondary Containment | SENSOR TO ATG | INTMON REQ | Continuous alarm system |  | UST Currently In Use: 4; UST Temp Close: 0; AST Currently In Use: 0; AST Temp Closed: 0 | 4 | 0 | 0 | 15420-089-020814 | MAPCO EXPRESS, INC.
51950 | Currently in Use |  | 2013-01-31 |  | Petroleum | On road diesel | On road diesel | Retail | Double Wall | Double Wall |  |  | Double Wall |  | 2013-01-31 | Catchment Basin | Audible high level alarm At 90% full | Audible high level alarm At 90% full | Interstitial Monitoring within Secondary Containment | SENSOR TO ATG | Continuous Automatic Tank Gauge |  | Automatic shutoff device (AELLD) | Automatic shutoff device (AELLD) | Interstitial Monitoring within Secondary Containment | SENSOR TO ATG | Continuous alarm system | Continuous alarm system |  | UST Currently In Use: 4; UST Temp Close: 0; AST Currently In Use: 0; AST Temp Closed: 0 | 4 | 0 | 0 | 15420-089-020814 | MAPCO EXPRESS, INC.
51951 | Currently in Use |  | 2013-01-31 |  | Petroleum | E85 | E85 | Retail | Fiberglass reinforced plastic | Double Wall |  |  | Flexible |  | 2013-01-31 | Catchment Basin | Audible high level alarm At 90% full | Audible high level alarm At 90% full | Interstitial Monitoring within Secondary Containment |  |  |  | Automatic shutoff device (AELLD) | Automatic shutoff device (AELLD) | Interstitial Monitoring within Secondary Containment | SENSOR TO ATG | INTMON REQ | Continuous alarm system |  | UST Currently In Use: 4; UST Temp Close: 0; AST Currently In Use: 0; AST Temp Closed: 0 | 4 | 0 | 0 | 15420-089-020814 | MAPCO EXPRESS, INC.
51952 | Currently in Use |  | 2012-10-30 |  | Petroleum | Unleaded gasoline | Unleaded gasoline | Retail | Double Wall | Double Wall |  |  | Double Wall |  | 2012-10-30 | Catchment Basin | Automatic shutoff device At 95% full | Automatic shutoff device At 95% full | Interstitial Monitoring within Secondary Containment |  |  |  | Automatic shutoff device (AELLD) | Automatic shutoff device (AELLD) | Interstitial Monitoring within Secondary Containment |  | Continuous alarm system | Continuous alarm system |  | UST Currently In Use: 3; UST Temp Close: 0; AST Currently In Use: 0; AST Temp Closed: 0 | 3 | 0 | 0 | 15420-125-020815 | MAPCO EXPRESS, INC.
51953 | Currently in Use |  | 2012-10-30 |  | Petroleum | Premium gasoline | Premium gasoline | Retail | Double Wall | Double Wall |  |  | Double Wall |  | 2012-10-30 | Catchment Basin | Automatic shutoff device At 95% full | Automatic shutoff device At 95% full | Interstitial Monitoring within Secondary Containment |  |  |  | Containment Sump | Automatic shutoff device (AELLD) | Interstitial Monitoring within Secondary Containment |  | Continuous alarm system | Continuous alarm system |  | UST Currently In Use: 3; UST Temp Close: 0; AST Currently In Use: 0; AST Temp Closed: 0 | 3 | 0 | 0 | 15420-125-020815 | MAPCO EXPRESS, INC.
51954 | Currently in Use |  | 2012-10-30 |  | Petroleum | E85 | E85 | Retail | Double Wall | Double Wall |  |  | NUPI SMFLX |  | 2012-10-30 | Catchment Basin | Automatic shutoff device At 95% full | Automatic shutoff device At 95% full | Interstitial Monitoring within Secondary Containment |  |  |  | Automatic shutoff device (AELLD) | Automatic shutoff device (AELLD) | Interstitial Monitoring within Secondary Containment |  | Continuous alarm system | Continuous alarm system |  | UST Currently In Use: 3; UST Temp Close: 0; AST Currently In Use: 0; AST Temp Closed: 0 | 3 | 0 | 0 | 15420-125-020815 | MAPCO EXPRESS, INC.
51955 | Currently in Use |  | 2012-12-21 |  | Petroleum | Unleaded gasoline | Unleaded gasoline | Retail | Double Wall | Double Wall |  |  | Double Wall |  | 2012-12-21 | Catchment Basin | Automatic shutoff device At 95% full | Automatic shutoff device At 95% full | Interstitial Monitoring within Secondary Containment |  | Other |  | Automatic flow restrictor (MLLD) | Automatic flow restrictor (MLLD) | Interstitial Monitoring within Secondary Containment |  | INTMON REQ | Continuous alarm system |  | UST Currently In Use: 3; UST Temp Close: 0; AST Currently In Use: 0; AST Temp Closed: 0 | 3 | 0 | 0 | 24134-089-020816 | VINCENT E. FORD
51956 | Currently in Use |  | 2012-12-21 |  | Petroleum | Premium gasoline | Premium gasoline | Retail | Double Wall | Double Wall |  |  | Double Wall |  | 2012-12-21 | Catchment Basin | Automatic shutoff device At 95% full | Automatic shutoff device At 95% full | Interstitial Monitoring within Secondary Containment |  | Other |  | Automatic flow restrictor (MLLD) | Automatic flow restrictor (MLLD) | Interstitial Monitoring within Secondary Containment |  | Other | Continuous alarm system |  | UST Currently In Use: 3; UST Temp Close: 0; AST Currently In Use: 0; AST Temp Closed: 0 | 3 | 0 | 0 | 24134-089-020816 | VINCENT E. FORD
51957 | Currently in Use |  | 2012-12-21 |  | Petroleum | On road diesel | On road diesel | Retail | Double Wall | Double Wall |  |  | Double Wall |  | 2012-12-21 | Catchment Basin | Automatic shutoff device At 95% full | Automatic shutoff device At 95% full | Interstitial Monitoring within Secondary Containment |  | Continuous Automatic Tank Gauge |  | Automatic flow restrictor (MLLD) | Automatic flow restrictor (MLLD) | Interstitial Monitoring within Secondary Containment |  | Other | Continuous alarm system |  | UST Currently In Use: 3; UST Temp Close: 0; AST Currently In Use: 0; AST Temp Closed: 0 | 3 | 0 | 0 | 24134-089-020816 | VINCENT E. FORD
51958 | Currently in Use |  | 2013-01-30 |  | Petroleum | Unleaded gasoline | Unleaded gasoline | Retail | Double Wall | Double Wall |  |  | Flexible |  | 2013-01-30 | Catchment Basin | Audible high level alarm At 90% full | Audible high level alarm At 90% full | Interstitial Monitoring within Secondary Containment |  |  |  | Automatic shutoff device (AELLD) | Automatic shutoff device (AELLD) | Interstitial Monitoring within Secondary Containment | SENSOR TO ATG | Continuous alarm system | Continuous alarm system |  | UST Currently In Use: 2; UST Temp Close: 0; AST Currently In Use: 0; AST Temp Closed: 0 | 2 | 0 | 0 | 21257-017-020817 | KROGER BUSINESS LICENSES
51959 | Currently in Use |  | 2013-01-30 |  | Petroleum | Premium gasoline | Premium gasoline | Retail | Fiberglass reinforced plastic | Double Wall |  |  | Flexible |  | 2013-01-30 | Catchment Basin | Audible high level alarm At 90% full | Audible high level alarm At 90% full | Interstitial Monitoring within Secondary Containment |  |  |  | Automatic shutoff device (AELLD) | Automatic shutoff device (AELLD) | Interstitial Monitoring within Secondary Containment | SENSOR TO ATG | Continuous alarm system | Continuous alarm system |  | UST Currently In Use: 2; UST Temp Close: 0; AST Currently In Use: 0; AST Temp Closed: 0 | 2 | 0 | 0 | 21257-017-020817 | KROGER BUSINESS LICENSES
51960 | Currently in Use |  | 2012-10-21 |  | Petroleum | Unleaded gasoline | Unleaded gasoline | Retail | Double Wall | Double Wall |  |  | Double Wall |  | 2012-10-21 | Catchment Basin |  |  | Interstitial Monitoring within Secondary Containment | SENSOR TO ATG | Other | Single walled submersible pump containment sump | Sump sensor relayed to automatically shut off submersible pump | Containment Sump | Interstitial Monitoring within Secondary Containment | SENSOR TO ATG | Continuous alarm system | Continuous alarm system |  | UST Currently In Use: 2; UST Temp Close: 0; AST Currently In Use: 0; AST Temp Closed: 0 | 2 | 0 | 0 | 24061-089-020818 | BHARAT (KUMAR) DARJI
51961 | Currently in Use |  | 2012-10-21 |  | Petroleum | Premium gasoline | Premium gasoline | Retail | Double Wall | Double Wall |  |  | Double Wall |  | 2012-10-21 | Catchment Basin |  |  | Interstitial Monitoring within Secondary Containment | SENSOR TO ATG | Other | Single walled submersible pump containment sump | Containment Sump | Containment Sump | Interstitial Monitoring within Secondary Containment | SENSOR TO ATG | Continuous alarm system | Continuous alarm system |  | UST Currently In Use: 2; UST Temp Close: 0; AST Currently In Use: 0; AST Temp Closed: 0 | 2 | 0 | 0 | 24061-089-020818 | BHARAT (KUMAR) DARJI
51962 | Temporary Closed | 2014-01-01 | 2013-01-05 |  | Petroleum | Unleaded gasoline | Unleaded gasoline | Retail | Fiberglass coated steel | Double Wall |  |  | Fiberglass reinforced plastic |  |  | Catchment Basin | Automatic shutoff device At 95% full | Automatic shutoff device At 95% full |  |  | Automatic Tank Gauge | [8 empty] | UST Currently In Use: 0; UST Temp Close: 1; AST Currently In Use: 0; AST Temp Closed: 0 | 0 | 1 | 3 | 25774-117-017272 | SONIA BERTOLONE
51963 | Currently in Use |  | 2013-01-17 |  | Petroleum | Unleaded gasoline | Unleaded gasoline | Industrial | Double Wall | Double Wall |  |  | Double Wall |  |  | Catchment Basin | Automatic shutoff device At 95% full | Audible high level alarm At 90% full | Interstitial Monitoring within Secondary Containment |  | Continuous Automatic Tank Gauge |  | Automatic shutoff device (AELLD) | Automatic shutoff device (AELLD) | Interstitial Monitoring within Secondary Containment | SENSOR TO ATG | Continuous alarm system | Continuous alarm system |  | UST Currently In Use: 1; UST Temp Close: 0; AST Currently In Use: 0; AST Temp Closed: 0 | 1 | 0 | 0 | 10146-067-020819 | ALABAMA POWER COMPANY
51964 | Currently in Use |  | 2012-09-13 |  | Petroleum | Unleaded gasoline | Unleaded gasoline | Retail | Double Wall | Double Wall |  |  | Fiberglass reinforced plastic |  |  | Catchment Basin | Flow Rest 90% Full | Flow Rest 90% Full | Interstitial Monitoring within Secondary Containment |  | Continuous Automatic Tank Gauge |  | Containment Sump | Automatic shutoff device (AELLD) | Interstitial Monitoring within Secondary Containment |  | Continuous alarm system | Continuous alarm system |  | UST Currently In Use: 1; UST Temp Close: 0; AST Currently In Use: 0; AST Temp Closed: 0 | 1 | 0 | 3 | 25893-125-003102 | SKYLAND HOLDINGS
51965 | Currently in Use |  | 2012-10-01 |  | Petroleum | Unleaded gasoline | Unleaded gasoline |  | Fiberglass coated steel | Double Wall |  |  | Double Wall |  | 2012-10-01 | Catchment Basin | Flow Rest 90% Full | Flow Rest 90% Full | Interstitial Monitoring within Secondary Containment |  | Automatic Tank Gauge |  | Containment Sump | Automatic flow restrictor (MLLD) | Interstitial Monitoring within Secondary Containment | SENSOR TO ATG | Continuous alarm system | Continuous alarm system |  | UST Currently In Use: 2; UST Temp Close: 0; AST Currently In Use: 0; AST Temp Closed: 0 | 2 | 0 | 0 | 25598-101-020825 | NIRVA 19 LLC
51966 | Currently in Use |  | 2012-09-06 |  | Petroleum | Premium gasoline | Premium gasoline | Retail | Double Wall | Double Wall |  |  | Double Wall |  | 2012-09-06 | Catchment Basin | Flow Rest 90% Full | Flow Rest 90% Full | Interstitial Monitoring within Secondary Containment |  | Automatic Tank Gauge |  | Automatic flow restrictor (MLLD) | Automatic flow restrictor (MLLD) | Interstitial Monitoring within Secondary Containment | SENSOR TO ATG | Continuous alarm system | Continuous alarm system |  | UST Currently In Use: 2; UST Temp Close: 0; AST Currently In Use: 0; AST Temp Closed: 0 | 2 | 0 | 0 | 25598-101-020825 | NIRVA 19 LLC
51967 | Currently in Use |  | 2012-12-20 |  | Petroleum | Unleaded gasoline | Unleaded gasoline | Retail | Double Wall | Double Wall |  |  | Double Wall |  |  | Catchment Basin | Flow Rest 90% Full | Flow Rest 90% Full | Interstitial Monitoring within Secondary Containment |  |  | Single walled submersible pump containment sump | Automatic shutoff device (AELLD) | Automatic shutoff device (AELLD) | Interstitial Monitoring within Secondary Containment | SENSOR TO ATG | Continuous alarm system | Annual line testing |  | UST Currently In Use: 3; UST Temp Close: 0; AST Currently In Use: 0; AST Temp Closed: 0 | 3 | 0 | 0 | 14001-069-020828 | RACETRAC PETROLEUM, INC.
51968 | Currently in Use |  | 2012-12-20 |  | Petroleum | Premium gasoline | Premium gasoline | Retail | Fiberglass coated steel | Double Wall |  |  | Double Wall |  |  | Catchment Basin | Audible high level alarm At 90% full | Audible high level alarm At 90% full | Interstitial Monitoring within Secondary Containment |  |  | Single walled submersible pump containment sump | Containment Sump | Automatic shutoff device (AELLD) | Interstitial Monitoring within Secondary Containment | SENSOR TO ATG | Continuous alarm system | Annual line testing |  | UST Currently In Use: 3; UST Temp Close: 0; AST Currently In Use: 0; AST Temp Closed: 0 | 3 | 0 | 0 | 14001-069-020828 | RACETRAC PETROLEUM, INC.
51969 | Currently in Use |  | 2012-12-20 |  | Petroleum | On road diesel | On road diesel | Retail | Double Wall | Double Wall |  |  | Double Wall |  |  | Catchment Basin | Flow Rest 90% Full | Flow Rest 90% Full | Interstitial Monitoring within Secondary Containment |  |  | Single walled submersible pump containment sump | Automatic shutoff device (AELLD) | Automatic shutoff device (AELLD) | Interstitial Monitoring within Secondary Containment | SENSOR TO ATG | Annual line testing | Annual line testing |  | UST Currently In Use: 3; UST Temp Close: 0; AST Currently In Use: 0; AST Temp Closed: 0 | 3 | 0 | 0 | 14001-069-020828 | RACETRAC PETROLEUM, INC.
51970 | Currently in Use |  | 2012-12-20 |  | Petroleum | On road diesel | On road diesel | Industrial | Double Wall | Double Wall |  |  | Double Wall |  | 2018-01-13 | Catchment Basin | Automatic shutoff device At 95% full | Automatic shutoff device At 95% full | Interstitial Monitoring within Secondary Containment | SENSOR TO ATG | Automatic Tank Gauge |  | Automatic flow restrictor (MLLD) | Automatic flow restrictor (MLLD) | Interstitial Monitoring within Secondary Containment | SENSOR TO ATG | Continuous alarm system | Continuous alarm system |  | UST Currently In Use: 1; UST Temp Close: 0; AST Currently In Use: 1; AST Temp Closed: 0 | 1 | 0 | 7 | 10038-073-000850 | AAA COOPER TRANSPORTATION ATTN JOYA
51971 | Currently in Use |  | 2013-02-20 |  | Petroleum | Unleaded gasoline | Unleaded gasoline | Local government | Double Wall | Double Wall |  |  | Double Wall |  | 2013-02-20 | Catchment Basin | Automatic shutoff device At 95% full | Automatic shutoff device At 95% full | Interstitial Monitoring within Secondary Containment | SENSOR TO ATG | Automatic Tank Gauge |  | Containment Sump | Automatic flow restrictor (MLLD) | Interstitial Monitoring within Secondary Containment | SENSOR TO ATG | Annual line testing | Annual line testing |  | UST Currently In Use: 1; UST Temp Close: 0; AST Currently In Use: 0; AST Temp Closed: 0 | 1 | 0 | 3 | 14109-003-001646 | RIVIERA UTILITIES
51972 | Currently in Use |  | 2013-03-28 |  | Petroleum | Unleaded gasoline | Unleaded gasoline | Local government | Fiberglass coated steel | Double Wall |  |  | Fiberglass reinforced plastic |  | 2013-03-28 | Catchment Basin | Automatic shutoff device At 95% full | Automatic shutoff device At 95% full | Interstitial Monitoring within Secondary Containment | SENSOR TO ATG |  |  | Containment Sump | Automatic flow restrictor (MLLD) | Interstitial Monitoring within Secondary Containment | SENSOR TO ATG | Continuous alarm system | Continuous alarm system |  | UST Currently In Use: 1; UST Temp Close: 0; AST Currently In Use: 0; AST Temp Closed: 0 | 1 | 0 | 3 | 14109-003-001647 | RIVIERA UTILITIES
51973 | Currently in Use |  | 1992-01-01 |  | Petroleum | Unleaded gasoline | Unleaded gasoline | Retail | Steel | Single Wall | Coated & cathodic protection (sti-P3) |  | Single Wall |  |  | Catchment Basin | Automatic shutoff device At 95% full | Audible high level alarm At 90% full |  |  | Automatic Tank Gauge | [8 empty] | UST Currently In Use: 2; UST Temp Close: 0; AST Currently In Use: 0; AST Temp Closed: 0 | 2 | 0 | 4 | 16401-061-014290 | HARRY WILSON
51974 | Currently in Use |  | 1992-01-01 |  | Petroleum | On road diesel | On road diesel | Retail | Steel | Single Wall | Coated & cathodic protection (sti-P3) |  | Fiberglass reinforced plastic |  |  | Catchment Basin | Audible high level alarm At 90% full | Audible high level alarm At 90% full |  |  | Automatic Tank Gauge | [8 empty] | UST Currently In Use: 2; UST Temp Close: 0; AST Currently In Use: 0; AST Temp Closed: 0 | 2 | 0 | 4 | 16401-061-014290 | HARRY WILSON
51975 | Currently in Use |  | 2013-02-09 |  | Petroleum | Unleaded gasoline | Unleaded gasoline | Retail | Double Wall | Double Wall |  |  | Fiberglass reinforced plastic |  | 2013-02-09 | Catchment Basin | Automatic shutoff device At 95% full | Automatic shutoff device At 95% full | Interstitial Monitoring within Secondary Containment | SENSOR TO ATG |  | Single walled submersible pump containment sump | Automatic shutoff device (AELLD) | Automatic shutoff device (AELLD) | Interstitial Monitoring within Secondary Containment | SENSOR TO ATG | Other | Continuous alarm system |  | UST Currently In Use: 2; UST Temp Close: 0; AST Currently In Use: 0; AST Temp Closed: 0 | 2 | 0 | 0 | 11616-043-020836 | GREG BLACK
51976 | Currently in Use |  | 2013-02-09 |  | Petroleum | Premium gasoline | Premium gasoline | Retail | Double Wall | Double Wall |  |  | Double Wall |  | 2013-02-09 | Catchment Basin | Automatic shutoff device At 95% full | Automatic shutoff device At 95% full | Interstitial Monitoring within Secondary Containment | SENSOR TO ATG |  | Single walled submersible pump containment sump | Containment Sump | Automatic shutoff device (AELLD) | Interstitial Monitoring within Secondary Containment | SENSOR TO ATG | Other | Continuous alarm system |  | UST Currently In Use: 2; UST Temp Close: 0; AST Currently In Use: 0; AST Temp Closed: 0 | 2 | 0 | 0 | 11616-043-020836 | GREG BLACK
51977 | Currently in Use |  | 2013-03-28 |  | Petroleum | Unleaded gasoline | Unleaded gasoline | Retail | Double Wall | Double Wall |  |  | Double Wall |  | 2013-03-28 | Catchment Basin |  |  | Interstitial Monitoring within Secondary Containment |  |  |  | Containment Sump | Automatic flow restrictor (MLLD) | Interstitial Monitoring within Secondary Containment | SENSOR TO ATG | Continuous alarm system | Continuous alarm system |  | UST Currently In Use: 2; UST Temp Close: 0; AST Currently In Use: 0; AST Temp Closed: 0 | 2 | 0 | 0 | 13579-101-020839 | MURPHY OIL USA, INC.
51978 | Currently in Use |  | 2013-03-28 |  | Petroleum | Premium gasoline | Premium gasoline | Retail | Double Wall | Double Wall |  |  | Double Wall |  | 2013-03-28 | Catchment Basin |  |  | Interstitial Monitoring within Secondary Containment |  |  |  | Automatic flow restrictor (MLLD) | Automatic flow restrictor (MLLD) | Interstitial Monitoring within Secondary Containment | SENSOR TO ATG | Continuous alarm system | Continuous alarm system |  | UST Currently In Use: 2; UST Temp Close: 0; AST Currently In Use: 0; AST Temp Closed: 0 | 2 | 0 | 0 | 13579-101-020839 | MURPHY OIL USA, INC.
51979 | Currently in Use |  | 2013-04-01 |  | Petroleum | Unleaded gasoline | Unleaded gasoline | Retail | Double Wall | Double Wall |  |  | Flexible | OPW | 2002-05-15 | Catchment Basin | Automatic shutoff device At 95% full | Automatic shutoff device At 95% full | Interstitial Monitoring within Secondary Containment | SENSOR TO ATG | Continuous Automatic Tank Gauge |  | Containment Sump | Automatic shutoff device (AELLD) | [5 empty] | UST Currently In Use: 3; UST Temp Close: 0; AST Currently In Use: 0; AST Temp Closed: 0 | 3 | 0 | 2 | 13343-073-018745 | MCCULLOUGH OIL COMPANY, INC.
51980 | Currently in Use |  | 2013-04-01 |  | Petroleum | Premium gasoline | Premium gasoline | Retail | 4M/6P | Double Wall |  |  | Double Wall | OPW | 2002-05-15 | Catchment Basin | Automatic shutoff device At 95% full | Automatic shutoff device At 95% full | Interstitial Monitoring within Secondary Containment | SENSOR TO ATG | Continuous Automatic Tank Gauge |  | Automatic shutoff device (AELLD) | Automatic shutoff device (AELLD) | [5 empty] | UST Currently In Use: 3; UST Temp Close: 0; AST Currently In Use: 0; AST Temp Closed: 0 | 3 | 0 | 2 | 13343-073-018745 | MCCULLOUGH OIL COMPANY, INC.
51983 | Temporary Closed | 2020-01-15 | 2012-07-31 |  | Petroleum | Unleaded gasoline | Unleaded gasoline | Retail | Double Wall | Double Wall |  |  | Double Wall |  | 2012-07-31 | Catchment Basin | Automatic shutoff device At 95% full | Automatic shutoff device At 95% full | Interstitial Monitoring within Secondary Containment | SENSOR TO ATG | Other |  | Automatic flow restrictor (MLLD) | Automatic flow restrictor (MLLD) | Interstitial Monitoring within Secondary Containment | SENSOR TO ATG | Continuous alarm system | Continuous alarm system |  | UST Currently In Use: 0; UST Temp Close: 2; AST Currently In Use: 0; AST Temp Closed: 0 | 0 | 2 | 0 | 24207-083-020841 | CHEVA ASSOCIATES LLC
51984 | Temporary Closed | 2020-01-15 | 2012-07-31 |  | Petroleum | Premium gasoline | Premium gasoline | Retail | Double Wall | Double Wall |  |  | Fiberglass reinforced plastic |  | 2012-07-31 | Catchment Basin | Automatic shutoff device At 95% full | Automatic shutoff device At 95% full | Interstitial Monitoring within Secondary Containment | SENSOR TO ATG | Other |  | Automatic flow restrictor (MLLD) | Automatic flow restrictor (MLLD) | Interstitial Monitoring within Secondary Containment | SENSOR TO ATG | Continuous alarm system | Continuous alarm system |  | UST Currently In Use: 0; UST Temp Close: 2; AST Currently In Use: 0; AST Temp Closed: 0 | 0 | 2 | 0 | 24207-083-020841 | CHEVA ASSOCIATES LLC
51986 | Currently in Use |  | 2013-06-19 |  | Petroleum | Unleaded gasoline | Unleaded gasoline | Retail | Fiberglass reinforced plastic | Double Wall |  |  | Double Wall |  |  | Catchment Basin | Automatic shutoff device At 95% full | Automatic shutoff device At 95% full | Interstitial Monitoring within Secondary Containment | SENSOR TO ATG |  |  | Containment Sump | Automatic flow restrictor (MLLD) | Interstitial Monitoring within Secondary Containment | SENSOR TO ATG | Continuous alarm system | Continuous alarm system |  | UST Currently In Use: 2; UST Temp Close: 0; AST Currently In Use: 0; AST Temp Closed: 0 | 2 | 0 | 0 | 13579-051-020843 | MURPHY OIL USA, INC.
51987 | Currently in Use |  | 2013-04-02 |  | Petroleum | Premium gasoline | Premium gasoline | Retail | Fiberglass reinforced plastic | Double Wall |  |  | Flexible |  |  | Catchment Basin | Automatic shutoff device At 95% full | Automatic shutoff device At 95% full | Interstitial Monitoring within Secondary Containment | SENSOR TO ATG |  |  | Containment Sump | Automatic flow restrictor (MLLD) | Interstitial Monitoring within Secondary Containment | SENSOR TO ATG | Continuous alarm system | Continuous alarm system |  | UST Currently In Use: 2; UST Temp Close: 0; AST Currently In Use: 0; AST Temp Closed: 0 | 2 | 0 | 0 | 13579-051-020843 | MURPHY OIL USA, INC.
51988 | Currently in Use |  | 2010-09-01 |  | Petroleum | Other, HEXANE | Other | Industrial | Steel | Double Wall | Coated & cathodic protection (sti-P3) |  | Single Wall |  | 2010-09-01 | Catchment Basin | Audible high level alarm At 90% full | Audible high level alarm At 90% full | Interstitial Monitoring within Secondary Containment | MANUAL/VISUAL CHECK | Other | [8 empty] | UST Currently In Use: 1; UST Temp Close: 0; AST Currently In Use: 2; AST Temp Closed: 0 | 1 | 0 | 5 | 10840-095-000316 | CARGILL INC
51989 | Temporary Closed | 2010-01-01 | 2000-08-01 |  | Petroleum | On road diesel | On road diesel | Industrial | Fiberglass coated steel | Double Wall |  |  | Fiberglass reinforced plastic |  |  | Catchment Basin | Flow Rest 90% Full | Flow Rest 90% Full |  |  | Automatic Tank Gauge |  | Automatic flow restrictor (MLLD) | Automatic flow restrictor (MLLD) |  |  | Annual line testing | Annual line testing |  | UST Currently In Use: 0; UST Temp Close: 1; AST Currently In Use: 0; AST Temp Closed: 0 | 0 | 1 | 0 | 24509-001-020844 | SWP PROPERTIES LLC
51990 | Currently in Use |  | 2013-07-01 |  | Petroleum | On road diesel | On road diesel | Emergency power generator | Double Wall | Double Wall |  |  | Fiberglass reinforced plastic |  |  | Catchment Basin | Audible high level alarm At 90% full | Audible high level alarm At 90% full | Interstitial Monitoring within Secondary Containment |  | Other | [5 empty] | Continuous alarm system | Continuous alarm system |  | UST Currently In Use: 1; UST Temp Close: 0; AST Currently In Use: 0; AST Temp Closed: 0 | 1 | 0 | 3 | 14462-049-012123 | BELLSOUTH TELECOMM. DBA AT&T ALA.
51991 | Currently in Use |  | 2013-03-01 |  | Petroleum | On road diesel | On road diesel | Emergency power generator | Double Wall | Double Wall |  |  | Double Wall |  | 2013-03-01 | Catchment Basin | Audible high level alarm At 90% full | Audible high level alarm At 90% full | Interstitial Monitoring within Secondary Containment | SENSOR TO ATG | Other | [5 empty] | Continuous alarm system | Continuous alarm system |  | UST Currently In Use: 1; UST Temp Close: 0; AST Currently In Use: 0; AST Temp Closed: 0 | 1 | 0 | 2 | 14462-083-012042 | BELLSOUTH TELECOMM. DBA AT&T ALA.
51992 | Currently in Use |  | 2013-01-07 |  | Petroleum | Unleaded gasoline | Unleaded gasoline | Retail | Double Wall | Double Wall |  |  | Double Wall |  | 2013-01-07 | Catchment Basin | Automatic shutoff device At 95% full | Automatic shutoff device At 95% full | Interstitial Monitoring within Secondary Containment | SENSOR TO ATG | Other | [8 empty] | UST Currently In Use: 2; UST Temp Close: 0; AST Currently In Use: 0; AST Temp Closed: 0 | 2 | 0 | 0 | 24555-049-020866 | URVASHI PATEL
51993 | Currently in Use |  | 2013-01-07 |  | Petroleum | On road diesel | On road diesel | Retail | Double Wall | Double Wall |  |  | Double Wall |  | 2013-01-07 | Catchment Basin | Automatic shutoff device At 95% full | Automatic shutoff device At 95% full | Interstitial Monitoring within Secondary Containment | SENSOR TO ATG | Other | [8 empty] | UST Currently In Use: 2; UST Temp Close: 0; AST Currently In Use: 0; AST Temp Closed: 0 | 2 | 0 | 0 | 24555-049-020866 | URVASHI PATEL
51994 | Currently in Use |  | 2013-07-14 |  | Petroleum | Unleaded gasoline | Unleaded gasoline | Retail | Double Wall | Double Wall |  |  | Fiberglass reinforced plastic |  |  | Catchment Basin | Automatic shutoff device At 95% full | Automatic shutoff device At 95% full | Interstitial Monitoring within Secondary Containment |  |  |  | Sump sensor relayed to automatically shut off submersible pump | Automatic shutoff device (AELLD) | Interstitial Monitoring within Secondary Containment | SENSOR TO ATG |  |  |  | UST Currently In Use: 1; UST Temp Close: 0; AST Currently In Use: 0; AST Temp Closed: 0 | 1 | 0 | 4 | 23997-051-010650 | EHSON JAN KOCHI
51995 | Currently in Use |  | 2013-06-15 |  | Petroleum | Virgin oil | Virgin oil | Retail | Double Wall | Double Wall |  |  | Double Wall |  | 2013-06-15 | Catchment Basin | Flow Rest 90% Full | Flow Rest 90% Full | Interstitial Monitoring within Secondary Containment | SENSOR TO ATG | [8 empty] | Suction Piping | UST Currently In Use: 8; UST Temp Close: 0; AST Currently In Use: 0; AST Temp Closed: 0 | 8 | 0 | 4 | 12300-043-013409 | HAYS AND SON OIL COMPANY, INC.
51996 | Currently in Use |  | 2013-06-15 |  | Petroleum | Virgin oil | Virgin oil | Retail | Fiberglass reinforced plastic | Double Wall |  |  | Fiberglass reinforced plastic |  | 2013-06-15 | Catchment Basin | Flow Rest 90% Full | Flow Rest 90% Full | Interstitial Monitoring within Secondary Containment | SENSOR TO ATG | [8 empty] | Suction Piping | UST Currently In Use: 8; UST Temp Close: 0; AST Currently In Use: 0; AST Temp Closed: 0 | 8 | 0 | 4 | 12300-043-013409 | HAYS AND SON OIL COMPANY, INC.
51998 | Currently in Use |  | 2013-06-15 |  | Petroleum | Used oil | Used oil | Retail | Double Wall | Double Wall |  |  | Double Wall |  | 2013-06-15 | Catchment Basin | EXEMPT | Other | Interstitial Monitoring within Secondary Containment | SENSOR TO ATG | [8 empty] | Suction Piping | UST Currently In Use: 8; UST Temp Close: 0; AST Currently In Use: 0; AST Temp Closed: 0 | 8 | 0 | 4 | 12300-043-013409 | HAYS AND SON OIL COMPANY, INC.
51999 | Currently in Use |  | 2013-08-20 |  | Petroleum | Unleaded gasoline | Unleaded gasoline | Retail | ELUTRON | Double Wall |  |  | Fiberglass reinforced plastic |  | 2013-08-20 | Catchment Basin | Flow Rest 90% Full | Flow Rest 90% Full | Interstitial Monitoring within Secondary Containment | MANUAL/VISUAL CHECK | Automatic Tank Gauge |  | Automatic flow restrictor (MLLD) | Automatic flow restrictor (MLLD) | Interstitial Monitoring within Secondary Containment |  | Continuous alarm system | Continuous alarm system |  | UST Currently In Use: 1; UST Temp Close: 0; AST Currently In Use: 0; AST Temp Closed: 0 | 1 | 0 | 0 | 24258-069-019521 | AMERIBANGLA INC
52000 | Temporary Closed | 2012-12-31 | 2013-07-24 |  | Petroleum | Unleaded gasoline | Unleaded gasoline | Retail | Fiberglass coated steel | Double Wall |  |  | Double Wall |  |  | Catchment Basin |  |  | Interstitial Monitoring within Secondary Containment |  | Continuous Automatic Tank Gauge |  | Automatic flow restrictor (MLLD) | Automatic flow restrictor (MLLD) | Interstitial Monitoring within Secondary Containment | SENSOR TO ATG |  |  |  | UST Currently In Use: 0; UST Temp Close: 2; AST Currently In Use: 0; AST Temp Closed: 0 | 0 | 2 | 3 | 24260-113-009817 | AVIJES LLC
52001 | Temporary Closed | 2012-12-31 | 2013-07-24 |  | Petroleum | Unleaded gasoline | Unleaded gasoline | Retail | Fiberglass coated steel | Double Wall |  |  | Double Wall |  |  | Catchment Basin | Flow Rest 90% Full | Flow Rest 90% Full | Interstitial Monitoring within Secondary Containment |  | Continuous Automatic Tank Gauge |  | Automatic flow restrictor (MLLD) | Automatic flow restrictor (MLLD) | Interstitial Monitoring within Secondary Containment | SENSOR TO ATG | Continuous alarm system | Continuous alarm system |  | UST Currently In Use: 0; UST Temp Close: 2; AST Currently In Use: 0; AST Temp Closed: 0 | 0 | 2 | 3 | 24260-113-009817 | AVIJES LLC
52003 | Currently in Use |  | 2013-05-28 |  | Petroleum | Unleaded gasoline | Unleaded gasoline | Industrial | Double Wall | Double Wall |  |  | Double Wall |  | 2013-05-28 | Catchment Basin | Automatic shutoff device At 95% full | Audible high level alarm At 90% full | Interstitial Monitoring within Secondary Containment |  | Continuous Automatic Tank Gauge |  | Automatic shutoff device (AELLD) | Automatic shutoff device (AELLD) | Interstitial Monitoring within Secondary Containment | SENSOR TO ATG | Continuous alarm system | Continuous alarm system |  | UST Currently In Use: 1; UST Temp Close: 0; AST Currently In Use: 0; AST Temp Closed: 0 | 1 | 0 | 1 | 10146-099-011539 | ALABAMA POWER COMPANY
52004 | Currently in Use |  | 2013-01-15 |  | Petroleum | Unleaded gasoline | Unleaded gasoline | Retail | Double Wall | Double Wall |  |  | Double Wall |  | 2013-01-15 | Catchment Basin | Flow Rest 90% Full | Audible high level alarm At 90% full | Interstitial Monitoring within Secondary Containment | SENSOR TO ATG | Continuous Automatic Tank Gauge | Single walled submersible pump containment sump | Containment Sump | Automatic flow restrictor (MLLD) | Interstitial Monitoring within Secondary Containment | SENSOR TO ATG | INTMON REQ | Continuous alarm system |  | UST Currently In Use: 3; UST Temp Close: 0; AST Currently In Use: 0; AST Temp Closed: 0 | 3 | 0 | 0 | 15420-089-020878 | MAPCO EXPRESS, INC.
52005 | Currently in Use |  | 2013-01-15 |  | Petroleum | Premium gasoline | Premium gasoline | Retail | Double Wall | Double Wall |  |  | Double Wall |  | 2013-01-15 | Catchment Basin | Audible high level alarm At 90% full | Audible high level alarm At 90% full | Interstitial Monitoring within Secondary Containment | SENSOR TO ATG | Continuous Automatic Tank Gauge | Single walled submersible pump containment sump | Containment Sump | Automatic flow restrictor (MLLD) | Interstitial Monitoring within Secondary Containment | SENSOR TO ATG | Annual line testing | Annual line testing |  | UST Currently In Use: 3; UST Temp Close: 0; AST Currently In Use: 0; AST Temp Closed: 0 | 3 | 0 | 0 | 15420-089-020878 | MAPCO EXPRESS, INC.
52006 | Currently in Use |  | 2013-01-15 |  | Petroleum | E85 | E85 | Retail | Double Wall | Double Wall |  |  | Double Wall |  | 2013-01-15 | Catchment Basin | Audible high level alarm At 90% full | Audible high level alarm At 90% full | Interstitial Monitoring within Secondary Containment | SENSOR TO ATG | Continuous Automatic Tank Gauge | Single walled submersible pump containment sump | Automatic flow restrictor (MLLD) | Automatic flow restrictor (MLLD) | Interstitial Monitoring within Secondary Containment | SENSOR TO ATG | Continuous alarm system | Annual line testing |  | UST Currently In Use: 3; UST Temp Close: 0; AST Currently In Use: 0; AST Temp Closed: 0 | 3 | 0 | 0 | 15420-089-020878 | MAPCO EXPRESS, INC.
52007 | Currently in Use |  | 2013-09-24 |  | Petroleum | Unleaded gasoline | Unleaded gasoline | Retail | Double Wall | Double Wall |  |  | Double Wall |  | 2013-09-24 | Catchment Basin | Audible high level alarm At 90% full | Audible high level alarm At 90% full | Interstitial Monitoring within Secondary Containment |  |  |  | Containment Sump | Automatic flow restrictor (MLLD) | Interstitial Monitoring within Secondary Containment |  | Continuous alarm system | Continuous alarm system |  | UST Currently In Use: 3; UST Temp Close: 0; AST Currently In Use: 0; AST Temp Closed: 0 | 3 | 0 | 0 | 15420-101-020879 | MAPCO EXPRESS, INC.
52008 | Currently in Use |  | 2013-09-24 |  | Petroleum | Premium gasoline | Premium gasoline | Retail | Double Wall | Double Wall |  |  | Double Wall |  | 2013-09-24 | Catchment Basin | Audible high level alarm At 90% full | Audible high level alarm At 90% full | Interstitial Monitoring within Secondary Containment |  |  |  | Containment Sump | Automatic shutoff device (AELLD) | Interstitial Monitoring within Secondary Containment |  | Continuous alarm system | Continuous alarm system |  | UST Currently In Use: 3; UST Temp Close: 0; AST Currently In Use: 0; AST Temp Closed: 0 | 3 | 0 | 0 | 15420-101-020879 | MAPCO EXPRESS, INC.
52009 | Currently in Use |  | 2013-05-15 |  | Petroleum | Unleaded gasoline | Unleaded gasoline | Retail | Double Wall | Double Wall |  |  | Flexible |  | 2013-05-15 | Catchment Basin | Audible high level alarm At 90% full | Audible high level alarm At 90% full | Interstitial Monitoring within Secondary Containment |  |  |  | Sump sensor relayed to automatically shut off submersible pump | Automatic shutoff device (AELLD) | Interstitial Monitoring within Secondary Containment |  | Continuous alarm system | Continuous alarm system |  | UST Currently In Use: 3; UST Temp Close: 0; AST Currently In Use: 0; AST Temp Closed: 0 | 3 | 0 | 0 | 15420-101-020880 | MAPCO EXPRESS, INC.
52010 | Currently in Use |  | 2013-05-15 |  | Petroleum | Premium gasoline | Premium gasoline | Retail | Double Wall | Double Wall |  |  | Double Wall |  | 2013-05-15 | Catchment Basin | Audible high level alarm At 90% full | Audible high level alarm At 90% full | Interstitial Monitoring within Secondary Containment |  |  |  | Automatic shutoff device (AELLD) | Automatic shutoff device (AELLD) | Interstitial Monitoring within Secondary Containment |  | Continuous alarm system | Continuous alarm system |  | UST Currently In Use: 3; UST Temp Close: 0; AST Currently In Use: 0; AST Temp Closed: 0 | 3 | 0 | 0 | 15420-101-020880 | MAPCO EXPRESS, INC.
52011 | Currently in Use |  | 2013-05-15 |  | Petroleum | E85 | E85 | Retail | Double Wall | Double Wall |  |  | Fiberglass reinforced plastic |  | 2013-05-15 | Catchment Basin | Audible high level alarm At 90% full | Audible high level alarm At 90% full | Interstitial Monitoring within Secondary Containment |  |  |  | Sump sensor relayed to automatically shut off submersible pump | Automatic shutoff device (AELLD) | Interstitial Monitoring within Secondary Containment |  | Continuous alarm system | Continuous alarm system |  | UST Currently In Use: 3; UST Temp Close: 0; AST Currently In Use: 0; AST Temp Closed: 0 | 3 | 0 | 0 | 15420-101-020880 | MAPCO EXPRESS, INC.
52012 | Currently in Use |  | 2013-08-28 |  | Petroleum | Unleaded gasoline | Unleaded gasoline | Retail | Double Wall | Double Wall |  |  | Double Wall |  | 2013-08-28 | Catchment Basin | Automatic shutoff device At 95% full | Audible high level alarm At 90% full | Interstitial Monitoring within Secondary Containment | SENSOR TO ATG | Automatic Tank Gauge | Single walled submersible pump containment sump | Containment Sump | Automatic shutoff device (AELLD) | Interstitial Monitoring within Secondary Containment | SENSOR TO ATG | Continuous alarm system | Continuous alarm system |  | UST Currently In Use: 1; UST Temp Close: 0; AST Currently In Use: 0; AST Temp Closed: 0 | 1 | 0 | 0 | 24960-043-020881 | DOLGENCORP, LLC.
52013 | Currently in Use |  | 2013-08-07 |  | Petroleum | Unleaded gasoline | Unleaded gasoline | Retail | Double Wall | Double Wall |  |  | Double Wall |  | 2013-08-07 | Catchment Basin | Automatic shutoff device At 95% full | Automatic shutoff device At 95% full | Interstitial Monitoring within Secondary Containment | SENSOR TO ATG |  | Single walled submersible pump containment sump | Containment Sump | Automatic shutoff device (AELLD) | Interstitial Monitoring within Secondary Containment | SENSOR TO ATG | Continuous alarm system | Continuous alarm system |  | UST Currently In Use: 2; UST Temp Close: 0; AST Currently In Use: 0; AST Temp Closed: 0 | 2 | 0 | 0 | 21373-059-020883 | LINECO, INC. DBA YOGI'S QUIK MART
52014 | Currently in Use |  | 2013-08-07 |  | Petroleum | Premium gasoline | Premium gasoline | Retail | Double Wall | Double Wall |  |  | Double Wall |  | 2013-08-07 | Catchment Basin | Flow Rest 90% Full | Flow Rest 90% Full | Interstitial Monitoring within Secondary Containment | SENSOR TO ATG |  | Single walled submersible pump containment sump | Automatic shutoff device (AELLD) | Automatic shutoff device (AELLD) | Interstitial Monitoring within Secondary Containment | SENSOR TO ATG | Continuous alarm system | Continuous alarm system |  | UST Currently In Use: 2; UST Temp Close: 0; AST Currently In Use: 0; AST Temp Closed: 0 | 2 | 0 | 0 | 21373-059-020883 | LINECO, INC. DBA YOGI'S QUIK MART
52015 | Currently in Use |  | 2013-05-02 |  | Petroleum | Unleaded gasoline | Unleaded gasoline | Retail | Double Wall | Double Wall |  |  | Double Wall |  | 2013-05-02 | Catchment Basin | Automatic shutoff device At 95% full | Automatic shutoff device At 95% full | Interstitial Monitoring within Secondary Containment |  | Continuous Automatic Tank Gauge |  | Automatic shutoff device (AELLD) | Automatic shutoff device (AELLD) | Interstitial Monitoring within Secondary Containment |  | Continuous alarm system | Annual line testing |  | UST Currently In Use: 4; UST Temp Close: 0; AST Currently In Use: 0; AST Temp Closed: 0 | 4 | 0 | 0 | 25736-117-020882 | MM ALABAMA LEASING
52016 | Currently in Use |  | 2013-05-02 |  | Petroleum | Premium gasoline | Premium gasoline | Retail | Fiberglass reinforced plastic | Double Wall |  |  | Fiberglass reinforced plastic |  | 2013-05-02 | Catchment Basin | Automatic shutoff device At 95% full | Automatic shutoff device At 95% full | Interstitial Monitoring within Secondary Containment |  | Continuous Automatic Tank Gauge |  | Containment Sump | Automatic shutoff device (AELLD) | Interstitial Monitoring within Secondary Containment |  | Annual line testing | Annual line testing |  | UST Currently In Use: 4; UST Temp Close: 0; AST Currently In Use: 0; AST Temp Closed: 0 | 4 | 0 | 0 | 25736-117-020882 | MM ALABAMA LEASING
52017 | Currently in Use |  | 2013-05-02 |  | Petroleum | On road diesel | On road diesel | Retail | Double Wall | Double Wall |  |  | Double Wall |  | 2013-05-02 | Catchment Basin | Automatic shutoff device At 95% full | Automatic shutoff device At 95% full | Interstitial Monitoring within Secondary Containment |  | Continuous Automatic Tank Gauge |  | Containment Sump | Automatic shutoff device (AELLD) | Interstitial Monitoring within Secondary Containment |  | Annual line testing | Annual line testing |  | UST Currently In Use: 4; UST Temp Close: 0; AST Currently In Use: 0; AST Temp Closed: 0 | 4 | 0 | 0 | 25736-117-020882 | MM ALABAMA LEASING
52018 | Currently in Use |  | 2013-05-02 |  | Petroleum | E85 | E85 | Retail | Fiberglass reinforced plastic | Double Wall |  |  | Fiberglass reinforced plastic |  | 2013-05-02 | Catchment Basin | Automatic shutoff device At 95% full | Automatic shutoff device At 95% full | Interstitial Monitoring within Secondary Containment |  | Continuous Automatic Tank Gauge |  | Automatic shutoff device (AELLD) | Automatic shutoff device (AELLD) | Interstitial Monitoring within Secondary Containment |  | Annual line testing | Annual line testing |  | UST Currently In Use: 4; UST Temp Close: 0; AST Currently In Use: 0; AST Temp Closed: 0 | 4 | 0 | 0 | 25736-117-020882 | MM ALABAMA LEASING
52019 | Currently in Use |  | 2013-09-21 |  | Petroleum | Unleaded gasoline | Unleaded gasoline | Retail | Fiberglass reinforced plastic | Double Wall |  |  | Fiberglass reinforced plastic |  | 2013-09-21 | Catchment Basin | Automatic shutoff device At 95% full | Automatic shutoff device At 95% full | Interstitial Monitoring within Secondary Containment | SENSOR TO ATG | Continuous Automatic Tank Gauge |  | Automatic shutoff device (AELLD) | Automatic shutoff device (AELLD) | Interstitial Monitoring within Secondary Containment | SENSOR TO ATG | Continuous alarm system | Continuous alarm system |  | UST Currently In Use: 3; UST Temp Close: 0; AST Currently In Use: 0; AST Temp Closed: 0 | 3 | 0 | 0 | 22285-115-020884 | HIGH TIDE OIL COMPANY, INC.
52020 | Currently in Use |  | 2013-09-21 |  | Petroleum | On road diesel | On road diesel | Retail | Double Wall | Double Wall |  |  | Double Wall |  | 2013-09-21 | Catchment Basin | Automatic shutoff device At 95% full | Automatic shutoff device At 95% full | Interstitial Monitoring within Secondary Containment | SENSOR TO ATG | Continuous Automatic Tank Gauge |  | Containment Sump | Automatic shutoff device (AELLD) | Interstitial Monitoring within Secondary Containment | SENSOR TO ATG | Continuous alarm system | Continuous alarm system |  | UST Currently In Use: 3; UST Temp Close: 0; AST Currently In Use: 0; AST Temp Closed: 0 | 3 | 0 | 0 | 22285-115-020884 | HIGH TIDE OIL COMPANY, INC.
52021 | Currently in Use |  | 2013-09-21 |  | Petroleum | Premium gasoline | Premium gasoline | Retail | Double Wall | Double Wall |  |  | Fiberglass reinforced plastic |  | 2013-09-21 | Catchment Basin | Automatic shutoff device At 95% full | Automatic shutoff device At 95% full | Interstitial Monitoring within Secondary Containment | SENSOR TO ATG | Continuous Automatic Tank Gauge |  | Automatic shutoff device (AELLD) | Automatic shutoff device (AELLD) | Interstitial Monitoring within Secondary Containment | SENSOR TO ATG | Continuous alarm system | Continuous alarm system |  | UST Currently In Use: 3; UST Temp Close: 0; AST Currently In Use: 0; AST Temp Closed: 0 | 3 | 0 | 0 | 22285-115-020884 | HIGH TIDE OIL COMPANY, INC.
52024 | Temporary Closed | 2013-10-28 | 1994-01-01 |  | Petroleum | Unleaded gasoline | Unleaded gasoline | Industrial | Fiberglass reinforced plastic | Fiberglass reinforced plastic |  |  | Double Wall |  |  | Catchment Basin | Flow Rest 90% Full | Flow Rest 90% Full |  |  | Continuous Automatic Tank Gauge |  | Containment Sump | Automatic flow restrictor (MLLD) |  |  | Annual line testing | Annual line testing |  | UST Currently In Use: 1; UST Temp Close: 1; AST Currently In Use: 0; AST Temp Closed: 0 | 1 | 1 | 0 | 23736-073-020885 | AZIN, LLC
52025 | Currently in Use |  | 1994-01-01 |  | Petroleum | On road diesel | On road diesel | Industrial | Fiberglass reinforced plastic | Fiberglass reinforced plastic |  |  | Double Wall |  |  | Catchment Basin | Flow Rest 90% Full | Flow Rest 90% Full |  |  | Continuous Automatic Tank Gauge |  | Containment Sump | Automatic flow restrictor (MLLD) |  |  | Annual line testing | Annual line testing |  | UST Currently In Use: 1; UST Temp Close: 1; AST Currently In Use: 0; AST Temp Closed: 0 | 1 | 1 | 0 | 23736-073-020885 | AZIN, LLC
52027 | Currently in Use |  | 2013-09-12 |  | Petroleum | Unleaded gasoline | Unleaded gasoline | Retail | Double Wall | Double Wall |  |  | Double Wall |  | 2013-09-12 | Catchment Basin | Automatic shutoff device At 95% full | Automatic shutoff device At 95% full | Interstitial Monitoring within Secondary Containment | SENSOR TO ATG | Continuous Automatic Tank Gauge |  | Automatic shutoff device (AELLD) | Automatic shutoff device (AELLD) | Interstitial Monitoring within Secondary Containment | SENSOR TO ATG | Annual line testing | Annual line testing |  | UST Currently In Use: 3; UST Temp Close: 0; AST Currently In Use: 0; AST Temp Closed: 0 | 3 | 0 | 0 | 24298-015-013984 | QUINTARD AT SNOW LLC
52028 | Currently in Use |  | 2013-09-12 |  | Petroleum | On road diesel | On road diesel | Retail | Fiberglass coated steel | Double Wall |  |  | Double Wall |  | 2013-09-12 | Catchment Basin | Automatic shutoff device At 95% full | Automatic shutoff device At 95% full | Interstitial Monitoring within Secondary Containment | SENSOR TO ATG | Continuous Automatic Tank Gauge |  | Containment Sump | Automatic shutoff device (AELLD) | Interstitial Monitoring within Secondary Containment | SENSOR TO ATG | Annual line testing | Annual line testing |  | UST Currently In Use: 3; UST Temp Close: 0; AST Currently In Use: 0; AST Temp Closed: 0 | 3 | 0 | 0 | 24298-015-013984 | QUINTARD AT SNOW LLC
52029 | Currently in Use |  | 2013-09-12 |  | Petroleum | Premium gasoline | Premium gasoline | Retail | Double Wall | Double Wall |  |  | Double Wall |  | 2013-09-12 | Catchment Basin | Automatic shutoff device At 95% full | Automatic shutoff device At 95% full | Interstitial Monitoring within Secondary Containment | SENSOR TO ATG | Continuous Automatic Tank Gauge |  | Containment Sump | Automatic shutoff device (AELLD) | Interstitial Monitoring within Secondary Containment | SENSOR TO ATG | Continuous alarm system | Annual line testing |  | UST Currently In Use: 3; UST Temp Close: 0; AST Currently In Use: 0; AST Temp Closed: 0 | 3 | 0 | 0 | 24298-015-013984 | QUINTARD AT SNOW LLC
52030 | Currently in Use |  | 2013-07-25 |  | Petroleum | Unleaded gasoline | Unleaded gasoline | Retail | Double Wall | Double Wall |  |  | Fiberglass reinforced plastic |  | 2013-07-25 | Catchment Basin | Automatic shutoff device At 95% full | Automatic shutoff device At 95% full | Interstitial Monitoring within Secondary Containment |  | Other |  | Containment Sump | Automatic shutoff device (AELLD) | Interstitial Monitoring within Secondary Containment | MANUAL/VISUAL CHECK | Continuous alarm system | Continuous alarm system |  | UST Currently In Use: 2; UST Temp Close: 0; AST Currently In Use: 0; AST Temp Closed: 0 | 2 | 0 | 0 | 13929-097-020889 | PRINCE OIL COMPANY, INC.
52031 | Currently in Use |  | 2013-07-25 |  | Petroleum | Premium gasoline | Premium gasoline | Retail | Double Wall | Double Wall |  |  | Double Wall |  | 2013-07-25 | Catchment Basin | Automatic shutoff device At 95% full | Automatic shutoff device At 95% full | Interstitial Monitoring within Secondary Containment |  | Other |  | Containment Sump | Automatic shutoff device (AELLD) | Interstitial Monitoring within Secondary Containment | MANUAL/VISUAL CHECK | Continuous alarm system | Continuous alarm system |  | UST Currently In Use: 2; UST Temp Close: 0; AST Currently In Use: 0; AST Temp Closed: 0 | 2 | 0 | 0 | 13929-097-020889 | PRINCE OIL COMPANY, INC.
52033 | Currently in Use |  | 2013-09-10 |  | Petroleum | Unleaded gasoline | Unleaded gasoline | Retail | Double Wall | Double Wall |  |  | Double Wall |  | 2013-09-11 | Catchment Basin | Audible high level alarm At 90% full | Audible high level alarm At 90% full | Interstitial Monitoring within Secondary Containment | SENSOR TO ATG | Other | Single walled submersible pump containment sump | Automatic shutoff device (AELLD) | Automatic shutoff device (AELLD) | Interstitial Monitoring within Secondary Containment | SENSOR TO ATG | INTMON REQ | Continuous alarm system |  | UST Currently In Use: 3; UST Temp Close: 0; AST Currently In Use: 0; AST Temp Closed: 0 | 3 | 0 | 0 | 14001-089-020891 | RACETRAC PETROLEUM, INC.
52034 | Currently in Use |  | 2013-09-10 |  | Petroleum | Premium gasoline | Premium gasoline | Retail | Double Wall | Double Wall |  |  | Double Wall |  | 2013-09-11 | Catchment Basin | Audible high level alarm At 90% full | Audible high level alarm At 90% full | Interstitial Monitoring within Secondary Containment | SENSOR TO ATG | Other | Single walled submersible pump containment sump | Automatic shutoff device (AELLD) | Automatic shutoff device (AELLD) | Interstitial Monitoring within Secondary Containment | SENSOR TO ATG | Continuous alarm system | Continuous alarm system |  | UST Currently In Use: 3; UST Temp Close: 0; AST Currently In Use: 0; AST Temp Closed: 0 | 3 | 0 | 0 | 14001-089-020891 | RACETRAC PETROLEUM, INC.
52035 | Currently in Use |  | 2013-09-10 |  | Petroleum | Unleaded gasoline | Unleaded gasoline | Retail | Double Wall | Double Wall |  |  | Double Wall |  | 2013-09-11 | Catchment Basin | Audible high level alarm At 90% full | Audible high level alarm At 90% full | Interstitial Monitoring within Secondary Containment | SENSOR TO ATG | Other | Single walled submersible pump containment sump | Automatic shutoff device (AELLD) | Automatic shutoff device (AELLD) | Interstitial Monitoring within Secondary Containment | SENSOR TO ATG | Continuous alarm system | Continuous alarm system |  | UST Currently In Use: 3; UST Temp Close: 0; AST Currently In Use: 0; AST Temp Closed: 0 | 3 | 0 | 0 | 14001-089-020891 | RACETRAC PETROLEUM, INC.
52036 | Currently in Use |  | 2013-12-20 |  | Petroleum | Unleaded gasoline | Unleaded gasoline | Retail | Fiberglass coated steel | Double Wall |  |  | Double Wall |  | 2013-12-20 | Catchment Basin | Automatic shutoff device At 95% full | Automatic shutoff device At 95% full | Interstitial Monitoring within Secondary Containment | SENSOR TO ATG |  |  | Containment Sump | Automatic shutoff device (AELLD) | Interstitial Monitoring within Secondary Containment | SENSOR TO ATG | Continuous alarm system | Continuous alarm system |  | UST Currently In Use: 2; UST Temp Close: 0; AST Currently In Use: 0; AST Temp Closed: 0 | 2 | 0 | 0 | 24336-073-020893 | SINH TAN NGUYEN
52037 | Currently in Use |  | 2013-12-20 |  | Petroleum | Premium gasoline | Premium gasoline | Retail | 4P/4D | Double Wall |  |  | Double Wall |  | 2013-12-20 | Catchment Basin | Automatic shutoff device At 95% full | Automatic shutoff device At 95% full | Interstitial Monitoring within Secondary Containment | SENSOR TO ATG |  |  | Automatic shutoff device (AELLD) | Automatic shutoff device (AELLD) | Interstitial Monitoring within Secondary Containment | SENSOR TO ATG | Continuous alarm system | Continuous alarm system |  | UST Currently In Use: 2; UST Temp Close: 0; AST Currently In Use: 0; AST Temp Closed: 0 | 2 | 0 | 0 | 24336-073-020893 | SINH TAN NGUYEN
52038 | Currently in Use |  | 2009-11-12 |  | Petroleum | Unleaded gasoline | Unleaded gasoline | Retail | Double Wall | Double Wall |  |  | Fiberglass reinforced plastic |  | 2009-11-12 | Catchment Basin | Automatic shutoff device At 95% full | Automatic shutoff device At 95% full | Interstitial Monitoring within Secondary Containment | SENSOR TO ATG |  | Single walled submersible pump containment sump | Containment Sump | Automatic shutoff device (AELLD) | Interstitial Monitoring within Secondary Containment | SENSOR TO ATG | Continuous alarm system | Continuous alarm system |  | UST Currently In Use: 2; UST Temp Close: 0; AST Currently In Use: 0; AST Temp Closed: 0 | 2 | 0 | 8 | 11379-059-012660 | SIBLEY OIL COMPANY
52039 | Currently in Use |  | 2009-11-12 |  | Petroleum | Premium gasoline | Premium gasoline | Retail | Double Wall | Double Wall |  |  | Fiberglass reinforced plastic |  | 2009-11-12 | Catchment Basin | Automatic shutoff device At 95% full | Automatic shutoff device At 95% full | Interstitial Monitoring within Secondary Containment | SENSOR TO ATG |  | Single walled submersible pump containment sump | Automatic shutoff device (AELLD) | Automatic shutoff device (AELLD) | Interstitial Monitoring within Secondary Containment | SENSOR TO ATG | Continuous alarm system | Continuous alarm system |  | UST Currently In Use: 2; UST Temp Close: 0; AST Currently In Use: 0; AST Temp Closed: 0 | 2 | 0 | 8 | 11379-059-012660 | SIBLEY OIL COMPANY
52040 | Currently in Use |  | 2013-09-15 |  | Petroleum | Unleaded gasoline | Unleaded gasoline | Retail | Double Wall | Double Wall |  |  | Fiberglass reinforced plastic |  | 2013-09-15 | Catchment Basin | Automatic shutoff device At 95% full | Automatic shutoff device At 95% full | Interstitial Monitoring within Secondary Containment | SENSOR TO ATG |  |  | Containment Sump | Automatic shutoff device (AELLD) | Interstitial Monitoring within Secondary Containment | SENSOR TO ATG | Other | Continuous alarm system |  | UST Currently In Use: 2; UST Temp Close: 0; AST Currently In Use: 0; AST Temp Closed: 0 | 2 | 0 | 0 | 21308-073-020895 | PETRO AMERICA LLC
52041 | Currently in Use |  | 2013-09-15 |  | Petroleum | Premium gasoline | Premium gasoline |  | Fiberglass coated steel | Double Wall |  |  | Fiberglass reinforced plastic |  | 2013-09-15 | Catchment Basin | Automatic shutoff device At 95% full | Automatic shutoff device At 95% full | Interstitial Monitoring within Secondary Containment | SENSOR TO ATG |  |  | Automatic shutoff device (AELLD) | Automatic shutoff device (AELLD) | Interstitial Monitoring within Secondary Containment | SENSOR TO ATG | REQUIRED | Continuous alarm system |  | UST Currently In Use: 2; UST Temp Close: 0; AST Currently In Use: 0; AST Temp Closed: 0 | 2 | 0 | 0 | 21308-073-020895 | PETRO AMERICA LLC
52042 | Currently in Use |  | 2013-12-19 |  | Petroleum | Unleaded gasoline | Unleaded gasoline | Retail | Double Wall | Double Wall |  |  | Fiberglass reinforced plastic |  | 2013-12-19 | Catchment Basin | Automatic shutoff device At 95% full | Automatic shutoff device At 95% full | Interstitial Monitoring within Secondary Containment |  |  |  | Containment Sump | Automatic flow restrictor (MLLD) | Interstitial Monitoring within Secondary Containment |  | Annual line testing | Annual line testing |  | UST Currently In Use: 2; UST Temp Close: 0; AST Currently In Use: 0; AST Temp Closed: 0 | 2 | 0 | 3 | 23413-097-011480 | CIRCLE K STORES, INC.
52043 | Currently in Use |  | 2013-12-19 |  | Petroleum | Premium gasoline | Premium gasoline | Retail | Double Wall | Double Wall |  |  | Double Wall |  | 2013-12-19 | Catchment Basin | Automatic shutoff device At 95% full | Automatic shutoff device At 95% full | Interstitial Monitoring within Secondary Containment | SENSOR TO ATG |  |  | Automatic flow restrictor (MLLD) | Automatic flow restrictor (MLLD) | Interstitial Monitoring within Secondary Containment |  | Annual line testing | Annual line testing |  | UST Currently In Use: 2; UST Temp Close: 0; AST Currently In Use: 0; AST Temp Closed: 0 | 2 | 0 | 3 | 23413-097-011480 | CIRCLE K STORES, INC.
52045 | Currently in Use |  | 2013-12-18 |  | Petroleum | Unleaded gasoline | Unleaded gasoline | Retail | Fiberglass reinforced plastic | Double Wall |  |  | Fiberglass reinforced plastic |  | 2013-12-18 | Catchment Basin | Audible high level alarm At 90% full | Audible high level alarm At 90% full | Interstitial Monitoring within Secondary Containment |  |  |  | Automatic flow restrictor (MLLD) | Automatic flow restrictor (MLLD) | Interstitial Monitoring within Secondary Containment | SENSOR TO ATG | Continuous alarm system | Continuous alarm system |  | UST Currently In Use: 2; UST Temp Close: 0; AST Currently In Use: 0; AST Temp Closed: 0 | 2 | 0 | 6 | 23413-003-011995 | CIRCLE K STORES, INC.
52046 | Currently in Use |  | 2013-12-18 |  | Petroleum | Premium gasoline | Premium gasoline | Retail | Double Wall | Double Wall |  |  | Double Wall |  | 2013-12-18 | Catchment Basin | Audible high level alarm At 90% full | Audible high level alarm At 90% full | Interstitial Monitoring within Secondary Containment |  |  |  | Containment Sump | Automatic flow restrictor (MLLD) | Interstitial Monitoring within Secondary Containment | SENSOR TO ATG | Continuous alarm system | Continuous alarm system |  | UST Currently In Use: 2; UST Temp Close: 0; AST Currently In Use: 0; AST Temp Closed: 0 | 2 | 0 | 6 | 23413-003-011995 | CIRCLE K STORES, INC.
52047 | Currently in Use |  | 2013-09-30 |  | Petroleum | Unleaded gasoline | Unleaded gasoline | Retail | Double Wall | Double Wall |  |  | Double Wall |  | 2013-09-30 | Catchment Basin | Automatic shutoff device At 95% full | Automatic shutoff device At 95% full | Interstitial Monitoring within Secondary Containment |  | Continuous Automatic Tank Gauge |  | Automatic shutoff device (AELLD) | Automatic shutoff device (AELLD) | Interstitial Monitoring within Secondary Containment | SENSOR TO ATG | INTMON REQ | Continuous alarm system |  | UST Currently In Use: 1; UST Temp Close: 0; AST Currently In Use: 0; AST Temp Closed: 0 | 1 | 0 | 0 | 24205-089-020896 | AAFES
52050 | Currently in Use |  | 2013-09-11 |  | Petroleum | Unleaded gasoline | Unleaded gasoline | Retail | Double Wall | Double Wall |  |  | Double Wall |  | 2013-09-11 | Catchment Basin | Automatic shutoff device At 95% full | Automatic shutoff device At 95% full | Interstitial Monitoring within Secondary Containment |  | Continuous Automatic Tank Gauge |  | Automatic shutoff device (AELLD) | Automatic shutoff device (AELLD) | Interstitial Monitoring within Secondary Containment |  | Continuous alarm system | Continuous alarm system |  | UST Currently In Use: 2; UST Temp Close: 0; AST Currently In Use: 0; AST Temp Closed: 0 | 2 | 0 | 0 | 11576-125-020897 | DUTCH OIL COMPANY
52051 | Currently in Use |  | 2013-09-11 |  | Petroleum | Premium gasoline | Premium gasoline | Retail | Double Wall | Double Wall |  |  | Double Wall |  | 2013-09-11 | Catchment Basin | Automatic shutoff device At 95% full | Automatic shutoff device At 95% full | Interstitial Monitoring within Secondary Containment |  | Continuous Automatic Tank Gauge |  | Automatic shutoff device (AELLD) | Automatic shutoff device (AELLD) | Interstitial Monitoring within Secondary Containment |  | Continuous alarm system | Continuous alarm system |  | UST Currently In Use: 2; UST Temp Close: 0; AST Currently In Use: 0; AST Temp Closed: 0 | 2 | 0 | 0 | 11576-125-020897 | DUTCH OIL COMPANY
52052 | Currently in Use |  | 2012-06-27 |  | Petroleum | Unleaded gasoline | Unleaded gasoline | Retail | Double Wall | Double Wall |  |  | Flexible |  | 2012-06-27 | Catchment Basin | Automatic shutoff device At 95% full | Automatic shutoff device At 95% full | Interstitial Monitoring within Secondary Containment | SENSOR TO ATG | Other | Single walled submersible pump containment sump | Automatic flow restrictor (MLLD) | Automatic flow restrictor (MLLD) | Interstitial Monitoring within Secondary Containment | SENSOR TO ATG | INTMON REQ | Continuous alarm system |  | UST Currently In Use: 2; UST Temp Close: 0; AST Currently In Use: 0; AST Temp Closed: 0 | 2 | 0 | 0 | 21237-077-020898 | SAM'S EAST, INC. C/O APTIM
52053 | Currently in Use |  | 2012-06-27 |  | Petroleum | Premium gasoline | Premium gasoline | Retail | Fiberglass reinforced plastic | Double Wall |  |  | Double Wall |  | 2012-06-27 | Catchment Basin | Automatic shutoff device At 95% full | Automatic shutoff device At 95% full | Interstitial Monitoring within Secondary Containment | SENSOR TO ATG |  | Single walled submersible pump containment sump | Automatic flow restrictor (MLLD) | Automatic flow restrictor (MLLD) | Interstitial Monitoring within Secondary Containment | SENSOR TO ATG | Other | Continuous alarm system |  | UST Currently In Use: 2; UST Temp Close: 0; AST Currently In Use: 0; AST Temp Closed: 0 | 2 | 0 | 0 | 21237-077-020898 | SAM'S EAST, INC. C/O APTIM
52054 | Currently in Use |  | 2013-05-24 |  | Petroleum | Unleaded gasoline | Unleaded gasoline | Local government | Double Wall | Double Wall |  |  | Double Wall |  |  | Catchment Basin | Automatic shutoff device At 95% full | Automatic shutoff device At 95% full | Interstitial Monitoring within Secondary Containment | SENSOR TO ATG | Continuous Automatic Tank Gauge | Single walled submersible pump containment sump | Containment Sump | Automatic flow restrictor (MLLD) | Interstitial Monitoring within Secondary Containment | SENSOR TO ATG | Continuous alarm system | Continuous alarm system |  | UST Currently In Use: 2; UST Temp Close: 0; AST Currently In Use: 0; AST Temp Closed: 0 | 2 | 0 | 6 | 19997-089-017598 | MADISON COUNTY COMMISSION
52055 | Currently in Use |  | 2013-05-24 |  | Petroleum | On road diesel | On road diesel | Local government | Double Wall | Double Wall |  |  | Fiberglass reinforced plastic |  |  | Catchment Basin | Automatic shutoff device At 95% full | Automatic shutoff device At 95% full | Interstitial Monitoring within Secondary Containment | SENSOR TO ATG | Continuous Automatic Tank Gauge | Single walled submersible pump containment sump | Containment Sump | Automatic flow restrictor (MLLD) | Interstitial Monitoring within Secondary Containment | SENSOR TO ATG | INTMON REQ | Continuous alarm system |  | UST Currently In Use: 2; UST Temp Close: 0; AST Currently In Use: 0; AST Temp Closed: 0 | 2 | 0 | 6 | 19997-089-017598 | MADISON COUNTY COMMISSION
52056 | Currently in Use |  | 2014-10-01 |  | Petroleum | Unleaded gasoline | Unleaded gasoline | Retail | Double Wall | Double Wall |  |  | Double Wall |  | 2014-10-01 | Catchment Basin | Automatic shutoff device At 95% full | Automatic shutoff device At 95% full | Interstitial Monitoring within Secondary Containment | SENSOR TO ATG | Other | Single walled submersible pump containment sump | Automatic flow restrictor (MLLD) | Automatic flow restrictor (MLLD) | Interstitial Monitoring within Secondary Containment | SENSOR TO ATG | Continuous alarm system | Continuous alarm system |  | UST Currently In Use: 2; UST Temp Close: 0; AST Currently In Use: 0; AST Temp Closed: 0 | 2 | 0 | 0 | 13579-079-020900 | MURPHY OIL USA, INC.
52057 | Currently in Use |  | 2014-10-01 |  | Petroleum | Premium gasoline | Premium gasoline | Retail | Double Wall | Double Wall |  |  | Double Wall |  | 2014-10-01 | Catchment Basin | Automatic shutoff device At 95% full | Automatic shutoff device At 95% full | Interstitial Monitoring within Secondary Containment | SENSOR TO ATG | Other | Single walled submersible pump containment sump | Automatic flow restrictor (MLLD) | Automatic flow restrictor (MLLD) | Interstitial Monitoring within Secondary Containment | SENSOR TO ATG | Continuous alarm system | Continuous alarm system |  | UST Currently In Use: 2; UST Temp Close: 0; AST Currently In Use: 0; AST Temp Closed: 0 | 2 | 0 | 0 | 13579-079-020900 | MURPHY OIL USA, INC.
52058 | Currently in Use |  | 2013-08-01 |  | Petroleum | Other, B100 | Other | Retail | Double Wall | Double Wall |  |  | Fiberglass reinforced plastic |  | 2013-08-01 | Catchment Basin | Audible high level alarm At 90% full | Audible high level alarm At 90% full | Interstitial Monitoring within Secondary Containment |  |  |  | Automatic shutoff device (AELLD) | Automatic shutoff device (AELLD) | Interstitial Monitoring within Secondary Containment |  | Continuous alarm system | Continuous alarm system |  | UST Currently In Use: 6; UST Temp Close: 0; AST Currently In Use: 0; AST Temp Closed: 0 | 6 | 0 | 0 | 21090-125-019498 | LOVES COUNTRY STORES
52059 | Currently in Use |  | 2014-02-18 |  | Petroleum | Unleaded gasoline | Unleaded gasoline | Retail | Double Wall | Double Wall |  |  | Double Wall |  | 2014-02-18 | Catchment Basin | Automatic shutoff device At 95% full | Automatic shutoff device At 95% full | Interstitial Monitoring within Secondary Containment | SENSOR TO ATG |  | Single walled submersible pump containment sump | Automatic flow restrictor (MLLD) | Automatic flow restrictor (MLLD) | Interstitial Monitoring within Secondary Containment | SENSOR TO ATG | INTMON REQ | Other |  | UST Currently In Use: 6; UST Temp Close: 0; AST Currently In Use: 0; AST Temp Closed: 0 | 6 | 0 | 0 | 19984-043-020901 | PILOT TRAVEL CENTERS, LLC
52060 | Currently in Use |  | 2014-02-18 |  | Petroleum | Premium gasoline | Premium gasoline | Retail | Double Wall | Double Wall |  |  | Fiberglass reinforced plastic |  | 2014-02-18 | Catchment Basin | Automatic shutoff device At 95% full | Automatic shutoff device At 95% full | Interstitial Monitoring within Secondary Containment | SENSOR TO ATG |  | Single walled submersible pump containment sump | Automatic flow restrictor (MLLD) | Automatic flow restrictor (MLLD) | Interstitial Monitoring within Secondary Containment | SENSOR TO ATG | INTMON REQ | Other |  | UST Currently In Use: 6; UST Temp Close: 0; AST Currently In Use: 0; AST Temp Closed: 0 | 6 | 0 | 0 | 19984-043-020901 | PILOT TRAVEL CENTERS, LLC
52061 | Currently in Use |  | 2014-02-18 |  | Petroleum | Off road diesel | Off road diesel | Retail | Double Wall | Double Wall |  |  | Fiberglass reinforced plastic |  | 2014-02-18 | Catchment Basin | Automatic shutoff device At 95% full | Automatic shutoff device At 95% full | Interstitial Monitoring within Secondary Containment | SENSOR TO ATG |  | Single walled submersible pump containment sump | Containment Sump | Automatic flow restrictor (MLLD) | Interstitial Monitoring within Secondary Containment | SENSOR TO ATG | Other | Other |  | UST Currently In Use: 6; UST Temp Close: 0; AST Currently In Use: 0; AST Temp Closed: 0 | 6 | 0 | 0 | 19984-043-020901 | PILOT TRAVEL CENTERS, LLC
52062 | Currently in Use |  | 2014-02-18 |  | Petroleum | On road diesel | On road diesel | Retail | Double Wall | Double Wall |  |  | Double Wall |  | 2014-02-18 | Catchment Basin | Automatic shutoff device At 95% full | Automatic shutoff device At 95% full | Interstitial Monitoring within Secondary Containment | SENSOR TO ATG |  | Single walled submersible pump containment sump | Automatic flow restrictor (MLLD) | Automatic flow restrictor (MLLD) | Interstitial Monitoring within Secondary Containment | SENSOR TO ATG | INTMON REQ | Other |  | UST Currently In Use: 6; UST Temp Close: 0; AST Currently In Use: 0; AST Temp Closed: 0 | 6 | 0 | 0 | 19984-043-020901 | PILOT TRAVEL CENTERS, LLC
52063 | Currently in Use |  | 2014-02-18 |  | Petroleum | On road diesel | On road diesel | Retail | Double Wall | Double Wall |  |  | Double Wall |  | 2014-02-18 | Catchment Basin | SEE COMENT | Automatic shutoff device At 95% full | Interstitial Monitoring within Secondary Containment | SENSOR TO ATG |  | Single walled submersible pump containment sump | Automatic flow restrictor (MLLD) | Automatic flow restrictor (MLLD) | Interstitial Monitoring within Secondary Containment | SENSOR TO ATG | INTMON REQ | Other |  | UST Currently In Use: 6; UST Temp Close: 0; AST Currently In Use: 0; AST Temp Closed: 0 | 6 | 0 | 0 | 19984-043-020901 | PILOT TRAVEL CENTERS, LLC
52064 | Currently in Use |  | 2014-01-16 |  | Petroleum | Premium gasoline | Premium gasoline | Retail | Double Wall | Double Wall |  |  | Double Wall |  | 2014-01-16 | Catchment Basin | Flow Rest 90% Full | Automatic shutoff device At 95% full | Interstitial Monitoring within Secondary Containment | SENSOR TO ATG | Other | Single walled submersible pump containment sump | Automatic flow restrictor (MLLD) | Automatic flow restrictor (MLLD) | Interstitial Monitoring within Secondary Containment | SENSOR TO ATG | INTMON REQ | Continuous alarm system |  | UST Currently In Use: 2; UST Temp Close: 0; AST Currently In Use: 0; AST Temp Closed: 0 | 2 | 0 | 4 | 11661-079-002561 | EDWARDS OIL COMPANY
52065 | Currently in Use |  | 2014-01-01 |  | Petroleum | Unleaded gasoline | Unleaded gasoline | Retail | Double Wall | Double Wall |  |  | Double Wall |  |  | Catchment Basin | Flow Rest 90% Full | Flow Rest 90% Full | Interstitial Monitoring within Secondary Containment |  |  |  | Sump sensor relayed to automatically shut off submersible pump | Automatic flow restrictor (MLLD) | Interstitial Monitoring within Secondary Containment | SENSOR TO ATG | Annual line testing | Annual line testing |  | UST Currently In Use: 3; UST Temp Close: 0; AST Currently In Use: 0; AST Temp Closed: 0 | 3 | 0 | 0 | 15420-081-020903 | MAPCO EXPRESS, INC.
52066 | Currently in Use |  | 2014-01-01 |  | Petroleum | Premium gasoline | Premium gasoline | Retail | Fiberglass reinforced plastic | Double Wall |  |  | Flexible |  |  | Catchment Basin | Flow Rest 90% Full | Flow Rest 90% Full | Interstitial Monitoring within Secondary Containment |  |  |  | Automatic shutoff device (AELLD) | Automatic shutoff device (AELLD) | Interstitial Monitoring within Secondary Containment | SENSOR TO ATG |  |  |  | UST Currently In Use: 3; UST Temp Close: 0; AST Currently In Use: 0; AST Temp Closed: 0 | 3 | 0 | 0 | 15420-081-020903 | MAPCO EXPRESS, INC.
52067 | Currently in Use |  | 2014-01-01 |  | Petroleum | E85 | E85 | Retail | Double Wall | Double Wall |  |  | Fiberglass reinforced plastic |  |  | Catchment Basin | Flow Rest 90% Full | Flow Rest 90% Full | Interstitial Monitoring within Secondary Containment |  |  |  | Automatic shutoff device (AELLD) | Automatic shutoff device (AELLD) | Interstitial Monitoring within Secondary Containment | SENSOR TO ATG |  |  |  | UST Currently In Use: 3; UST Temp Close: 0; AST Currently In Use: 0; AST Temp Closed: 0 | 3 | 0 | 0 | 15420-081-020903 | MAPCO EXPRESS, INC.
52068 | Currently in Use |  | 2014-01-15 |  | Petroleum | Unleaded gasoline | Unleaded gasoline | Retail | Fiberglass reinforced plastic | Double Wall |  |  | Flexible |  | 2014-01-15 | Catchment Basin | Automatic shutoff device At 95% full | Automatic shutoff device At 95% full | Interstitial Monitoring within Secondary Containment | SENSOR TO ATG |  |  | Automatic flow restrictor (MLLD) | Automatic flow restrictor (MLLD) | Interstitial Monitoring within Secondary Containment | SENSOR TO ATG | Continuous alarm system | Continuous alarm system |  | UST Currently In Use: 2; UST Temp Close: 0; AST Currently In Use: 0; AST Temp Closed: 0 | 2 | 0 | 0 | 13579-003-020904 | MURPHY OIL USA, INC.
52069 | Currently in Use |  | 2014-01-15 |  | Petroleum | Premium gasoline | Premium gasoline | Retail | Double Wall | Double Wall |  |  | Flexible |  | 2014-01-15 | Catchment Basin | Automatic shutoff device At 95% full | Automatic shutoff device At 95% full | Interstitial Monitoring within Secondary Containment | SENSOR TO ATG |  |  | Containment Sump | Automatic flow restrictor (MLLD) | Interstitial Monitoring within Secondary Containment | SENSOR TO ATG | Continuous alarm system | Continuous alarm system |  | UST Currently In Use: 2; UST Temp Close: 0; AST Currently In Use: 0; AST Temp Closed: 0 | 2 | 0 | 0 | 13579-003-020904 | MURPHY OIL USA, INC.
52071 | Currently in Use |  | 2013-05-31 |  | Petroleum | Unleaded gasoline | Unleaded gasoline | Retail | Double Wall | Double Wall |  |  | Fiberglass reinforced plastic |  |  | Catchment Basin | Automatic shutoff device At 95% full | Automatic shutoff device At 95% full | Interstitial Monitoring within Secondary Containment |  | Continuous Automatic Tank Gauge |  | Automatic flow restrictor (MLLD) | Automatic flow restrictor (MLLD) | Interstitial Monitoring within Secondary Containment | SENSOR TO ATG | Continuous alarm system | Continuous alarm system |  | UST Currently In Use: 2; UST Temp Close: 0; AST Currently In Use: 0; AST Temp Closed: 0 | 2 | 0 | 3 | 22406-109-011354 | KEISHA REALTY
52072 | Currently in Use |  | 2013-05-31 |  | Petroleum | Premium gasoline | Premium gasoline | Retail | Fiberglass coated steel | Double Wall |  |  | Fiberglass reinforced plastic |  |  | Catchment Basin | Automatic shutoff device At 95% full | Automatic shutoff device At 95% full | Interstitial Monitoring within Secondary Containment |  | Continuous Automatic Tank Gauge |  | Containment Sump | Automatic flow restrictor (MLLD) | Interstitial Monitoring within Secondary Containment | SENSOR TO ATG | Continuous alarm system | Continuous alarm system |  | UST Currently In Use: 2; UST Temp Close: 0; AST Currently In Use: 0; AST Temp Closed: 0 | 2 | 0 | 3 | 22406-109-011354 | KEISHA REALTY
52073 | Currently in Use |  | 2014-05-13 |  | Petroleum | Unleaded gasoline | Unleaded gasoline | Retail | Double Wall | Double Wall |  |  | Fiberglass reinforced plastic |  | 2014-05-13 | Catchment Basin | Automatic shutoff device At 95% full | Automatic shutoff device At 95% full | Interstitial Monitoring within Secondary Containment |  | Continuous Automatic Tank Gauge |  | Automatic shutoff device (AELLD) | Automatic shutoff device (AELLD) | Interstitial Monitoring within Secondary Containment |  | Continuous alarm system | Continuous alarm system |  | UST Currently In Use: 3; UST Temp Close: 0; AST Currently In Use: 0; AST Temp Closed: 0 | 3 | 0 | 0 | 13343-007-020911 | MCCULLOUGH OIL COMPANY, INC.
52074 | Currently in Use |  | 2014-05-13 |  | Petroleum | Premium gasoline | Premium gasoline | Retail | Double Wall | Double Wall |  |  | Fiberglass reinforced plastic |  | 2014-05-13 | Catchment Basin | Automatic shutoff device At 95% full | Automatic shutoff device At 95% full | Interstitial Monitoring within Secondary Containment |  | Automatic Tank Gauge |  | Automatic shutoff device (AELLD) | Automatic shutoff device (AELLD) | Interstitial Monitoring within Secondary Containment |  | Continuous alarm system | Continuous alarm system |  | UST Currently In Use: 3; UST Temp Close: 0; AST Currently In Use: 0; AST Temp Closed: 0 | 3 | 0 | 0 | 13343-007-020911 | MCCULLOUGH OIL COMPANY, INC.
52099 | Currently in Use |  | 2014-04-04 |  | Petroleum | Unleaded gasoline | Unleaded gasoline | Retail | Fiberglass reinforced plastic | Double Wall |  |  | Fiberglass reinforced plastic |  | 2014-04-04 | Catchment Basin | Flow Rest 90% Full | Flow Rest 90% Full | Interstitial Monitoring within Secondary Containment | SENSOR TO ATG | Continuous Automatic Tank Gauge |  | Automatic shutoff device (AELLD) | Automatic shutoff device (AELLD) | Interstitial Monitoring within Secondary Containment | SENSOR TO ATG | Continuous alarm system | Continuous alarm system |  | UST Currently In Use: 2; UST Temp Close: 0; AST Currently In Use: 0; AST Temp Closed: 0 | 2 | 0 | 3 | 25265-003-017335 | LGWS/CROSS AMERICA PARTNERS
52100 | Currently in Use |  | 2014-04-01 |  | Petroleum | Premium gasoline | Premium gasoline | Retail | Fiberglass reinforced plastic | Double Wall |  |  | Fiberglass reinforced plastic |  | 2014-04-01 | Catchment Basin | Flow Rest 90% Full | Flow Rest 90% Full | Interstitial Monitoring within Secondary Containment |  | Continuous Automatic Tank Gauge |  | Containment Sump | Automatic shutoff device (AELLD) | Interstitial Monitoring within Secondary Containment | SENSOR TO ATG | Continuous alarm system | Continuous alarm system |  | UST Currently In Use: 2; UST Temp Close: 0; AST Currently In Use: 0; AST Temp Closed: 0 | 2 | 0 | 3 | 25265-003-017335 | LGWS/CROSS AMERICA PARTNERS
52107 | Currently in Use |  | 2013-12-06 |  | Petroleum | Unleaded gasoline | Unleaded gasoline | Industrial | Double Wall | Double Wall |  |  | Double Wall |  |  | Catchment Basin | Automatic shutoff device At 95% full | Automatic shutoff device At 95% full | Interstitial Monitoring within Secondary Containment |  | Automatic Tank Gauge |  | Containment Sump | Automatic shutoff device (AELLD) | Interstitial Monitoring within Secondary Containment | MANUAL/VISUAL CHECK | Continuous alarm system | Continuous alarm system |  | UST Currently In Use: 1; UST Temp Close: 0; AST Currently In Use: 0; AST Temp Closed: 0 | 1 | 0 | 1 | 11472-011-003792 | DIXIE ELECTRIC COOPERATIVE
52110 | Currently in Use |  | 2014-03-01 |  | Petroleum | Premium gasoline | Premium gasoline | Retail | Double Wall | Double Wall |  |  | Flexible |  | 2014-03-01 | Catchment Basin | Automatic shutoff device At 95% full | Automatic shutoff device At 95% full | Interstitial Monitoring within Secondary Containment | SENSOR TO ATG |  | Single walled submersible pump containment sump | Containment Sump | Automatic shutoff device (AELLD) | Interstitial Monitoring within Secondary Containment | SENSOR TO ATG | Continuous alarm system | Continuous alarm system |  | UST Currently In Use: 1; UST Temp Close: 0; AST Currently In Use: 0; AST Temp Closed: 0 | 1 | 0 | 0 | 24436-077-020923 | WATER FRONT MARINA
52111 | Currently in Use |  | 2014-01-23 |  | Petroleum | On road diesel | On road diesel | Retail | Double Wall | Double Wall |  |  | Double Wall |  | 2014-01-23 | Catchment Basin | Audible high level alarm At 90% full | Audible high level alarm At 90% full | Interstitial Monitoring within Secondary Containment |  |  |  | Containment Sump | Automatic shutoff device (AELLD) | Interstitial Monitoring within Secondary Containment | SENSOR TO ATG | Continuous alarm system | Continuous alarm system |  | UST Currently In Use: 6; UST Temp Close: 0; AST Currently In Use: 0; AST Temp Closed: 0 | 6 | 0 | 0 | 21090-115-020924 | LOVES COUNTRY STORES
52112 | Currently in Use |  | 2014-01-23 |  | Petroleum | On road diesel | On road diesel | Retail | Fiberglass reinforced plastic | Double Wall |  |  | Fiberglass reinforced plastic |  | 2014-01-23 | Catchment Basin | Audible high level alarm At 90% full | Audible high level alarm At 90% full | Interstitial Monitoring within Secondary Containment |  |  |  | MANIFOLDED | Automatic shutoff device (AELLD) | Interstitial Monitoring within Secondary Containment | SENSOR TO ATG | Continuous alarm system | Continuous alarm system |  | UST Currently In Use: 6; UST Temp Close: 0; AST Currently In Use: 0; AST Temp Closed: 0 | 6 | 0 | 0 | 21090-115-020924 | LOVES COUNTRY STORES
52113 | Currently in Use |  | 2014-01-23 |  | Petroleum | On road diesel | On road diesel | Retail | Fiberglass reinforced plastic | Double Wall |  |  | Fiberglass reinforced plastic |  | 2014-01-23 | Catchment Basin | Audible high level alarm At 90% full | Audible high level alarm At 90% full | Interstitial Monitoring within Secondary Containment |  |  |  | MANIFOLDED | Automatic shutoff device (AELLD) | Interstitial Monitoring within Secondary Containment | SENSOR TO ATG | Continuous alarm system | Continuous alarm system |  | UST Currently In Use: 6; UST Temp Close: 0; AST Currently In Use: 0; AST Temp Closed: 0 | 6 | 0 | 0 | 21090-115-020924 | LOVES COUNTRY STORES
52114 | Currently in Use |  | 2014-01-23 |  | Petroleum | Unleaded gasoline | Unleaded gasoline | Retail | Double Wall | Double Wall |  |  | Fiberglass reinforced plastic |  | 2014-01-23 | Catchment Basin | Flow Rest 90% Full | Flow Rest 90% Full | Interstitial Monitoring within Secondary Containment |  |  |  | Containment Sump | Automatic shutoff device (AELLD) | Interstitial Monitoring within Secondary Containment | SENSOR TO ATG | Continuous alarm system | Continuous alarm system |  | UST Currently In Use: 6; UST Temp Close: 0; AST Currently In Use: 0; AST Temp Closed: 0 | 6 | 0 | 0 | 21090-115-020924 | LOVES COUNTRY STORES
52115 | Currently in Use |  | 2014-01-23 |  | Petroleum | Unleaded gasoline | Unleaded gasoline | Retail | Double Wall | Double Wall |  |  | Fiberglass reinforced plastic |  | 2014-01-23 | Catchment Basin | Flow Rest 90% Full | Flow Rest 90% Full | Interstitial Monitoring within Secondary Containment |  |  |  | Containment Sump | Automatic shutoff device (AELLD) | Interstitial Monitoring within Secondary Containment | SENSOR TO ATG | Continuous alarm system | Continuous alarm system |  | UST Currently In Use: 6; UST Temp Close: 0; AST Currently In Use: 0; AST Temp Closed: 0 | 6 | 0 | 0 | 21090-115-020924 | LOVES COUNTRY STORES
52118 | Currently in Use |  | 2014-01-07 |  | Petroleum | Unleaded gasoline | Unleaded gasoline | Retail | Double Wall | Double Wall |  |  | Double Wall |  | 2014-01-07 | Catchment Basin | Flow Rest 90% Full | Flow Rest 90% Full | Interstitial Monitoring within Secondary Containment |  |  |  | Containment Sump | Automatic flow restrictor (MLLD) | Interstitial Monitoring within Secondary Containment |  | Annual line testing | Annual line testing |  | UST Currently In Use: 2; UST Temp Close: 0; AST Currently In Use: 0; AST Temp Closed: 0 | 2 | 0 | 0 | 13579-115-020925 | MURPHY OIL USA, INC.
52120 | Currently in Use |  | 2014-01-07 |  | Petroleum | Premium gasoline | Premium gasoline | Retail | Double Wall | Double Wall |  |  | Double Wall |  | 2014-01-07 | Catchment Basin | Flow Rest 90% Full | Flow Rest 90% Full | Interstitial Monitoring within Secondary Containment |  |  |  | Containment Sump | Automatic flow restrictor (MLLD) | Interstitial Monitoring within Secondary Containment |  | Annual line testing | Annual line testing |  | UST Currently In Use: 2; UST Temp Close: 0; AST Currently In Use: 0; AST Temp Closed: 0 | 2 | 0 | 0 | 13579-115-020925 | MURPHY OIL USA, INC.
52121 | Currently in Use |  | 2014-02-28 |  | Petroleum | Premium gasoline | Premium gasoline | Retail | 6P/4D | Double Wall |  |  | Double Wall |  | 2014-02-28 | Catchment Basin | Automatic shutoff device At 95% full | Automatic shutoff device At 95% full | Interstitial Monitoring within Secondary Containment | SENSOR TO ATG |  |  | Sump sensor relayed to automatically shut off submersible pump | Automatic shutoff device (AELLD) | Interstitial Monitoring within Secondary Containment | SENSOR TO ATG | Continuous alarm system | Continuous alarm system |  | UST Currently In Use: 2; UST Temp Close: 0; AST Currently In Use: 0; AST Temp Closed: 0 | 2 | 0 | 8 | 20072-073-011521 | A & M OIL CO LLC
52122 | Currently in Use |  | 2014-02-28 |  | Petroleum | Unleaded gasoline | Unleaded gasoline | Retail | 10K/10K | Double Wall |  |  | Double Wall |  | 2014-02-28 | Catchment Basin | Automatic shutoff device At 95% full | Automatic shutoff device At 95% full | Interstitial Monitoring within Secondary Containment | SENSOR TO ATG |  |  | Containment Sump | Automatic shutoff device (AELLD) | Interstitial Monitoring within Secondary Containment | SENSOR TO ATG | Continuous alarm system | Continuous alarm system |  | UST Currently In Use: 2; UST Temp Close: 0; AST Currently In Use: 0; AST Temp Closed: 0 | 2 | 0 | 8 | 20072-073-011521 | A & M OIL CO LLC
52126 | Currently in Use |  | 2013-11-15 |  | Petroleum | Unleaded gasoline | Unleaded gasoline | Retail | Double Wall | Double Wall |  |  | Fiberglass reinforced plastic |  | 2013-11-15 | Catchment Basin | Flow Rest 90% Full | Flow Rest 90% Full | Interstitial Monitoring within Secondary Containment |  | Continuous Automatic Tank Gauge |  | Automatic shutoff device (AELLD) | Automatic shutoff device (AELLD) | Interstitial Monitoring within Secondary Containment |  |  |  |  | UST Currently In Use: 2; UST Temp Close: 0; AST Currently In Use: 0; AST Temp Closed: 0 | 2 | 0 | 0 | 24359-125-020928 | STAR INVESTMENTS, LLC
52127 | Currently in Use |  | 2013-11-15 |  | Petroleum | Premium gasoline | Premium gasoline | Retail | Double Wall | Double Wall |  |  | Fiberglass reinforced plastic |  | 2013-11-15 | Catchment Basin | Flow Rest 90% Full | Flow Rest 90% Full | Interstitial Monitoring within Secondary Containment |  | Continuous Automatic Tank Gauge |  | Automatic shutoff device (AELLD) | Automatic shutoff device (AELLD) | Interstitial Monitoring within Secondary Containment |  |  |  |  | UST Currently In Use: 2; UST Temp Close: 0; AST Currently In Use: 0; AST Temp Closed: 0 | 2 | 0 | 0 | 24359-125-020928 | STAR INVESTMENTS, LLC
52130 | Currently in Use |  | 2013-08-14 |  | Petroleum | Unleaded gasoline | Unleaded gasoline | Retail | Double Wall | Double Wall |  |  | Fiberglass reinforced plastic |  | 2013-08-14 | Catchment Basin | Flow Rest 90% Full | Flow Rest 90% Full | Interstitial Monitoring within Secondary Containment | SENSOR TO ATG | Continuous Automatic Tank Gauge |  | Automatic flow restrictor (MLLD) | Automatic flow restrictor (MLLD) |  | SENSOR TO ATG | Other | Continuous alarm system |  | UST Currently In Use: 1; UST Temp Close: 0; AST Currently In Use: 0; AST Temp Closed: 0 | 1 | 0 | 0 | 24376-055-020929 | ASEM KHRAISAT
52132 | Currently in Use |  | 2014-02-10 |  | Petroleum | On road diesel | On road diesel | Retail | Double Wall | Double Wall |  |  | Double Wall |  | 2014-02-10 | Catchment Basin | Automatic shutoff device At 95% full | Automatic shutoff device At 95% full | Interstitial Monitoring within Secondary Containment | SENSOR TO ATG | Continuous Automatic Tank Gauge |  | Automatic flow restrictor (MLLD) | Automatic flow restrictor (MLLD) | Interstitial Monitoring within Secondary Containment | SENSOR TO ATG | Continuous alarm system | Continuous alarm system |  | UST Currently In Use: 3; UST Temp Close: 0; AST Currently In Use: 0; AST Temp Closed: 0 | 3 | 0 | 0 | 23982-039-017637 | CENERGY OIL AND GAS
52138 | Temporary Closed | 2021-07-22 | 1981-10-01 |  | Petroleum | On road diesel | On road diesel | Emergency Power Generator | Fiberglass coated steel | Fiberglass coated steel |  |  | Single Wall |  |  | Catchment Basin | [13 empty] | UST Currently In Use: 1; UST Temp Close: 1; AST Currently In Use: 0; AST Temp Closed: 0 | 1 | 1 | 1 | 10994-073-004185 | CITY OF BIRMINGHAM
52142 | Currently in Use |  | 2012-01-10 |  | Petroleum | Unleaded gasoline | Unleaded gasoline |  | Fiberglass coated steel | Double Wall |  |  | Double Wall |  | 2012-01-10 | Catchment Basin | Automatic shutoff device At 95% full | Automatic shutoff device At 95% full | Interstitial Monitoring within Secondary Containment | SENSOR TO ATG |  |  | Containment Sump | Automatic shutoff device (AELLD) | Interstitial Monitoring within Secondary Containment | SENSOR TO ATG | Continuous alarm system | Continuous alarm system |  | UST Currently In Use: 1; UST Temp Close: 0; AST Currently In Use: 0; AST Temp Closed: 0 | 1 | 0 | 0 | 24480-073-020934 | MOHAMMED (CJ) NAEEM
52146 | Currently in Use |  | 2013-10-18 |  | Petroleum | Unleaded gasoline | Unleaded gasoline | Retail | Fiberglass reinforced plastic | Double Wall |  |  | Double Wall |  | 2013-10-18 | Catchment Basin | Automatic shutoff device At 95% full | Automatic shutoff device At 95% full | Interstitial Monitoring within Secondary Containment |  |  |  | Containment Sump | Automatic flow restrictor (MLLD) | Interstitial Monitoring within Secondary Containment |  | Continuous alarm system | Continuous alarm system |  | UST Currently In Use: 3; UST Temp Close: 0; AST Currently In Use: 0; AST Temp Closed: 0 | 3 | 0 | 0 | 21237-015-020935 | SAM'S EAST, INC. C/O APTIM
52147 | Currently in Use |  | 2013-10-18 |  | Petroleum | Unleaded gasoline | Unleaded gasoline | Retail | Double Wall | Double Wall |  |  | Flexible |  | 2013-10-18 | Catchment Basin | Automatic shutoff device At 95% full | Automatic shutoff device At 95% full | Interstitial Monitoring within Secondary Containment |  |  |  | Automatic flow restrictor (MLLD) | Automatic flow restrictor (MLLD) | Interstitial Monitoring within Secondary Containment |  | Continuous alarm system | Continuous alarm system |  | UST Currently In Use: 3; UST Temp Close: 0; AST Currently In Use: 0; AST Temp Closed: 0 | 3 | 0 | 0 | 21237-015-020935 | SAM'S EAST, INC. C/O APTIM
52148 | Currently in Use |  | 2013-10-18 |  | Petroleum | Premium gasoline | Premium gasoline | Retail | Double Wall | Double Wall |  |  | Double Wall |  | 2013-10-18 | Catchment Basin | Automatic shutoff device At 95% full | Automatic shutoff device At 95% full | Interstitial Monitoring within Secondary Containment |  |  |  | Automatic flow restrictor (MLLD) | Automatic flow restrictor (MLLD) | Interstitial Monitoring within Secondary Containment |  | Continuous alarm system | Continuous alarm system |  | UST Currently In Use: 3; UST Temp Close: 0; AST Currently In Use: 0; AST Temp Closed: 0 | 3 | 0 | 0 | 21237-015-020935 | SAM'S EAST, INC. C/O APTIM
52151 | Currently in Use |  | 2014-06-01 |  | Petroleum | Unleaded gasoline | Unleaded gasoline | Retail | Double Wall | Double Wall |  |  | Double Wall |  | 2014-06-01 | Catchment Basin | Automatic shutoff device At 95% full | Automatic shutoff device At 95% full | Interstitial Monitoring within Secondary Containment |  | Continuous Automatic Tank Gauge |  | Automatic flow restrictor (MLLD) | Automatic flow restrictor (MLLD) | Interstitial Monitoring within Secondary Containment |  | Annual line testing | Annual line testing |  | UST Currently In Use: 3; UST Temp Close: 0; AST Currently In Use: 0; AST Temp Closed: 0 | 3 | 0 | 0 | 21511-125-014783 | MANJIT I. S. SODHI
52153 | Currently in Use |  | 2014-03-25 |  | Petroleum | On road diesel | On road diesel | Retail | Double Wall | Double Wall |  |  | Fiberglass reinforced plastic |  |  | Catchment Basin | Flow Rest 90% Full | Flow Rest 90% Full | Interstitial Monitoring within Secondary Containment | SENSOR TO ATG |  | Single walled submersible pump containment sump | Containment Sump | Automatic shutoff device (AELLD) | Interstitial Monitoring within Secondary Containment | SENSOR TO ATG | Continuous alarm system | Continuous alarm system |  | UST Currently In Use: 4; UST Temp Close: 1; AST Currently In Use: 0; AST Temp Closed: 0 | 4 | 1 | 1 | 25994-043-013846 | RAJESH PATEL
52155 | Currently in Use |  | 2013-11-01 |  | Petroleum | Unleaded gasoline | Unleaded gasoline | Retail | Double Wall | Double Wall |  |  | Flexible | UPP |  | Catchment Basin | Flow Rest 90% Full | Audible high level alarm At 90% full | Interstitial Monitoring within Secondary Containment |  |  |  | Automatic shutoff device (AELLD) | Automatic shutoff device (AELLD) | Interstitial Monitoring within Secondary Containment |  |  |  |  | UST Currently In Use: 3; UST Temp Close: 0; AST Currently In Use: 0; AST Temp Closed: 0 | 3 | 0 | 0 | 15420-081-020941 | MAPCO EXPRESS, INC.
52156 | Currently in Use |  | 2013-11-01 |  | Petroleum | Premium gasoline | Premium gasoline | Retail | Double Wall | Double Wall |  |  | Double Wall | UPP |  | Catchment Basin | Flow Rest 90% Full | Audible high level alarm At 90% full | Interstitial Monitoring within Secondary Containment |  |  |  | Automatic shutoff device (AELLD) | Automatic shutoff device (AELLD) | Interstitial Monitoring within Secondary Containment |  |  |  |  | UST Currently In Use: 3; UST Temp Close: 0; AST Currently In Use: 0; AST Temp Closed: 0 | 3 | 0 | 0 | 15420-081-020941 | MAPCO EXPRESS, INC.
52157 | Currently in Use |  | 2013-11-01 |  | Petroleum | E85 | E85 |  | Double Wall | Double Wall |  |  | Flexible | UPP |  | Catchment Basin | Flow Rest 90% Full | Audible high level alarm At 90% full | Interstitial Monitoring within Secondary Containment |  |  |  | Automatic shutoff device (AELLD) | Automatic shutoff device (AELLD) | Interstitial Monitoring within Secondary Containment |  |  |  |  | UST Currently In Use: 3; UST Temp Close: 0; AST Currently In Use: 0; AST Temp Closed: 0 | 3 | 0 | 0 | 15420-081-020941 | MAPCO EXPRESS, INC.
52159 | Currently in Use |  | 2014-06-12 |  | Petroleum | Unleaded gasoline | Unleaded gasoline |  | Fiberglass reinforced plastic | Double Wall |  |  | Flexible |  |  | Catchment Basin | Automatic shutoff device At 95% full | Automatic shutoff device At 95% full | Interstitial Monitoring within Secondary Containment |  |  |  | Containment Sump | Automatic flow restrictor (MLLD) | Interstitial Monitoring within Secondary Containment | MANUAL/VISUAL CHECK | Annual line testing | Annual line testing |  | UST Currently In Use: 2; UST Temp Close: 0; AST Currently In Use: 0; AST Temp Closed: 0 | 2 | 0 | 0 | 20759-067-020942 | SOUTHWEST GEORGIA OIL COMPANY
52161 | Currently in Use |  | 2014-06-12 |  | Petroleum | Premium gasoline | Premium gasoline |  | Fiberglass reinforced plastic | Double Wall |  |  | Flexible |  |  | Catchment Basin | Automatic shutoff device At 95% full | Automatic shutoff device At 95% full | Interstitial Monitoring within Secondary Containment |  |  |  | Containment Sump | Automatic flow restrictor (MLLD) | Interstitial Monitoring within Secondary Containment | MANUAL/VISUAL CHECK | Annual line testing | Annual line testing |  | UST Currently In Use: 2; UST Temp Close: 0; AST Currently In Use: 0; AST Temp Closed: 0 | 2 | 0 | 0 | 20759-067-020942 | SOUTHWEST GEORGIA OIL COMPANY
52162 | Currently in Use |  | 2013-12-10 |  | Petroleum | Unleaded gasoline | Unleaded gasoline | Retail | Double Wall | Double Wall |  |  | Flexible |  | 2013-12-10 | Catchment Basin | Automatic shutoff device At 95% full | Automatic shutoff device At 95% full | Interstitial Monitoring within Secondary Containment |  | Continuous Automatic Tank Gauge |  | Containment Sump | Automatic shutoff device (AELLD) | Interstitial Monitoring within Secondary Containment | SENSOR TO ATG | Continuous alarm system | Continuous alarm system |  | UST Currently In Use: 1; UST Temp Close: 0; AST Currently In Use: 0; AST Temp Closed: 0 | 1 | 0 | 0 | 23115-125-020943 | NAJIB KASIM
52165 | Currently in Use |  | 2014-06-17 |  | Petroleum | Unleaded gasoline | Unleaded gasoline | Retail | Double Wall | Double Wall |  |  | Double Wall |  | 2014-06-17 | Catchment Basin | Automatic shutoff device At 95% full | Automatic shutoff device At 95% full | Interstitial Monitoring within Secondary Containment | SENSOR TO ATG | Continuous Automatic Tank Gauge |  | Containment Sump | Automatic shutoff device (AELLD) | Interstitial Monitoring within Secondary Containment | SENSOR TO ATG | Other | Continuous alarm system |  | UST Currently In Use: 3; UST Temp Close: 0; AST Currently In Use: 0; AST Temp Closed: 0 | 3 | 0 | 4 | 13284-089-011688 | H.L. MARTIN DISTRIBUTING CO.
52166 | Currently in Use |  | 2014-06-17 |  | Petroleum | Premium gasoline | Premium gasoline | Retail | Double Wall | Double Wall |  |  | Double Wall |  | 2014-06-17 | Catchment Basin | Automatic shutoff device At 95% full | Automatic shutoff device At 95% full | Interstitial Monitoring within Secondary Containment | SENSOR TO ATG | Continuous Automatic Tank Gauge |  | Containment Sump | Automatic shutoff device (AELLD) | Interstitial Monitoring within Secondary Containment | SENSOR TO ATG | Other | Continuous alarm system |  | UST Currently In Use: 3; UST Temp Close: 0; AST Currently In Use: 0; AST Temp Closed: 0 | 3 | 0 | 4 | 13284-089-011688 | H.L. MARTIN DISTRIBUTING CO.
52167 | Currently in Use |  | 2014-06-17 |  | Petroleum | On road diesel | On road diesel | Retail | Double Wall | Double Wall |  |  | Fiberglass reinforced plastic |  | 2014-06-17 | Catchment Basin | Automatic shutoff device At 95% full | Automatic shutoff device At 95% full | Interstitial Monitoring within Secondary Containment | SENSOR TO ATG | Continuous Automatic Tank Gauge |  | Automatic shutoff device (AELLD) | Automatic shutoff device (AELLD) | Interstitial Monitoring within Secondary Containment | SENSOR TO ATG | Continuous alarm system | Continuous alarm system |  | UST Currently In Use: 3; UST Temp Close: 0; AST Currently In Use: 0; AST Temp Closed: 0 | 3 | 0 | 4 | 13284-089-011688 | H.L. MARTIN DISTRIBUTING CO.
52168 | Currently in Use |  | 2014-04-02 |  | Petroleum | 100% biodiesel (Not Regulated) | 100% biodiesel (Not Regulated) | Retail | Fiberglass reinforced plastic | Double Wall |  |  | Fiberglass reinforced plastic |  | 2014-02-18 | Catchment Basin | Automatic shutoff device At 95% full | Automatic shutoff device At 95% full | Interstitial Monitoring within Secondary Containment | SENSOR TO ATG | [9 empty] | UST Currently In Use: 6; UST Temp Close: 0; AST Currently In Use: 0; AST Temp Closed: 0 | 6 | 0 | 0 | 19984-043-020901 | PILOT TRAVEL CENTERS, LLC
52171 | Permanently Closed | 2013-02-03 | 1989-10-01 |  | Petroleum | Other, SUNDEX 790 | Other | Industrial | Double Wall | Double Wall |  |  | Steel | [16 empty] | UST Currently In Use: 0; UST Temp Close: 0; AST Currently In Use: 0; AST Temp Closed: 0 | 0 | 0 | 2 | 24542-017-020960 | KARDOES - A HEXPOL COMPANY
52172 | Permanently Closed | 2013-02-03 | 1989-10-01 |  | Petroleum | Other, SUNTHENE | Other | Industrial | Double Wall | Double Wall |  |  | Steel | [16 empty] | UST Currently In Use: 0; UST Temp Close: 0; AST Currently In Use: 0; AST Temp Closed: 0 | 0 | 0 | 2 | 24542-017-020960 | KARDOES - A HEXPOL COMPANY
52173 | Currently in Use |  | 2014-11-03 |  | Petroleum | Unleaded gasoline | Unleaded gasoline |  | Double Wall | Double Wall |  |  | Flexible |  |  | Catchment Basin | Automatic shutoff device At 95% full | Automatic shutoff device At 95% full | Interstitial Monitoring within Secondary Containment |  |  | Single walled submersible pump containment sump | Automatic flow restrictor (MLLD) | Automatic flow restrictor (MLLD) | Interstitial Monitoring within Secondary Containment | MANUAL/VISUAL CHECK | Continuous alarm system | Continuous alarm system |  | UST Currently In Use: 2; UST Temp Close: 0; AST Currently In Use: 0; AST Temp Closed: 0 | 2 | 0 | 0 | 20759-067-020961 | SOUTHWEST GEORGIA OIL COMPANY
52174 | Currently in Use |  | 2014-11-03 |  | Petroleum | Premium gasoline | Premium gasoline | Retail | Double Wall | Double Wall |  |  | Double Wall |  |  | Catchment Basin | Automatic shutoff device At 95% full | Automatic shutoff device At 95% full | Interstitial Monitoring within Secondary Containment |  |  |  | Automatic flow restrictor (MLLD) | Automatic flow restrictor (MLLD) | Interstitial Monitoring within Secondary Containment | MANUAL/VISUAL CHECK | Continuous alarm system | Continuous alarm system |  | UST Currently In Use: 2; UST Temp Close: 0; AST Currently In Use: 0; AST Temp Closed: 0 | 2 | 0 | 0 | 20759-067-020961 | SOUTHWEST GEORGIA OIL COMPANY
52175 | Temporary Closed | 2016-01-28 | 2014-10-20 |  | Petroleum | Unleaded gasoline | Unleaded gasoline | Retail | Double Wall | Double Wall |  |  | Double Wall |  | 2016-01-28 | Catchment Basin | Automatic shutoff device At 95% full | Automatic shutoff device At 95% full | Interstitial Monitoring within Secondary Containment |  |  |  | Automatic flow restrictor (MLLD) | Automatic flow restrictor (MLLD) | Interstitial Monitoring within Secondary Containment |  |  |  |  | UST Currently In Use: 0; UST Temp Close: 2; AST Currently In Use: 0; AST Temp Closed: 0 | 0 | 2 | 0 | 25083-009-020962 | SANT MAHANT LLC
52176 | Temporary Closed | 2016-01-28 | 2014-10-20 |  | Petroleum | Premium gasoline | Premium gasoline | Retail | Fiberglass reinforced plastic | Double Wall |  |  | Double Wall |  | 2016-01-28 | Catchment Basin | Automatic shutoff device At 95% full | Automatic shutoff device At 95% full | Interstitial Monitoring within Secondary Containment |  |  |  | Automatic flow restrictor (MLLD) | Automatic flow restrictor (MLLD) | Interstitial Monitoring within Secondary Containment |  |  |  |  | UST Currently In Use: 0; UST Temp Close: 2; AST Currently In Use: 0; AST Temp Closed: 0 | 0 | 2 | 0 | 25083-009-020962 | SANT MAHANT LLC
52177 | Currently in Use |  | 2014-10-02 |  | Petroleum | On road diesel | On road diesel |  | Double Wall | Double Wall |  |  | Double Wall |  |  | Catchment Basin | Automatic shutoff device At 95% full | Automatic shutoff device At 95% full | Interstitial Monitoring within Secondary Containment |  |  |  | Automatic shutoff device (AELLD) | Automatic shutoff device (AELLD) | Interstitial Monitoring within Secondary Containment | SENSOR TO ATG | Continuous alarm system | Annual line testing |  | UST Currently In Use: 4; UST Temp Close: 0; AST Currently In Use: 0; AST Temp Closed: 0 | 4 | 0 | 0 | 21090-045-020963 | LOVES COUNTRY STORES
52179 | Currently in Use |  | 2014-10-02 |  | Petroleum | Unleaded gasoline | Unleaded gasoline | Retail | Double Wall | Double Wall |  |  | Double Wall |  |  | Catchment Basin | Automatic shutoff device At 95% full | Automatic shutoff device At 95% full | Interstitial Monitoring within Secondary Containment |  |  |  | Automatic shutoff device (AELLD) | Automatic shutoff device (AELLD) | Interstitial Monitoring within Secondary Containment | SENSOR TO ATG | Annual line testing | Annual line testing |  | UST Currently In Use: 4; UST Temp Close: 0; AST Currently In Use: 0; AST Temp Closed: 0 | 4 | 0 | 0 | 21090-045-020963 | LOVES COUNTRY STORES
52180 | Currently in Use |  | 2014-10-02 |  | Petroleum | Unleaded gasoline | Unleaded gasoline |  | Double Wall | Double Wall |  |  | Double Wall |  |  | Catchment Basin | Automatic shutoff device At 95% full | Automatic shutoff device At 95% full | Interstitial Monitoring within Secondary Containment |  |  |  | Automatic shutoff device (AELLD) | Automatic shutoff device (AELLD) | Interstitial Monitoring within Secondary Containment | SENSOR TO ATG | Continuous alarm system | Annual line testing |  | UST Currently In Use: 4; UST Temp Close: 0; AST Currently In Use: 0; AST Temp Closed: 0 | 4 | 0 | 0 | 21090-045-020963 | LOVES COUNTRY STORES
52181 | Currently in Use |  | 2014-10-02 |  | Petroleum | Other, B-99.9 | Other | Retail | Double Wall | Double Wall |  |  | Double Wall |  |  | Catchment Basin | Automatic shutoff device At 95% full | Audible high level alarm At 90% full | Interstitial Monitoring within Secondary Containment |  |  |  | Containment Sump | Automatic shutoff device (AELLD) | Interstitial Monitoring within Secondary Containment | SENSOR TO ATG | Annual line testing | Annual line testing |  | UST Currently In Use: 4; UST Temp Close: 0; AST Currently In Use: 0; AST Temp Closed: 0 | 4 | 0 | 0 | 21090-045-020963 | LOVES COUNTRY STORES
52182 | Permanently Closed | 2016-01-28 | 2014-10-27 | 2021-10-15 | Petroleum | Unleaded gasoline | Unleaded gasoline | Retail | Fiberglass reinforced plastic | Double Wall |  |  | Double Wall |  | 2016-01-28 | Catchment Basin | Automatic shutoff device At 95% full | Automatic shutoff device At 95% full | Interstitial Monitoring within Secondary Containment |  |  |  | Containment Sump | Automatic flow restrictor (MLLD) | Interstitial Monitoring within Secondary Containment | SENSOR TO ATG | Continuous alarm system | Continuous alarm system |  | UST Currently In Use: 0; UST Temp Close: 0; AST Currently In Use: 0; AST Temp Closed: 0 | 0 | 0 | 2 | 25083-095-020964 | SANT MAHANT LLC
52183 | Permanently Closed | 2016-01-28 | 2014-10-27 | 2021-10-15 | Petroleum | Premium gasoline | Premium gasoline | Retail | Double Wall | Double Wall |  |  | Double Wall |  | 2016-01-28 | Catchment Basin | Automatic shutoff device At 95% full | Automatic shutoff device At 95% full | Interstitial Monitoring within Secondary Containment |  |  |  | Automatic flow restrictor (MLLD) | Automatic flow restrictor (MLLD) | Interstitial Monitoring within Secondary Containment | SENSOR TO ATG | Continuous alarm system | Continuous alarm system |  | UST Currently In Use: 0; UST Temp Close: 0; AST Currently In Use: 0; AST Temp Closed: 0 | 0 | 0 | 2 | 25083-095-020964 | SANT MAHANT LLC
52186 | Currently in Use |  | 2014-10-20 |  | Petroleum | Unleaded gasoline | Unleaded gasoline | Retail | Double Wall | Double Wall |  |  | Double Wall |  |  | Catchment Basin | Automatic shutoff device At 95% full | Automatic shutoff device At 95% full | Interstitial Monitoring within Secondary Containment |  |  |  | Containment Sump | Automatic flow restrictor (MLLD) | Interstitial Monitoring within Secondary Containment |  | Continuous alarm system | Continuous alarm system |  | UST Currently In Use: 2; UST Temp Close: 0; AST Currently In Use: 0; AST Temp Closed: 0 | 2 | 0 | 0 | 24960-069-020965 | DOLGENCORP, LLC.
52188 | Currently in Use |  | 2014-10-20 |  | Petroleum | Premium gasoline | Premium gasoline | Retail | Double Wall | Double Wall |  |  | Flexible |  |  | Catchment Basin | Automatic shutoff device At 95% full | Automatic shutoff device At 95% full | Interstitial Monitoring within Secondary Containment |  |  |  | Containment Sump | Automatic flow restrictor (MLLD) | Interstitial Monitoring within Secondary Containment |  | Continuous alarm system | Continuous alarm system |  | UST Currently In Use: 2; UST Temp Close: 0; AST Currently In Use: 0; AST Temp Closed: 0 | 2 | 0 | 0 | 24960-069-020965 | DOLGENCORP, LLC.
52189 | Currently in Use |  | 2014-11-10 |  | Petroleum | Unleaded gasoline | Unleaded gasoline | Retail | Double Wall | Double Wall |  |  | Double Wall |  | 2014-11-10 | Catchment Basin | Automatic shutoff device At 95% full | Automatic shutoff device At 95% full | Interstitial Monitoring within Secondary Containment |  |  |  | Automatic flow restrictor (MLLD) | Automatic flow restrictor (MLLD) | Interstitial Monitoring within Secondary Containment | SENSOR TO ATG | Continuous alarm system | Continuous alarm system |  | UST Currently In Use: 2; UST Temp Close: 0; AST Currently In Use: 0; AST Temp Closed: 0 | 2 | 0 | 0 | 24960-089-020967 | DOLGENCORP, LLC.
52190 | Currently in Use |  | 2014-11-10 |  | Petroleum | Premium gasoline | Premium gasoline | Retail | Double Wall | Double Wall |  |  | Double Wall |  | 2014-11-10 | Catchment Basin | Automatic shutoff device At 95% full | Automatic shutoff device At 95% full | Interstitial Monitoring within Secondary Containment |  | Other |  | Automatic flow restrictor (MLLD) | Automatic flow restrictor (MLLD) | Interstitial Monitoring within Secondary Containment | SENSOR TO ATG | INTMON REQ | Continuous alarm system |  | UST Currently In Use: 2; UST Temp Close: 0; AST Currently In Use: 0; AST Temp Closed: 0 | 2 | 0 | 0 | 24960-089-020967 | DOLGENCORP, LLC.
52191 | Currently in Use |  | 2014-07-15 |  | Petroleum | Unleaded gasoline | Unleaded gasoline | Retail | Fiberglass reinforced plastic | Double Wall |  |  | Flexible | UPP | 2014-07-15 | Catchment Basin | Audible high level alarm At 90% full | Audible high level alarm At 90% full | Interstitial Monitoring within Secondary Containment |  |  |  | Automatic shutoff device (AELLD) | Automatic shutoff device (AELLD) | Interstitial Monitoring within Secondary Containment |  |  |  |  | UST Currently In Use: 4; UST Temp Close: 0; AST Currently In Use: 0; AST Temp Closed: 0 | 4 | 0 | 0 | 15420-125-020968 | MAPCO EXPRESS, INC.
52194 | Currently in Use |  | 2014-07-15 |  | Petroleum | Premium gasoline | Premium gasoline | Retail | Fiberglass reinforced plastic | Double Wall |  |  | Double Wall |  | 2014-07-15 | Catchment Basin | Audible high level alarm At 90% full | Audible high level alarm At 90% full | Interstitial Monitoring within Secondary Containment |  |  |  | Automatic shutoff device (AELLD) | Automatic shutoff device (AELLD) | Interstitial Monitoring within Secondary Containment |  |  |  |  | UST Currently In Use: 4; UST Temp Close: 0; AST Currently In Use: 0; AST Temp Closed: 0 | 4 | 0 | 0 | 15420-125-020968 | MAPCO EXPRESS, INC.
52195 | Currently in Use |  | 2014-07-15 |  | Petroleum | E85 | E85 |  | Fiberglass reinforced plastic | Double Wall |  |  | Flexible |  | 2014-07-15 | Catchment Basin | Audible high level alarm At 90% full | Audible high level alarm At 90% full | Interstitial Monitoring within Secondary Containment |  |  |  | Automatic shutoff device (AELLD) | Automatic shutoff device (AELLD) | Interstitial Monitoring within Secondary Containment |  |  |  |  | UST Currently In Use: 4; UST Temp Close: 0; AST Currently In Use: 0; AST Temp Closed: 0 | 4 | 0 | 0 | 15420-125-020968 | MAPCO EXPRESS, INC.
52196 | Currently in Use |  | 2014-07-15 |  | Petroleum | Other, E-15 | Other |  | Fiberglass reinforced plastic | Double Wall |  |  | Flexible |  | 2014-07-15 | Catchment Basin | Audible high level alarm At 90% full | Audible high level alarm At 90% full | Interstitial Monitoring within Secondary Containment |  |  |  | Automatic shutoff device (AELLD) | Automatic shutoff device (AELLD) | Interstitial Monitoring within Secondary Containment |  |  |  |  | UST Currently In Use: 4; UST Temp Close: 0; AST Currently In Use: 0; AST Temp Closed: 0 | 4 | 0 | 0 | 15420-125-020968 | MAPCO EXPRESS, INC.
52197 | Currently in Use |  | 2009-01-01 |  | Petroleum | On road diesel | On road diesel | Retail | Fiberglass coated steel | Double Wall |  |  | Double Wall |  | 2009-01-01 | Catchment Basin | Flow Rest 90% Full | Flow Rest 90% Full | Interstitial Monitoring within Secondary Containment |  | Continuous Automatic Tank Gauge | Single walled submersible pump containment sump | Containment Sump | Automatic flow restrictor (MLLD) | Interstitial Monitoring within Secondary Containment |  | Other | Other |  | UST Currently In Use: 4; UST Temp Close: 0; AST Currently In Use: 0; AST Temp Closed: 0 | 4 | 0 | 1 | 15765-077-013649 | THOMAS O. AND DERRILL HADDOCK
52199 | Temporary Closed | 2016-01-28 | 2014-11-17 |  | Petroleum | Unleaded gasoline | Unleaded gasoline | Retail | Double Wall | Double Wall |  |  | Flexible |  | 2016-01-28 | Catchment Basin | Automatic shutoff device At 95% full | Automatic shutoff device At 95% full | Interstitial Monitoring within Secondary Containment |  |  |  | Containment Sump | Automatic flow restrictor (MLLD) | Interstitial Monitoring within Secondary Containment |  |  |  |  | UST Currently In Use: 0; UST Temp Close: 2; AST Currently In Use: 0; AST Temp Closed: 0 | 0 | 2 | 0 | 20759-061-020969 | SOUTHWEST GEORGIA OIL COMPANY
52200 | Temporary Closed | 2016-01-28 | 2014-11-17 |  | Petroleum | Premium gasoline | Premium gasoline |  | Double Wall | Double Wall |  |  | Flexible |  | 2016-01-28 | Catchment Basin | Automatic shutoff device At 95% full | Automatic shutoff device At 95% full | Interstitial Monitoring within Secondary Containment |  |  |  | Containment Sump | Automatic flow restrictor (MLLD) | Interstitial Monitoring within Secondary Containment |  |  |  |  | UST Currently In Use: 0; UST Temp Close: 2; AST Currently In Use: 0; AST Temp Closed: 0 | 0 | 2 | 0 | 20759-061-020969 | SOUTHWEST GEORGIA OIL COMPANY
52201 | Currently in Use |  | 2014-12-08 |  | Petroleum | Unleaded gasoline | Unleaded gasoline | Retail | Double Wall | Double Wall |  |  | Double Wall |  | 2014-12-08 | Catchment Basin | Automatic shutoff device At 95% full | Automatic shutoff device At 95% full | Interstitial Monitoring within Secondary Containment |  | Other |  | Containment Sump | Automatic flow restrictor (MLLD) | Interstitial Monitoring within Secondary Containment |  | Continuous alarm system | Continuous alarm system |  | UST Currently In Use: 2; UST Temp Close: 0; AST Currently In Use: 0; AST Temp Closed: 0 | 2 | 0 | 0 | 21994-089-020972 | WAL-MART STORES E C/O APTIM
52202 | Currently in Use |  | 2014-08-29 |  | Petroleum | Premium gasoline | Premium gasoline |  | Double Wall | Double Wall |  |  | Flexible |  | 2014-12-08 | Catchment Basin | Automatic shutoff device At 95% full | Automatic shutoff device At 95% full | Interstitial Monitoring within Secondary Containment |  | Other |  | Automatic flow restrictor (MLLD) | Automatic flow restrictor (MLLD) | Interstitial Monitoring within Secondary Containment |  | Continuous alarm system | Continuous alarm system |  | UST Currently In Use: 2; UST Temp Close: 0; AST Currently In Use: 0; AST Temp Closed: 0 | 2 | 0 | 0 | 21994-089-020972 | WAL-MART STORES E C/O APTIM
52205 | Currently in Use |  | 2014-01-01 |  | Petroleum | Unleaded gasoline | Unleaded gasoline |  | Fiberglass reinforced plastic | Double Wall |  |  | Fiberglass reinforced plastic |  | 2014-01-01 | Catchment Basin | Automatic shutoff device At 95% full | Automatic shutoff device At 95% full | Interstitial Monitoring within Secondary Containment |  | Continuous Automatic Tank Gauge | [8 empty] | UST Currently In Use: 1; UST Temp Close: 0; AST Currently In Use: 2; AST Temp Closed: 0 | 1 | 0 | 2 | 25585-095-006210 | VINAR PATEL
52206 | Currently in Use |  | 2014-10-30 |  | Petroleum | On road diesel | On road diesel | Retail | Double Wall | Double Wall |  |  | Fiberglass reinforced plastic |  | 2014-10-30 | Other | Automatic shutoff device At 95% full | Automatic shutoff device At 95% full | Interstitial Monitoring within Secondary Containment | SENSOR TO ATG |  | Single walled submersible pump containment sump | Automatic shutoff device (AELLD) | Automatic shutoff device (AELLD) | Interstitial Monitoring within Secondary Containment | SENSOR TO ATG | Continuous alarm system | Continuous alarm system |  | UST Currently In Use: 6; UST Temp Close: 0; AST Currently In Use: 0; AST Temp Closed: 0 | 6 | 0 | 0 | 21090-033-020973 | LOVES COUNTRY STORES
52207 | Currently in Use |  | 2014-10-30 |  | Petroleum | Gasoline containing greater than 10% ethanol | Gasoline containing greater than 10% ethanol | Retail | Fiberglass reinforced plastic | Double Wall |  |  | Fiberglass reinforced plastic |  | 2014-10-30 | Other | Automatic shutoff device At 95% full | Automatic shutoff device At 95% full | Interstitial Monitoring within Secondary Containment | SENSOR TO ATG |  | Single walled submersible pump containment sump | Containment Sump | Automatic shutoff device (AELLD) | Interstitial Monitoring within Secondary Containment | SENSOR TO ATG | Continuous alarm system | Continuous alarm system |  | UST Currently In Use: 6; UST Temp Close: 0; AST Currently In Use: 0; AST Temp Closed: 0 | 6 | 0 | 0 | 21090-033-020973 | LOVES COUNTRY STORES
52208 | Currently in Use |  | 2014-10-30 |  | Petroleum | On road diesel | On road diesel | Retail | Double Wall | Double Wall |  |  | Double Wall |  | 2014-10-30 | Other | Automatic shutoff device At 95% full | Automatic shutoff device At 95% full | Interstitial Monitoring within Secondary Containment | SENSOR TO ATG |  | Single walled submersible pump containment sump | Automatic shutoff device (AELLD) | Automatic shutoff device (AELLD) | Interstitial Monitoring within Secondary Containment | SENSOR TO ATG | Continuous alarm system | Continuous alarm system |  | UST Currently In Use: 6; UST Temp Close: 0; AST Currently In Use: 0; AST Temp Closed: 0 | 6 | 0 | 0 | 21090-033-020973 | LOVES COUNTRY STORES
52209 | Currently in Use |  | 2014-10-30 |  | Petroleum | Unleaded gasoline | Unleaded gasoline | Retail | Double Wall | Double Wall |  |  | Fiberglass reinforced plastic |  | 2014-10-30 | Catchment Basin | Automatic shutoff device At 95% full | Automatic shutoff device At 95% full | Interstitial Monitoring within Secondary Containment | SENSOR TO ATG |  | Single walled submersible pump containment sump | Containment Sump | Automatic shutoff device (AELLD) | Interstitial Monitoring within Secondary Containment | SENSOR TO ATG | Continuous alarm system | Continuous alarm system |  | UST Currently In Use: 6; UST Temp Close: 0; AST Currently In Use: 0; AST Temp Closed: 0 | 6 | 0 | 0 | 21090-033-020973 | LOVES COUNTRY STORES
52210 | Currently in Use |  | 2014-10-30 |  | Petroleum | Gasoline containing greater than 10% ethanol | Gasoline containing greater than 10% ethanol | Retail | Fiberglass reinforced plastic | Double Wall |  |  | Fiberglass reinforced plastic |  | 2014-10-30 | Catchment Basin | Flow Rest 90% Full | Automatic shutoff device At 95% full | Interstitial Monitoring within Secondary Containment | SENSOR TO ATG |  | Single walled submersible pump containment sump | Automatic shutoff device (AELLD) | Automatic shutoff device (AELLD) | Interstitial Monitoring within Secondary Containment | SENSOR TO ATG | Continuous alarm system | Continuous alarm system |  | UST Currently In Use: 6; UST Temp Close: 0; AST Currently In Use: 0; AST Temp Closed: 0 | 6 | 0 | 0 | 21090-033-020973 | LOVES COUNTRY STORES
52211 | Currently in Use |  | 2014-10-30 |  | Petroleum | Other, B-10 | Other | Retail | Fiberglass reinforced plastic | Double Wall |  |  | Fiberglass reinforced plastic |  | 2014-10-30 | Catchment Basin | Automatic shutoff device At 95% full | Automatic shutoff device At 95% full | Interstitial Monitoring within Secondary Containment | SENSOR TO ATG |  | Single walled submersible pump containment sump | Automatic shutoff device (AELLD) | Automatic shutoff device (AELLD) | Interstitial Monitoring within Secondary Containment | SENSOR TO ATG | Continuous alarm system | Continuous alarm system |  | UST Currently In Use: 6; UST Temp Close: 0; AST Currently In Use: 0; AST Temp Closed: 0 | 6 | 0 | 0 | 21090-033-020973 | LOVES COUNTRY STORES
52214 | Temporary Closed | 2014-10-03 | 1983-01-01 |  | Petroleum | On road diesel | On road diesel |  | Steel | Single Wall | Coated & cathodic protection (sti-P3) |  | Steel |  |  |  | Flow Rest 90% Full | Flow Rest 90% Full | [11 empty] | UST Currently In Use: 4; UST Temp Close: 1; AST Currently In Use: 0; AST Temp Closed: 0 | 4 | 1 | 4 | 22960-073-001225 | SHURESH SWAMI DBA RICKWOOD CHEVRON
52215 | Currently in Use |  | 2014-10-01 |  | Petroleum | Premium gasoline | Premium gasoline | Retail | Double Wall | Double Wall |  |  | Double Wall |  | 2014-10-01 | Catchment Basin | Flow Rest 90% Full | Automatic shutoff device At 95% full |  |  | Continuous Automatic Tank Gauge |  | Automatic shutoff device (AELLD) | Automatic shutoff device (AELLD) | Interstitial Monitoring within Secondary Containment | SENSOR TO ATG | Continuous alarm system | Continuous alarm system |  | UST Currently In Use: 2; UST Temp Close: 0; AST Currently In Use: 0; AST Temp Closed: 0 | 2 | 0 | 1 | 22376-101-002999 | SUN STATE OIL CO INC
52218 | Currently in Use |  | 2014-06-15 |  | Petroleum | Unleaded gasoline | Unleaded gasoline | Retail | Double Wall | Double Wall |  |  | 1 PIECE |  | 2014-06-15 | Catchment Basin | Flow Rest 90% Full | Flow Rest 90% Full | Interstitial Monitoring within Secondary Containment | SENSOR TO ATG |  |  | Automatic shutoff device (AELLD) | Automatic shutoff device (AELLD) | Interstitial Monitoring within Secondary Containment | SENSOR TO ATG | Continuous alarm system | Continuous alarm system |  | UST Currently In Use: 2; UST Temp Close: 0; AST Currently In Use: 0; AST Temp Closed: 0 | 2 | 0 | 0 | 24568-073-020974 | RADHIKA, LLC
52219 | Currently in Use |  | 2014-06-15 |  | Petroleum | Premium gasoline | Premium gasoline | Retail | Double Wall | Double Wall |  |  | Fiberglass reinforced plastic |  | 2014-06-15 | Catchment Basin | Flow Rest 90% Full | Flow Rest 90% Full | Interstitial Monitoring within Secondary Containment | SENSOR TO ATG |  |  | Automatic shutoff device (AELLD) | Automatic shutoff device (AELLD) | Interstitial Monitoring within Secondary Containment | SENSOR TO ATG | Continuous alarm system | Continuous alarm system |  | UST Currently In Use: 2; UST Temp Close: 0; AST Currently In Use: 0; AST Temp Closed: 0 | 2 | 0 | 0 | 24568-073-020974 | RADHIKA, LLC
52220 | Currently in Use |  | 2014-12-01 |  | Petroleum | Unleaded gasoline | Unleaded gasoline |  | Double Wall | Double Wall |  |  | Double Wall |  | 2014-12-01 | Catchment Basin | Automatic shutoff device At 95% full | Automatic shutoff device At 95% full | Interstitial Monitoring within Secondary Containment |  | Other |  | Automatic flow restrictor (MLLD) | Automatic flow restrictor (MLLD) | Interstitial Monitoring within Secondary Containment | SENSOR TO ATG | Other | Continuous alarm system |  | UST Currently In Use: 2; UST Temp Close: 0; AST Currently In Use: 0; AST Temp Closed: 0 | 2 | 0 | 0 | 24960-089-020975 | DOLGENCORP, LLC.
52221 | Currently in Use |  | 2014-12-01 |  | Petroleum | Premium gasoline | Premium gasoline |  | Double Wall | Double Wall |  |  | Flexible |  | 2014-12-01 | Catchment Basin | Automatic shutoff device At 95% full | Automatic shutoff device At 95% full | Interstitial Monitoring within Secondary Containment |  | Other |  | Automatic flow restrictor (MLLD) | Automatic flow restrictor (MLLD) | Interstitial Monitoring within Secondary Containment | SENSOR TO ATG | INTMON REQ | Continuous alarm system |  | UST Currently In Use: 2; UST Temp Close: 0; AST Currently In Use: 0; AST Temp Closed: 0 | 2 | 0 | 0 | 24960-089-020975 | DOLGENCORP, LLC.
52228 | Currently in Use |  | 2014-11-07 |  | Petroleum | Unleaded gasoline | Unleaded gasoline | Retail | Double Wall | Double Wall |  |  | 2 PIECES |  | 2014-11-07 | Catchment Basin | Automatic shutoff device At 95% full | Automatic shutoff device At 95% full | Interstitial Monitoring within Secondary Containment | SENSOR TO ATG |  |  | Automatic shutoff device (AELLD) | Automatic shutoff device (AELLD) | Interstitial Monitoring within Secondary Containment | SENSOR TO ATG | Continuous alarm system | Continuous alarm system |  | UST Currently In Use: 2; UST Temp Close: 0; AST Currently In Use: 0; AST Temp Closed: 0 | 2 | 0 | 0 | 20411-073-020914 | DC OIL COMPANY
52229 | Currently in Use |  | 2014-11-07 |  | Petroleum | Premium gasoline | Premium gasoline | Retail | Fiberglass coated steel | Double Wall |  |  | 2 PIECES |  | 2014-11-07 | Catchment Basin | Automatic shutoff device At 95% full | Automatic shutoff device At 95% full | Interstitial Monitoring within Secondary Containment | SENSOR TO ATG |  |  | Automatic shutoff device (AELLD) | Automatic shutoff device (AELLD) | Interstitial Monitoring within Secondary Containment | SENSOR TO ATG | Continuous alarm system | Continuous alarm system |  | UST Currently In Use: 2; UST Temp Close: 0; AST Currently In Use: 0; AST Temp Closed: 0 | 2 | 0 | 0 | 20411-073-020914 | DC OIL COMPANY
52232 | Currently in Use |  | 2014-07-19 |  | Petroleum | Unleaded gasoline | Unleaded gasoline | Retail | Double Wall | Double Wall |  |  | Double Wall |  | 2014-07-19 | Catchment Basin | Flow Rest 90% Full | Flow Rest 90% Full | Interstitial Monitoring within Secondary Containment |  | Other | Single walled submersible pump containment sump | Automatic shutoff device (AELLD) | Automatic shutoff device (AELLD) | Interstitial Monitoring within Secondary Containment | MANUAL/VISUAL CHECK | Other | Other |  | UST Currently In Use: 2; UST Temp Close: 0; AST Currently In Use: 0; AST Temp Closed: 0 | 2 | 0 | 0 | 24499-095-020979 | BOB PATEL
52233 | Currently in Use |  | 2014-07-19 |  | Petroleum | Premium gasoline | Premium gasoline | Retail | Double Wall | Double Wall |  |  | Double Wall |  | 2014-07-19 | Catchment Basin | Flow Rest 90% Full | Flow Rest 90% Full | Interstitial Monitoring within Secondary Containment | SENSOR TO ATG | Continuous Automatic Tank Gauge | Single walled submersible pump containment sump | Automatic shutoff device (AELLD) | Automatic shutoff device (AELLD) | Interstitial Monitoring within Secondary Containment | MANUAL/VISUAL CHECK | Other | Other |  | UST Currently In Use: 2; UST Temp Close: 0; AST Currently In Use: 0; AST Temp Closed: 0 | 2 | 0 | 0 | 24499-095-020979 | BOB PATEL
52234 | Currently in Use |  | 2008-08-01 |  | Petroleum | Unleaded gasoline | Unleaded gasoline | Retail | Double Wall | Double Wall |  |  | Double Wall |  | 2008-08-01 | Catchment Basin | Flow Rest 90% Full | Flow Rest 90% Full | Interstitial Monitoring within Secondary Containment | SENSOR TO ATG |  | Single walled submersible pump containment sump | Automatic flow restrictor (MLLD) | Automatic flow restrictor (MLLD) | Interstitial Monitoring within Secondary Containment | SENSOR TO ATG | Other | Other |  | UST Currently In Use: 3; UST Temp Close: 0; AST Currently In Use: 0; AST Temp Closed: 0 | 3 | 0 | 0 | 25566-059-016916 | MOUNTAIN EXPRESS OIL CO
52235 | Currently in Use |  | 2008-08-01 |  | Petroleum | Premium gasoline | Premium gasoline | Retail | Double Wall | Double Wall |  |  | Fiberglass reinforced plastic |  | 2008-08-01 | Catchment Basin | Flow Rest 90% Full | Flow Rest 90% Full | Interstitial Monitoring within Secondary Containment | SENSOR TO ATG |  | Single walled submersible pump containment sump | Automatic flow restrictor (MLLD) | Automatic flow restrictor (MLLD) | Interstitial Monitoring within Secondary Containment | SENSOR TO ATG | POST 2007 | Other |  | UST Currently In Use: 3; UST Temp Close: 0; AST Currently In Use: 0; AST Temp Closed: 0 | 3 | 0 | 0 | 25566-059-016916 | MOUNTAIN EXPRESS OIL CO
52236 | Currently in Use |  | 2008-08-01 |  | Petroleum | On road diesel | On road diesel | Retail | Double Wall | Double Wall |  |  | Double Wall |  | 2008-08-01 | Catchment Basin | Flow Rest 90% Full | Flow Rest 90% Full | Interstitial Monitoring within Secondary Containment | SENSOR TO ATG |  | Single walled submersible pump containment sump | Automatic flow restrictor (MLLD) | Automatic flow restrictor (MLLD) | Interstitial Monitoring within Secondary Containment | SENSOR TO ATG | POST 2007 | Other |  | UST Currently In Use: 3; UST Temp Close: 0; AST Currently In Use: 0; AST Temp Closed: 0 | 3 | 0 | 0 | 25566-059-016916 | MOUNTAIN EXPRESS OIL CO
52239 | Currently in Use |  | 2014-01-15 |  | Petroleum | Unleaded gasoline | Unleaded gasoline | Retail | Double Wall | Double Wall |  |  | Fiberglass reinforced plastic |  | 2014-01-15 | Catchment Basin | Automatic shutoff device At 95% full | Automatic shutoff device At 95% full | Interstitial Monitoring within Secondary Containment |  | Continuous Automatic Tank Gauge |  | Containment Sump | Automatic flow restrictor (MLLD) | Interstitial Monitoring within Secondary Containment |  |  |  |  | UST Currently In Use: 2; UST Temp Close: 0; AST Currently In Use: 0; AST Temp Closed: 0 | 2 | 0 | 0 | 24811-115-020980 | KAKA JEE INC
52241 | Currently in Use |  | 2014-01-15 |  | Petroleum | On road diesel | On road diesel | Retail | Double Wall | Double Wall |  |  | Fiberglass reinforced plastic |  | 2014-01-15 | Catchment Basin | Automatic shutoff device At 95% full | Automatic shutoff device At 95% full | Interstitial Monitoring within Secondary Containment |  | Continuous Automatic Tank Gauge |  | Automatic flow restrictor (MLLD) | Automatic flow restrictor (MLLD) | Interstitial Monitoring within Secondary Containment |  |  |  |  | UST Currently In Use: 2; UST Temp Close: 0; AST Currently In Use: 0; AST Temp Closed: 0 | 2 | 0 | 0 | 24811-115-020980 | KAKA JEE INC
52243 | Currently in Use |  | 2014-10-01 |  | Petroleum | Unleaded gasoline | Unleaded gasoline | Retail | Double Wall | Double Wall |  |  | Double Wall |  |  | Catchment Basin | Flow Rest 90% Full | Flow Rest 90% Full | Interstitial Monitoring within Secondary Containment |  | Continuous Automatic Tank Gauge |  | Containment Sump | Automatic shutoff device (AELLD) | Interstitial Monitoring within Secondary Containment |  | Continuous alarm system | Continuous alarm system |  | UST Currently In Use: 2; UST Temp Close: 0; AST Currently In Use: 0; AST Temp Closed: 0 | 2 | 0 | 3 | 23429-015-004634 | MUSA PROPERTIES, LLC
52244 | Currently in Use |  | 2014-10-07 |  | Petroleum | Unleaded gasoline | Unleaded gasoline | Retail | Double Wall | Double Wall |  |  | Double Wall |  |  | Catchment Basin | Flow Rest 90% Full | Flow Rest 90% Full | Interstitial Monitoring within Secondary Containment |  | Continuous Automatic Tank Gauge |  | Containment Sump | Automatic shutoff device (AELLD) | Interstitial Monitoring within Secondary Containment |  | Continuous alarm system | Continuous alarm system |  | UST Currently In Use: 2; UST Temp Close: 0; AST Currently In Use: 0; AST Temp Closed: 0 | 2 | 0 | 3 | 23429-015-004634 | MUSA PROPERTIES, LLC
52246 | Currently in Use |  | 2014-11-02 |  | Petroleum | Unleaded gasoline | Unleaded gasoline | Retail | Fiberglass coated steel | Double Wall |  |  | Fiberglass reinforced plastic |  | 2014-11-02 | Catchment Basin | Automatic shutoff device At 95% full | Automatic shutoff device At 95% full | Interstitial Monitoring within Secondary Containment | SENSOR TO ATG | Continuous Automatic Tank Gauge |  | Automatic flow restrictor (MLLD) | Automatic flow restrictor (MLLD) | Interstitial Monitoring within Secondary Containment | SENSOR TO ATG | Continuous alarm system | Continuous alarm system |  | UST Currently In Use: 1; UST Temp Close: 0; AST Currently In Use: 0; AST Temp Closed: 0 | 1 | 0 | 2 | 25723-097-015281 | SILVERTONE ENTERPRISES LLC
52247 | Currently in Use |  | 2014-11-11 |  | Petroleum | On road diesel | On road diesel | Retail | Double Wall | Double Wall |  |  | Fiberglass reinforced plastic |  | 2014-11-11 | Catchment Basin | Flow Rest 90% Full | Flow Rest 90% Full | Interstitial Monitoring within Secondary Containment |  | Other |  | Containment Sump | Automatic flow restrictor (MLLD) | Interstitial Monitoring within Secondary Containment |  | INTMON REQ | Continuous alarm system |  | UST Currently In Use: 3; UST Temp Close: 0; AST Currently In Use: 0; AST Temp Closed: 0 | 3 | 0 | 4 | 13284-083-007615 | H.L. MARTIN DISTRIBUTING CO.
52248 | Currently in Use |  | 2014-11-12 |  | Petroleum | E85 | E85 | State/federal government | Double Wall | Double Wall |  |  | Fiberglass reinforced plastic |  |  | Catchment Basin | Automatic shutoff device At 95% full | Automatic shutoff device At 95% full | Interstitial Monitoring within Secondary Containment |  | Automatic Tank Gauge |  | Containment Sump | Automatic flow restrictor (MLLD) | Interstitial Monitoring within Secondary Containment |  | Continuous alarm system | Annual line testing |  | UST Currently In Use: 3; UST Temp Close: 0; AST Currently In Use: 1; AST Temp Closed: 0 | 3 | 0 | 5 | 14651-125-002945 | DEPARTMENT OF TRANSPORTATION HIGHWAY
52250 | Currently in Use |  | 2014-10-13 |  | Petroleum | Unleaded gasoline | Unleaded gasoline | Retail | Double Wall | Double Wall |  |  | Double Wall |  | 2014-10-13 | Catchment Basin | Automatic shutoff device At 95% full | Automatic shutoff device At 95% full | Interstitial Monitoring within Secondary Containment |  | Continuous Automatic Tank Gauge |  | Automatic flow restrictor (MLLD) | Automatic flow restrictor (MLLD) | Interstitial Monitoring within Secondary Containment |  | INTMON REQ | Continuous alarm system |  | UST Currently In Use: 2; UST Temp Close: 0; AST Currently In Use: 0; AST Temp Closed: 0 | 2 | 0 | 0 | 21994-089-020986 | WAL-MART STORES E C/O APTIM
52251 | Currently in Use |  | 2014-10-13 |  | Petroleum | Premium gasoline | Premium gasoline | Retail | Double Wall | Double Wall |  |  | Flexible |  | 2014-10-13 | Catchment Basin | Automatic shutoff device At 95% full | Automatic shutoff device At 95% full | Interstitial Monitoring within Secondary Containment |  | Continuous Automatic Tank Gauge |  | Containment Sump | Automatic flow restrictor (MLLD) | Interstitial Monitoring within Secondary Containment |  | INTMON REQ | Continuous alarm system |  | UST Currently In Use: 2; UST Temp Close: 0; AST Currently In Use: 0; AST Temp Closed: 0 | 2 | 0 | 0 | 21994-089-020986 | WAL-MART STORES E C/O APTIM
52253 | Currently in Use |  | 2014-03-12 |  | Petroleum | Unleaded gasoline | Unleaded gasoline | Retail | Fiberglass reinforced plastic | Double Wall |  |  | Double Wall |  |  | Catchment Basin | Automatic shutoff device At 95% full | Automatic shutoff device At 95% full | Interstitial Monitoring within Secondary Containment |  | Continuous Automatic Tank Gauge |  | Containment Sump | Automatic flow restrictor (MLLD) | Interstitial Monitoring within Secondary Containment |  |  |  |  | UST Currently In Use: 2; UST Temp Close: 0; AST Currently In Use: 0; AST Temp Closed: 0 | 2 | 0 | 3 | 21832-001-010644 | LAKH ENTERPRISES INC
52254 | Currently in Use |  | 2014-03-12 |  | Petroleum | Premium gasoline | Premium gasoline | Retail | Fiberglass reinforced plastic | Double Wall |  |  | Double Wall |  |  | Catchment Basin | Automatic shutoff device At 95% full | Automatic shutoff device At 95% full | Interstitial Monitoring within Secondary Containment |  | Continuous Automatic Tank Gauge |  | Sump sensor relayed to automatically shut off submersible pump | Automatic flow restrictor (MLLD) | Interstitial Monitoring within Secondary Containment |  | Annual line testing | Annual line testing |  | UST Currently In Use: 2; UST Temp Close: 0; AST Currently In Use: 0; AST Temp Closed: 0 | 2 | 0 | 3 | 21832-001-010644 | LAKH ENTERPRISES INC
52255 | Currently in Use |  | 2005-11-25 |  | Petroleum | Unleaded gasoline | Unleaded gasoline | Retail | ACT-100 | Double Wall |  |  | Fiberglass reinforced plastic |  |  | Catchment Basin | Flow Rest 90% Full | Flow Rest 90% Full |  | OTHER | Continuous Automatic Tank Gauge | Single walled submersible pump containment sump | Automatic shutoff device (AELLD) | Automatic shutoff device (AELLD) | [5 empty] | UST Currently In Use: 1; UST Temp Close: 0; AST Currently In Use: 0; AST Temp Closed: 0 | 1 | 0 | 4 | 25340-059-012383 | JAY RAJA INC
52257 | Currently in Use |  | 2015-02-01 |  | Petroleum | Unleaded gasoline | Unleaded gasoline | Industrial | Double Wall | Double Wall |  |  | Double Wall |  | 2015-02-01 | Catchment Basin | Audible high level alarm At 90% full | Audible high level alarm At 90% full | Interstitial Monitoring within Secondary Containment |  | Continuous Automatic Tank Gauge |  | Containment Sump | Automatic shutoff device (AELLD) | Interstitial Monitoring within Secondary Containment | SENSOR TO ATG | Continuous alarm system | Continuous alarm system |  | UST Currently In Use: 2; UST Temp Close: 0; AST Currently In Use: 0; AST Temp Closed: 0 | 2 | 0 | 0 | 10146-101-020905 | ALABAMA POWER COMPANY
52258 | Currently in Use |  | 2015-02-01 |  | Petroleum | On road diesel | On road diesel | Industrial | Fiberglass reinforced plastic | Double Wall |  |  | Fiberglass reinforced plastic |  | 2015-02-01 | Catchment Basin | Flow Rest 90% Full | Flow Rest 90% Full | Interstitial Monitoring within Secondary Containment |  | Continuous Automatic Tank Gauge |  | Containment Sump | Automatic shutoff device (AELLD) | Interstitial Monitoring within Secondary Containment | SENSOR TO ATG | Continuous alarm system | Continuous alarm system |  | UST Currently In Use: 2; UST Temp Close: 0; AST Currently In Use: 0; AST Temp Closed: 0 | 2 | 0 | 0 | 10146-101-020905 | ALABAMA POWER COMPANY
52259 | Currently in Use |  | 2014-12-30 |  | Petroleum | Unleaded gasoline | Unleaded gasoline | Retail | Double Wall | Double Wall |  |  | Double Wall |  | 2014-12-30 | Catchment Basin | Flow Rest 90% Full | Flow Rest 90% Full |  |  | Continuous Automatic Tank Gauge |  | Automatic shutoff device (AELLD) | Automatic shutoff device (AELLD) | [5 empty] | UST Currently In Use: 3; UST Temp Close: 0; AST Currently In Use: 0; AST Temp Closed: 0 | 3 | 0 | 0 | 23429-055-020995 | MUSA PROPERTIES, LLC
52260 | Currently in Use |  | 2014-12-30 |  | Petroleum | Premium gasoline | Premium gasoline | Retail | Double Wall | Double Wall |  |  | Fiberglass reinforced plastic |  | 2014-12-30 | Catchment Basin | Flow Rest 90% Full | Flow Rest 90% Full |  |  | Continuous Automatic Tank Gauge |  | Automatic shutoff device (AELLD) | Automatic shutoff device (AELLD) | [5 empty] | UST Currently In Use: 3; UST Temp Close: 0; AST Currently In Use: 0; AST Temp Closed: 0 | 3 | 0 | 0 | 23429-055-020995 | MUSA PROPERTIES, LLC
52261 | Currently in Use |  | 2014-12-30 |  | Petroleum | On road diesel | On road diesel | Retail | Double Wall | Double Wall |  |  | Fiberglass reinforced plastic |  | 2014-12-30 | Catchment Basin | Flow Rest 90% Full | Flow Rest 90% Full |  |  | Continuous Automatic Tank Gauge |  | Automatic shutoff device (AELLD) | Automatic shutoff device (AELLD) | [5 empty] | UST Currently In Use: 3; UST Temp Close: 0; AST Currently In Use: 0; AST Temp Closed: 0 | 3 | 0 | 0 | 23429-055-020995 | MUSA PROPERTIES, LLC
52263 | Currently in Use |  | 2014-03-05 |  | Petroleum | Unleaded gasoline | Unleaded gasoline | Retail | Double Wall | Double Wall |  |  | Fiberglass reinforced plastic |  | 2014-03-05 | Catchment Basin | Automatic shutoff device At 95% full | Automatic shutoff device At 95% full | Interstitial Monitoring within Secondary Containment |  | Continuous Automatic Tank Gauge |  | Automatic shutoff device (AELLD) | Automatic shutoff device (AELLD) | Interstitial Monitoring within Secondary Containment |  | Continuous alarm system | Continuous alarm system |  | UST Currently In Use: 2; UST Temp Close: 0; AST Currently In Use: 0; AST Temp Closed: 0 | 2 | 0 | 0 | 23868-097-020997 | SLIDELL OIL COMPANY, LLC
52264 | Currently in Use |  | 2014-03-05 |  | Petroleum | Premium gasoline | Premium gasoline |  | Double Wall | Double Wall |  |  | Double Wall |  | 2014-03-05 | Catchment Basin | Automatic shutoff device At 95% full | Automatic shutoff device At 95% full | Interstitial Monitoring within Secondary Containment |  | Continuous Automatic Tank Gauge |  | Automatic shutoff device (AELLD) | Automatic shutoff device (AELLD) | Interstitial Monitoring within Secondary Containment |  | Continuous alarm system | Continuous alarm system |  | UST Currently In Use: 2; UST Temp Close: 0; AST Currently In Use: 0; AST Temp Closed: 0 | 2 | 0 | 0 | 23868-097-020997 | SLIDELL OIL COMPANY, LLC
52266 | Currently in Use |  | 1994-01-01 |  | Petroleum | On road diesel | On road diesel | Emergency Power Generator | Fiberglass reinforced plastic | Double Wall |  |  | STL IN FBR |  |  | Catchment Basin | Automatic shutoff device At 95% full | Automatic shutoff device At 95% full |  |  | Automatic Tank Gauge |  | Containment Sump | Containment Sump | Interstitial Monitoring within Secondary Containment | SENSOR TO ATG | Continuous alarm system | Continuous alarm system |  | UST Currently In Use: 1; UST Temp Close: 0; AST Currently In Use: 0; AST Temp Closed: 0 | 1 | 0 | 0 | 24649-073-020998 | US GENERAL SERVICES ADMIN- PUBL BLDG
52269 | Currently in Use |  | 2015-01-15 |  | Petroleum | Unleaded gasoline | Unleaded gasoline | Retail | Double Wall | Double Wall |  |  | Double Wall |  | 2015-01-15 | Catchment Basin | Flow Rest 90% Full | Flow Rest 90% Full | Interstitial Monitoring within Secondary Containment |  | Automatic Tank Gauge |  | Automatic shutoff device (AELLD) | Automatic shutoff device (AELLD) | Interstitial Monitoring within Secondary Containment |  | Continuous alarm system | Continuous alarm system |  | UST Currently In Use: 2; UST Temp Close: 0; AST Currently In Use: 0; AST Temp Closed: 0 | 2 | 0 | 0 | 24661-125-021002 | SHAFIQ SAMJI
52270 | Currently in Use |  | 2015-01-20 |  | Petroleum | Premium gasoline | Premium gasoline | Retail | Fiberglass coated steel | Double Wall |  |  | Fiberglass reinforced plastic |  | 2015-01-15 | Catchment Basin | Flow Rest 90% Full | Flow Rest 90% Full | Interstitial Monitoring within Secondary Containment |  | Automatic Tank Gauge |  | Automatic shutoff device (AELLD) | Automatic shutoff device (AELLD) | Interstitial Monitoring within Secondary Containment |  | Continuous alarm system | Continuous alarm system |  | UST Currently In Use: 2; UST Temp Close: 0; AST Currently In Use: 0; AST Temp Closed: 0 | 2 | 0 | 0 | 24661-125-021002 | SHAFIQ SAMJI
52272 | Currently in Use |  | 2010-06-18 |  | Petroleum | Unleaded gasoline | Unleaded gasoline | Retail | Double Wall | Double Wall |  |  | Double Wall |  | 2010-06-18 | Catchment Basin | Automatic shutoff device At 95% full | Automatic shutoff device At 95% full | Interstitial Monitoring within Secondary Containment |  | Continuous Automatic Tank Gauge |  | Automatic shutoff device (AELLD) | Automatic shutoff device (AELLD) | Interstitial Monitoring within Secondary Containment |  | Continuous alarm system | Continuous alarm system |  | UST Currently In Use: 1; UST Temp Close: 0; AST Currently In Use: 0; AST Temp Closed: 0 | 1 | 0 | 0 | 20613-097-020990 | VUTHY CHANN
52274 | Currently in Use |  | 2014-10-07 |  | Petroleum | Unleaded gasoline | Unleaded gasoline | Retail | Double Wall | Double Wall |  |  | Double Wall |  | 2014-10-07 | Catchment Basin | Automatic shutoff device At 95% full | Automatic shutoff device At 95% full | Interstitial Monitoring within Secondary Containment |  |  |  | Automatic flow restrictor (MLLD) | Automatic flow restrictor (MLLD) | Interstitial Monitoring within Secondary Containment |  | Continuous alarm system | Continuous alarm system |  | UST Currently In Use: 2; UST Temp Close: 0; AST Currently In Use: 0; AST Temp Closed: 0 | 2 | 0 | 0 | 21994-097-021003 | WAL-MART STORES E C/O APTIM
52276 | Currently in Use |  | 2014-10-07 |  | Petroleum | Premium gasoline | Premium gasoline | Retail | Fiberglass reinforced plastic | Double Wall |  |  | Flexible |  | 2014-10-07 | Catchment Basin | Automatic shutoff device At 95% full | Automatic shutoff device At 95% full | Interstitial Monitoring within Secondary Containment |  |  |  | Containment Sump | Automatic flow restrictor (MLLD) | Interstitial Monitoring within Secondary Containment |  | Continuous alarm system | Continuous alarm system |  | UST Currently In Use: 2; UST Temp Close: 0; AST Currently In Use: 0; AST Temp Closed: 0 | 2 | 0 | 0 | 21994-097-021003 | WAL-MART STORES E C/O APTIM
52277 | Currently in Use |  | 2015-02-17 |  | Petroleum | Unleaded gasoline | Unleaded gasoline | Retail | Double Wall | Double Wall |  |  | Double Wall |  | 2015-02-17 | Catchment Basin | Automatic shutoff device At 95% full | Automatic shutoff device At 95% full | Interstitial Monitoring within Secondary Containment | SENSOR TO ATG | Continuous Automatic Tank Gauge |  | Containment Sump | Automatic flow restrictor (MLLD) | Interstitial Monitoring within Secondary Containment | SENSOR TO ATG | Continuous alarm system | Continuous alarm system |  | UST Currently In Use: 1; UST Temp Close: 0; AST Currently In Use: 0; AST Temp Closed: 0 | 1 | 0 | 2 | 22895-073-019050 | JAMES KIMBREL / KIMBRELL GROCERY LLC
52278 | Currently in Use |  | 2015-01-20 |  | Petroleum | On road diesel | On road diesel | Retail | Double Wall | Double Wall |  |  | Single Wall |  |  | Catchment Basin | Automatic shutoff device At 95% full | Automatic shutoff device At 95% full | Interstitial Monitoring within Secondary Containment |  | Automatic Tank Gauge | [8 empty] | UST Currently In Use: 4; UST Temp Close: 0; AST Currently In Use: 0; AST Temp Closed: 0 | 4 | 0 | 3 | 24241-027-013781 | PRITHVIRAJ ALVE
52280 | Currently in Use |  | 2015-04-12 |  | Petroleum | Unleaded gasoline | Unleaded gasoline | Retail | Fiberglass coated steel | Double Wall |  |  | Fiberglass reinforced plastic |  |  | Catchment Basin | Automatic shutoff device At 95% full | Automatic shutoff device At 95% full | Interstitial Monitoring within Secondary Containment |  |  |  | Containment Sump | Automatic flow restrictor (MLLD) | Interstitial Monitoring within Secondary Containment |  | Annual line testing | Annual line testing |  | UST Currently In Use: 1; UST Temp Close: 0; AST Currently In Use: 0; AST Temp Closed: 0 | 1 | 0 | 6 | 22198-047-004540 | STORE ASSOCIATES, LLC
52281 | Currently in Use |  | 2014-04-18 |  | Petroleum | 100% biodiesel (Not Regulated) | 100% biodiesel (Not Regulated) | Retail | Double Wall | Double Wall |  |  | Fiberglass reinforced plastic |  | 2014-04-18 | Catchment Basin | Audible high level alarm At 90% full | Audible high level alarm At 90% full | Interstitial Monitoring within Secondary Containment | SENSOR TO ATG |  |  | Containment Sump | Automatic shutoff device (AELLD) | Interstitial Monitoring within Secondary Containment | SENSOR TO ATG | Continuous alarm system | Continuous alarm system |  | UST Currently In Use: 6; UST Temp Close: 0; AST Currently In Use: 0; AST Temp Closed: 0 | 6 | 0 | 0 | 19984-069-019166 | PILOT TRAVEL CENTERS, LLC
52282 | Currently in Use |  | 2014-10-01 |  | Petroleum | Unleaded gasoline | Unleaded gasoline |  | Double Wall | Double Wall |  |  | Double Wall |  | 2014-10-01 | Catchment Basin | Automatic shutoff device At 95% full | Automatic shutoff device At 95% full | Interstitial Monitoring within Secondary Containment |  | Continuous Automatic Tank Gauge |  | Automatic shutoff device (AELLD) | Automatic shutoff device (AELLD) | Interstitial Monitoring within Secondary Containment | SENSOR TO ATG | Continuous alarm system | Continuous alarm system |  | UST Currently In Use: 2; UST Temp Close: 0; AST Currently In Use: 0; AST Temp Closed: 0 | 2 | 0 | 0 | 24676-125-021009 | HEADLIGHTS LLC
52283 | Currently in Use |  | 2014-10-01 |  | Petroleum | Premium gasoline | Premium gasoline | Retail | Double Wall | Double Wall |  |  | Fiberglass reinforced plastic |  | 2014-10-01 | Catchment Basin | Automatic shutoff device At 95% full | Automatic shutoff device At 95% full | Interstitial Monitoring within Secondary Containment |  | Continuous Automatic Tank Gauge |  | Automatic shutoff device (AELLD) | Automatic shutoff device (AELLD) | Interstitial Monitoring within Secondary Containment | SENSOR TO ATG | Continuous alarm system | Continuous alarm system |  | UST Currently In Use: 2; UST Temp Close: 0; AST Currently In Use: 0; AST Temp Closed: 0 | 2 | 0 | 0 | 24676-125-021009 | HEADLIGHTS LLC
52284 | Currently in Use |  | 2014-10-01 |  | Petroleum | Unleaded gasoline | Unleaded gasoline | Retail | Double Wall | Double Wall |  |  | Fiberglass reinforced plastic |  | 2014-10-01 | Catchment Basin | Flow Rest 90% Full | Flow Rest 90% Full | Interstitial Monitoring within Secondary Containment | SENSOR TO ATG | Continuous Automatic Tank Gauge |  | Automatic shutoff device (AELLD) | Automatic shutoff device (AELLD) | Interstitial Monitoring within Secondary Containment | SENSOR TO ATG | Continuous alarm system | Continuous alarm system |  | UST Currently In Use: 2; UST Temp Close: 0; AST Currently In Use: 0; AST Temp Closed: 0 | 2 | 0 | 4 | 25566-099-003775 | MOUNTAIN EXPRESS OIL CO
52286 | Currently in Use |  | 2014-10-01 |  | Petroleum | Premium gasoline | Premium gasoline | Retail | Fiberglass reinforced plastic | Double Wall |  |  | Fiberglass reinforced plastic |  | 2014-10-01 | Catchment Basin | Flow Rest 90% Full | Flow Rest 90% Full | Interstitial Monitoring within Secondary Containment | SENSOR TO ATG | Continuous Automatic Tank Gauge |  | Automatic shutoff device (AELLD) | Automatic shutoff device (AELLD) | Interstitial Monitoring within Secondary Containment | SENSOR TO ATG | Continuous alarm system | Continuous alarm system |  | UST Currently In Use: 2; UST Temp Close: 0; AST Currently In Use: 0; AST Temp Closed: 0 | 2 | 0 | 4 | 25566-099-003775 | MOUNTAIN EXPRESS OIL CO
52288 | Currently in Use |  | 2015-04-30 |  | Petroleum | Unleaded gasoline | Unleaded gasoline | Retail | Double Wall | Double Wall |  |  | Double Wall |  |  | Catchment Basin | Audible high level alarm At 90% full | Audible high level alarm At 90% full | Interstitial Monitoring within Secondary Containment |  | Automatic Tank Gauge | Single walled submersible pump containment sump | Automatic shutoff device (AELLD) | Automatic shutoff device (AELLD) | Interstitial Monitoring within Secondary Containment | SENSOR TO ATG | Continuous alarm system | Continuous alarm system |  | UST Currently In Use: 3; UST Temp Close: 0; AST Currently In Use: 0; AST Temp Closed: 0 | 3 | 0 | 0 | 14001-069-021010 | RACETRAC PETROLEUM, INC.
52289 | Currently in Use |  | 2015-04-30 |  | Petroleum | On road diesel | On road diesel | Retail | Double Wall | Double Wall |  |  | Double Wall |  |  | Catchment Basin | Audible high level alarm At 90% full | Audible high level alarm At 90% full | Interstitial Monitoring within Secondary Containment |  | Automatic Tank Gauge | Single walled submersible pump containment sump | Automatic shutoff device (AELLD) | Automatic shutoff device (AELLD) | Interstitial Monitoring within Secondary Containment | SENSOR TO ATG | Continuous alarm system | Continuous alarm system |  | UST Currently In Use: 3; UST Temp Close: 0; AST Currently In Use: 0; AST Temp Closed: 0 | 3 | 0 | 0 | 14001-069-021010 | RACETRAC PETROLEUM, INC.
52290 | Currently in Use |  | 2015-04-30 |  | Petroleum | Premium gasoline | Premium gasoline | Retail | Double Wall | Double Wall |  |  | Fiberglass reinforced plastic |  |  | Catchment Basin | Flow Rest 90% Full | Audible high level alarm At 90% full | Interstitial Monitoring within Secondary Containment |  | Automatic Tank Gauge | Single walled submersible pump containment sump | Containment Sump | Automatic shutoff device (AELLD) | Interstitial Monitoring within Secondary Containment | SENSOR TO ATG | Continuous alarm system | Continuous alarm system |  | UST Currently In Use: 3; UST Temp Close: 0; AST Currently In Use: 0; AST Temp Closed: 0 | 3 | 0 | 0 | 14001-069-021010 | RACETRAC PETROLEUM, INC.
52291 | Currently in Use |  | 2015-01-14 |  | Petroleum | Unleaded gasoline | Unleaded gasoline | Retail | Fiberglass coated steel | Double Wall |  |  | Flexible | UPP | 2015-01-14 | Catchment Basin | Automatic shutoff device At 95% full | Automatic shutoff device At 95% full | Interstitial Monitoring within Secondary Containment | SENSOR TO ATG |  |  | Automatic shutoff device (AELLD) | Automatic shutoff device (AELLD) | Interstitial Monitoring within Secondary Containment |  | Continuous alarm system | Continuous alarm system |  | UST Currently In Use: 2; UST Temp Close: 0; AST Currently In Use: 0; AST Temp Closed: 0 | 2 | 0 | 9 | 24690-097-000063 | CLARK PROPERTIES, LLC
52293 | Currently in Use |  | 2015-01-14 |  | Petroleum | Premium gasoline | Premium gasoline |  | Double Wall | Double Wall |  |  | Flexible | UPP | 2015-01-14 | Catchment Basin | Automatic shutoff device At 95% full | Automatic shutoff device At 95% full | Interstitial Monitoring within Secondary Containment |  |  |  | Automatic shutoff device (AELLD) | Automatic shutoff device (AELLD) | Interstitial Monitoring within Secondary Containment |  | Continuous alarm system | Continuous alarm system |  | UST Currently In Use: 2; UST Temp Close: 0; AST Currently In Use: 0; AST Temp Closed: 0 | 2 | 0 | 9 | 24690-097-000063 | CLARK PROPERTIES, LLC
52295 | Currently in Use |  | 2015-03-12 |  | Petroleum | Unleaded gasoline | Unleaded gasoline | Retail | Double Wall | Double Wall |  |  | Flexible |  | 2015-03-12 | Catchment Basin | Audible high level alarm At 90% full | Audible high level alarm At 90% full | Interstitial Monitoring within Secondary Containment |  | Continuous Automatic Tank Gauge | Single walled submersible pump containment sump | Containment Sump | Automatic shutoff device (AELLD) | Interstitial Monitoring within Secondary Containment | SENSOR TO ATG | Continuous alarm system | Continuous alarm system |  | UST Currently In Use: 4; UST Temp Close: 0; AST Currently In Use: 0; AST Temp Closed: 0 | 4 | 0 | 0 | 21094-097-021011 | COSTCO C/O BARGHAUSEN CONSULTING
52296 | Currently in Use |  | 2015-03-12 |  | Petroleum | Unleaded gasoline | Unleaded gasoline | Retail | Double Wall | Double Wall |  |  | Flexible |  | 2015-03-12 | Catchment Basin | Audible high level alarm At 90% full | Audible high level alarm At 90% full | Interstitial Monitoring within Secondary Containment |  | Continuous Automatic Tank Gauge | Single walled submersible pump containment sump | Containment Sump | Automatic shutoff device (AELLD) | Interstitial Monitoring within Secondary Containment | SENSOR TO ATG | Continuous alarm system | Continuous alarm system |  | UST Currently In Use: 4; UST Temp Close: 0; AST Currently In Use: 0; AST Temp Closed: 0 | 4 | 0 | 0 | 21094-097-021011 | COSTCO C/O BARGHAUSEN CONSULTING
52298 | Currently in Use |  | 2015-03-12 |  | Petroleum | Premium gasoline | Premium gasoline | Retail | Double Wall | Double Wall |  |  | Double Wall |  | 2015-03-12 | Catchment Basin | Audible high level alarm At 90% full | Audible high level alarm At 90% full | Interstitial Monitoring within Secondary Containment |  | Continuous Automatic Tank Gauge | Single walled submersible pump containment sump | Automatic shutoff device (AELLD) | Automatic shutoff device (AELLD) | Interstitial Monitoring within Secondary Containment | SENSOR TO ATG | Continuous alarm system | Continuous alarm system |  | UST Currently In Use: 4; UST Temp Close: 0; AST Currently In Use: 0; AST Temp Closed: 0 | 4 | 0 | 0 | 21094-097-021011 | COSTCO C/O BARGHAUSEN CONSULTING
52300 | Currently in Use |  | 2015-03-12 |  | Petroleum | Other, ADDITIVE | Other | Retail | Double Wall | Double Wall |  |  | Double Wall |  | 2015-03-12 | Catchment Basin | Audible high level alarm At 90% full | Audible high level alarm At 90% full | Interstitial Monitoring within Secondary Containment |  | Continuous Automatic Tank Gauge | Single walled submersible pump containment sump | Containment Sump | Automatic shutoff device (AELLD) | Interstitial Monitoring within Secondary Containment | SENSOR TO ATG | Continuous alarm system | Continuous alarm system |  | UST Currently In Use: 4; UST Temp Close: 0; AST Currently In Use: 0; AST Temp Closed: 0 | 4 | 0 | 0 | 21094-097-021011 | COSTCO C/O BARGHAUSEN CONSULTING
52302 | Currently in Use |  | 2015-04-15 |  | Petroleum | Unleaded gasoline | Unleaded gasoline | Local government | Double Wall | Double Wall |  |  | Double Wall |  | 1980-01-01 | Catchment Basin | Automatic shutoff device At 95% full | Automatic shutoff device At 95% full | Interstitial Monitoring within Secondary Containment |  |  |  | Automatic flow restrictor (MLLD) | Automatic flow restrictor (MLLD) |  |  | Annual line testing | Annual line testing |  | UST Currently In Use: 2; UST Temp Close: 0; AST Currently In Use: 0; AST Temp Closed: 0 | 2 | 0 | 3 | 15028-125-002021 | TUSCALOOSA CO. COMMISSION PUB. WORKS
52303 | Currently in Use |  | 2015-04-15 |  | Petroleum | On road diesel | On road diesel | Local government | Double Wall | Double Wall |  |  | Double Wall |  |  | Catchment Basin | Automatic shutoff device At 95% full | Automatic shutoff device At 95% full | Interstitial Monitoring within Secondary Containment |  |  |  | Automatic flow restrictor (MLLD) | Automatic flow restrictor (MLLD) |  |  | Annual line testing | Annual line testing |  | UST Currently In Use: 2; UST Temp Close: 0; AST Currently In Use: 0; AST Temp Closed: 0 | 2 | 0 | 3 | 15028-125-002021 | TUSCALOOSA CO. COMMISSION PUB. WORKS
52306 | Currently in Use |  | 2015-04-03 |  | Petroleum | 100% biodiesel (Not Regulated) | 100% biodiesel (Not Regulated) | Retail | Double Wall | Double Wall |  |  | Fiberglass reinforced plastic |  | 2015-04-03 | Catchment Basin | Flow Rest 90% Full | Flow Rest 90% Full | Interstitial Monitoring within Secondary Containment |  |  |  | Automatic shutoff device (AELLD) | Automatic shutoff device (AELLD) | Interstitial Monitoring within Secondary Containment |  | Continuous alarm system | Continuous alarm system |  | UST Currently In Use: 4; UST Temp Close: 0; AST Currently In Use: 0; AST Temp Closed: 0 | 4 | 0 | 3 | 21090-087-011171 | LOVES COUNTRY STORES
52307 | Currently in Use |  | 2015-04-03 |  | Petroleum | On road diesel | On road diesel |  | Double Wall | Double Wall |  |  | Fiberglass reinforced plastic |  | 2015-04-03 | Catchment Basin | Automatic shutoff device At 95% full | Automatic shutoff device At 95% full | Interstitial Monitoring within Secondary Containment |  |  |  | Automatic shutoff device (AELLD) | Automatic shutoff device (AELLD) | Interstitial Monitoring within Secondary Containment |  | Continuous alarm system | Continuous alarm system |  | UST Currently In Use: 4; UST Temp Close: 0; AST Currently In Use: 0; AST Temp Closed: 0 | 4 | 0 | 3 | 21090-087-011171 | LOVES COUNTRY STORES
52308 | Currently in Use |  | 2015-04-03 |  | Petroleum | Unleaded gasoline | Unleaded gasoline | Retail | Fiberglass reinforced plastic | Double Wall |  |  | Fiberglass reinforced plastic |  | 2015-04-03 | Catchment Basin | Automatic shutoff device At 95% full | Automatic shutoff device At 95% full | Interstitial Monitoring within Secondary Containment |  |  |  | Automatic shutoff device (AELLD) | Automatic shutoff device (AELLD) | Interstitial Monitoring within Secondary Containment |  | Continuous alarm system | Continuous alarm system |  | UST Currently In Use: 4; UST Temp Close: 0; AST Currently In Use: 0; AST Temp Closed: 0 | 4 | 0 | 3 | 21090-087-011171 | LOVES COUNTRY STORES
52309 | Currently in Use |  | 2015-04-03 |  | Petroleum | Unleaded gasoline | Unleaded gasoline |  | Fiberglass reinforced plastic | Double Wall |  |  | Fiberglass reinforced plastic |  | 2015-04-03 | Catchment Basin | Automatic shutoff device At 95% full | Automatic shutoff device At 95% full | Interstitial Monitoring within Secondary Containment |  |  |  | Automatic shutoff device (AELLD) | Automatic shutoff device (AELLD) | Interstitial Monitoring within Secondary Containment |  | Continuous alarm system | Continuous alarm system |  | UST Currently In Use: 4; UST Temp Close: 0; AST Currently In Use: 0; AST Temp Closed: 0 | 4 | 0 | 3 | 21090-087-011171 | LOVES COUNTRY STORES
52310 | Currently in Use |  | 2015-02-25 |  | Petroleum | Unleaded gasoline | Unleaded gasoline | Retail | Fiberglass reinforced plastic | Double Wall |  |  | Flexible |  | 2015-02-25 | Catchment Basin | Automatic shutoff device At 95% full | Automatic shutoff device At 95% full | Interstitial Monitoring within Secondary Containment | SENSOR TO ATG |  |  | Containment Sump | Automatic flow restrictor (MLLD) | Interstitial Monitoring within Secondary Containment | SENSOR TO ATG | Continuous alarm system | Continuous alarm system |  | UST Currently In Use: 2; UST Temp Close: 0; AST Currently In Use: 0; AST Temp Closed: 0 | 2 | 0 | 0 | 13579-117-021012 | MURPHY OIL USA, INC.
52311 | Currently in Use |  | 2015-02-25 |  | Petroleum | Premium gasoline | Premium gasoline | Retail | Double Wall | Double Wall |  |  | Double Wall |  | 2015-02-25 | Catchment Basin | Automatic shutoff device At 95% full | Automatic shutoff device At 95% full | Interstitial Monitoring within Secondary Containment | SENSOR TO ATG |  |  | Automatic flow restrictor (MLLD) | Automatic flow restrictor (MLLD) | Interstitial Monitoring within Secondary Containment | SENSOR TO ATG | Continuous alarm system | Continuous alarm system |  | UST Currently In Use: 2; UST Temp Close: 0; AST Currently In Use: 0; AST Temp Closed: 0 | 2 | 0 | 0 | 13579-117-021012 | MURPHY OIL USA, INC.
52312 | Currently in Use |  | 2015-05-15 |  | Petroleum | Unleaded gasoline | Unleaded gasoline | Retail | Double Wall | Double Wall |  |  | Double Wall |  |  | Catchment Basin | Automatic shutoff device At 95% full | Automatic shutoff device At 95% full | Interstitial Monitoring within Secondary Containment |  |  |  | Automatic flow restrictor (MLLD) | Automatic flow restrictor (MLLD) | Interstitial Monitoring within Secondary Containment |  | Annual line testing | Annual line testing |  | UST Currently In Use: 4; UST Temp Close: 0; AST Currently In Use: 0; AST Temp Closed: 0 | 4 | 0 | 0 | 21049-031-018482 | GOOD TO GO INC
52314 | Currently in Use |  | 2015-02-22 |  | Petroleum | Premium gasoline | Premium gasoline |  | Double Wall | Double Wall |  |  | Fiberglass reinforced plastic |  | 2015-02-22 | Catchment Basin | Automatic shutoff device At 95% full | Automatic shutoff device At 95% full | Interstitial Monitoring within Secondary Containment | MANUAL/VISUAL CHECK | [9 empty] | UST Currently In Use: 2; UST Temp Close: 0; AST Currently In Use: 0; AST Temp Closed: 0 | 2 | 0 | 2 | 25247-083-003043 | SUNNY KUMAR PATEL
52316 | Currently in Use |  | 2015-05-29 |  | Petroleum | Unleaded gasoline | Unleaded gasoline | Retail | Fiberglass coated steel | Double Wall |  |  | Fiberglass reinforced plastic |  | 2015-05-29 | Catchment Basin | Flow Rest 90% Full | Flow Rest 90% Full | Interstitial Monitoring within Secondary Containment |  | Continuous Automatic Tank Gauge |  | Containment Sump | Automatic shutoff device (AELLD) | Interstitial Monitoring within Secondary Containment |  |  |  |  | UST Currently In Use: 2; UST Temp Close: 0; AST Currently In Use: 0; AST Temp Closed: 0 | 2 | 0 | 0 | 25728-029-021019 | NOOR BUSINESS LLC
52317 | Currently in Use |  | 2015-05-29 |  | Petroleum | Unleaded gasoline | Unleaded gasoline | Retail | Double Wall | Double Wall |  |  | Fiberglass reinforced plastic |  | 2015-05-29 | Catchment Basin | Flow Rest 90% Full | Flow Rest 90% Full | Interstitial Monitoring within Secondary Containment |  | Continuous Automatic Tank Gauge |  | Containment Sump | Automatic shutoff device (AELLD) | Interstitial Monitoring within Secondary Containment |  |  |  |  | UST Currently In Use: 2; UST Temp Close: 0; AST Currently In Use: 0; AST Temp Closed: 0 | 2 | 0 | 0 | 25728-029-021019 | NOOR BUSINESS LLC
52318 | Currently in Use |  | 2014-04-04 |  | Petroleum | Unleaded gasoline | Unleaded gasoline | Retail | Double Wall | Double Wall |  |  | Double Wall |  | 2014-04-04 | Catchment Basin | Automatic shutoff device At 95% full | Automatic shutoff device At 95% full | Interstitial Monitoring within Secondary Containment |  |  |  | Containment Sump | Automatic flow restrictor (MLLD) | Interstitial Monitoring within Secondary Containment | SENSOR TO ATG | Annual line testing | Annual line testing |  | UST Currently In Use: 2; UST Temp Close: 0; AST Currently In Use: 0; AST Temp Closed: 0 | 2 | 0 | 3 | 23413-097-011981 | CIRCLE K STORES, INC.
52319 | Currently in Use |  | 2014-04-04 |  | Petroleum | Premium gasoline | Premium gasoline | Retail | Fiberglass coated steel | Double Wall |  |  | Double Wall |  | 2014-04-04 | Catchment Basin | Automatic shutoff device At 95% full | Automatic shutoff device At 95% full | Interstitial Monitoring within Secondary Containment |  |  |  | Automatic flow restrictor (MLLD) | Automatic flow restrictor (MLLD) | Interstitial Monitoring within Secondary Containment | SENSOR TO ATG | Annual line testing | Annual line testing |  | UST Currently In Use: 2; UST Temp Close: 0; AST Currently In Use: 0; AST Temp Closed: 0 | 2 | 0 | 3 | 23413-097-011981 | CIRCLE K STORES, INC.
52320 | Currently in Use |  | 2014-06-01 |  | Petroleum | Unleaded gasoline | Unleaded gasoline | Retail | Double Wall | Double Wall |  |  | Flexible |  | 2014-06-01 | Catchment Basin | Flow Rest 90% Full | Automatic shutoff device At 95% full | Interstitial Monitoring within Secondary Containment |  | Automatic Tank Gauge |  | Containment Sump | Automatic flow restrictor (MLLD) | Interstitial Monitoring within Secondary Containment | SENSOR TO ATG | Continuous alarm system | Continuous alarm system |  | UST Currently In Use: 2; UST Temp Close: 0; AST Currently In Use: 0; AST Temp Closed: 0 | 2 | 0 | 0 | 24735-017-021020 | C GROUP INC
52326 | Currently in Use |  | 2014-06-01 |  | Petroleum | On road diesel | On road diesel | Retail | Fiberglass coated steel | Double Wall |  |  | Double Wall |  | 2014-06-01 | Catchment Basin | Flow Rest 90% Full | Automatic shutoff device At 95% full | Interstitial Monitoring within Secondary Containment |  | Automatic Tank Gauge |  | Containment Sump | Automatic flow restrictor (MLLD) | Interstitial Monitoring within Secondary Containment | SENSOR TO ATG | Continuous alarm system | Continuous alarm system |  | UST Currently In Use: 2; UST Temp Close: 0; AST Currently In Use: 0; AST Temp Closed: 0 | 2 | 0 | 0 | 24735-017-021020 | C GROUP INC
52327 | Currently in Use |  | 2015-06-09 |  | Petroleum | Unleaded gasoline | Unleaded gasoline | Retail | Double Wall | Double Wall |  |  | Fiberglass reinforced plastic |  | 2015-06-09 | Catchment Basin | Flow Rest 90% Full | Flow Rest 90% Full | Interstitial Monitoring within Secondary Containment | SENSOR TO ATG |  | Single walled submersible pump containment sump | Containment Sump | Automatic shutoff device (AELLD) | Interstitial Monitoring within Secondary Containment | SENSOR TO ATG | Continuous alarm system | Continuous alarm system |  | UST Currently In Use: 2; UST Temp Close: 0; AST Currently In Use: 0; AST Temp Closed: 0 | 2 | 0 | 0 | 24736-103-021021 | KEITH CARNEY
52328 | Currently in Use |  | 2015-06-09 |  | Petroleum | Premium gasoline | Premium gasoline | Retail | Double Wall | Double Wall |  |  | Fiberglass reinforced plastic |  | 2015-06-09 | Catchment Basin | Flow Rest 90% Full | Flow Rest 90% Full | Interstitial Monitoring within Secondary Containment | SENSOR TO ATG |  | Single walled submersible pump containment sump | Automatic shutoff device (AELLD) | Automatic shutoff device (AELLD) | Interstitial Monitoring within Secondary Containment | SENSOR TO ATG | Continuous alarm system | Continuous alarm system |  | UST Currently In Use: 2; UST Temp Close: 0; AST Currently In Use: 0; AST Temp Closed: 0 | 2 | 0 | 0 | 24736-103-021021 | KEITH CARNEY
52329 | Currently in Use |  | 2015-03-15 |  | Petroleum | Unleaded gasoline | Unleaded gasoline | Retail | Fiberglass reinforced plastic | Double Wall |  |  | Double Wall |  | 2015-03-15 | Catchment Basin | Automatic shutoff device At 95% full | Automatic shutoff device At 95% full | Interstitial Monitoring within Secondary Containment | SENSOR TO ATG | Continuous Automatic Tank Gauge |  | Automatic shutoff device (AELLD) | Automatic shutoff device (AELLD) | Interstitial Monitoring within Secondary Containment | SENSOR TO ATG | Continuous alarm system | Continuous alarm system |  | UST Currently In Use: 2; UST Temp Close: 0; AST Currently In Use: 0; AST Temp Closed: 0 | 2 | 0 | 4 | 15201-073-009228 | VULCAN OIL COMPANY INC.
52330 | Currently in Use |  | 2015-03-15 |  | Petroleum | Premium gasoline | Premium gasoline | Retail | 6P-6D | Double Wall |  |  | Flexible |  | 2015-03-15 | Catchment Basin | Automatic shutoff device At 95% full | Automatic shutoff device At 95% full | Interstitial Monitoring within Secondary Containment | SENSOR TO ATG | Continuous Automatic Tank Gauge |  | Automatic shutoff device (AELLD) | Automatic shutoff device (AELLD) | Interstitial Monitoring within Secondary Containment | SENSOR TO ATG | Continuous alarm system | Continuous alarm system |  | UST Currently In Use: 2; UST Temp Close: 0; AST Currently In Use: 0; AST Temp Closed: 0 | 2 | 0 | 4 | 15201-073-009228 | VULCAN OIL COMPANY INC.
52331 | Currently in Use |  | 2006-04-22 |  | Petroleum | Unleaded gasoline | Unleaded gasoline | Retail | Single Wall | Fiberglass coated steel |  |  | Fiberglass reinforced plastic |  |  | Catchment Basin | Automatic shutoff device At 95% full | Automatic shutoff device At 95% full |  |  | Continuous Automatic Tank Gauge | Single walled submersible pump containment sump | Automatic shutoff device (AELLD) | Automatic shutoff device (AELLD) | Interstitial Monitoring within Secondary Containment | MANUAL/VISUAL CHECK |  |  |  | UST Currently In Use: 2; UST Temp Close: 0; AST Currently In Use: 0; AST Temp Closed: 0 | 2 | 0 | 0 | 24740-125-021022 | FOSTERS CONVENIENCE STORE LLC
52332 | Currently in Use |  | 2006-04-22 |  | Petroleum | Premium gasoline | Premium gasoline | Retail | Fiberglass coated steel | Fiberglass coated steel |  |  | Double Wall |  |  | Catchment Basin | Automatic shutoff device At 95% full | Automatic shutoff device At 95% full |  |  | Continuous Automatic Tank Gauge | Single walled submersible pump containment sump | Automatic shutoff device (AELLD) | Automatic shutoff device (AELLD) | Interstitial Monitoring within Secondary Containment | MANUAL/VISUAL CHECK |  |  |  | UST Currently In Use: 2; UST Temp Close: 0; AST Currently In Use: 0; AST Temp Closed: 0 | 2 | 0 | 0 | 24740-125-021022 | FOSTERS CONVENIENCE STORE LLC
52333 | Currently in Use |  | 2015-07-15 |  | Petroleum | Unleaded gasoline | Unleaded gasoline | Retail | Fiberglass reinforced plastic | Double Wall |  |  | Flexible |  | 2015-07-15 | Catchment Basin | Automatic shutoff device At 95% full | Automatic shutoff device At 95% full | Interstitial Monitoring within Secondary Containment | SENSOR TO ATG |  |  | Containment Sump | Automatic flow restrictor (MLLD) | Interstitial Monitoring within Secondary Containment | SENSOR TO ATG | Continuous alarm system | Annual line testing |  | UST Currently In Use: 2; UST Temp Close: 0; AST Currently In Use: 0; AST Temp Closed: 0 | 2 | 0 | 0 | 13579-115-021041 | MURPHY OIL USA, INC.
52334 | Currently in Use |  | 2015-07-15 |  | Petroleum | Premium gasoline | Premium gasoline | Retail | Double Wall | Double Wall |  |  | Flexible |  | 2015-07-15 | Catchment Basin | Automatic shutoff device At 95% full | Automatic shutoff device At 95% full | Interstitial Monitoring within Secondary Containment | SENSOR TO ATG |  |  | Containment Sump | Automatic flow restrictor (MLLD) | Interstitial Monitoring within Secondary Containment | SENSOR TO ATG | Annual line testing | Annual line testing |  | UST Currently In Use: 2; UST Temp Close: 0; AST Currently In Use: 0; AST Temp Closed: 0 | 2 | 0 | 0 | 13579-115-021041 | MURPHY OIL USA, INC.
52335 | Currently in Use |  | 2015-06-15 |  | Petroleum | On road diesel | On road diesel | Retail | Double Wall | Double Wall |  |  | Double Wall |  |  | Catchment Basin | Automatic shutoff device At 95% full | Automatic shutoff device At 95% full | Interstitial Monitoring within Secondary Containment |  |  |  | Automatic flow restrictor (MLLD) | Automatic flow restrictor (MLLD) | Interstitial Monitoring within Secondary Containment | SENSOR TO ATG | Annual line testing | Annual line testing |  | UST Currently In Use: 5; UST Temp Close: 0; AST Currently In Use: 0; AST Temp Closed: 0 | 5 | 0 | 1 | 24591-121-018052 | TA LINCOLN AL LLC
52339 | Temporary Closed | 2013-02-01 | 2006-01-01 |  | Petroleum | Mid-grade gasoline | Mid-grade gasoline | Retail | Single Wall | Single Wall | Coated & cathodic protection (sti-P3) |  | Flexible |  |  | Catchment Basin | Flow Rest 90% Full | Flow Rest 90% Full |  |  | Statistical Inventory Reconciliation (SIR) | Direct Bury submersible pump | [7 empty] | UST Currently In Use: 4; UST Temp Close: 2; AST Currently In Use: 0; AST Temp Closed: 0 | 4 | 2 | 0 | 25663-079-013773 | ADAY YAFAI
52340 | Currently in Use |  | 2015-08-19 |  | Petroleum | Unleaded gasoline | Unleaded gasoline | Retail | Fiberglass reinforced plastic | Double Wall |  |  | Fiberglass reinforced plastic |  | 2015-08-19 | Catchment Basin | Automatic shutoff device At 95% full | Automatic shutoff device At 95% full | Interstitial Monitoring within Secondary Containment | SENSOR TO ATG |  |  | Containment Sump | Automatic flow restrictor (MLLD) | Interstitial Monitoring within Secondary Containment | SENSOR TO ATG | Continuous alarm system | Continuous alarm system |  | UST Currently In Use: 2; UST Temp Close: 0; AST Currently In Use: 0; AST Temp Closed: 0 | 2 | 0 | 0 | 13579-073-021043 | MURPHY OIL USA, INC.
52342 | Currently in Use |  | 2015-08-19 |  | Petroleum | Premium gasoline | Premium gasoline | Retail | 8P/12D | Double Wall |  |  | Fiberglass reinforced plastic |  | 2015-08-19 | Catchment Basin | Automatic shutoff device At 95% full | Automatic shutoff device At 95% full | Interstitial Monitoring within Secondary Containment | SENSOR TO ATG |  |  | Automatic flow restrictor (MLLD) | Automatic flow restrictor (MLLD) | Interstitial Monitoring within Secondary Containment | SENSOR TO ATG | Continuous alarm system | Continuous alarm system |  | UST Currently In Use: 2; UST Temp Close: 0; AST Currently In Use: 0; AST Temp Closed: 0 | 2 | 0 | 0 | 13579-073-021043 | MURPHY OIL USA, INC.
52343 | Currently in Use |  | 2015-07-01 |  | Petroleum | Unleaded gasoline | Unleaded gasoline | Retail | Double Wall | Double Wall |  |  | Fiberglass reinforced plastic |  |  | Catchment Basin | Automatic shutoff device At 95% full | Automatic shutoff device At 95% full | Interstitial Monitoring within Secondary Containment |  |  |  | Automatic shutoff device (AELLD) | Automatic shutoff device (AELLD) | Interstitial Monitoring within Secondary Containment |  | Continuous alarm system | Continuous alarm system |  | UST Currently In Use: 2; UST Temp Close: 0; AST Currently In Use: 0; AST Temp Closed: 0 | 2 | 0 | 4 | 22888-011-014590 | PREM PROPERTIES LLC
52344 | Currently in Use |  | 2015-07-01 |  | Petroleum | Premium gasoline | Premium gasoline | Retail | Double Wall | Double Wall |  |  | Double Wall |  |  | Catchment Basin | Automatic shutoff device At 95% full | Automatic shutoff device At 95% full | Interstitial Monitoring within Secondary Containment |  |  |  | Automatic shutoff device (AELLD) | Automatic shutoff device (AELLD) | Interstitial Monitoring within Secondary Containment |  | Continuous alarm system | Continuous alarm system |  | UST Currently In Use: 2; UST Temp Close: 0; AST Currently In Use: 0; AST Temp Closed: 0 | 2 | 0 | 4 | 22888-011-014590 | PREM PROPERTIES LLC
52345 | Currently in Use |  | 2015-02-03 |  | Petroleum | Unleaded gasoline | Unleaded gasoline | Retail | Double Wall | Double Wall |  |  | Double Wall |  |  | Catchment Basin | Automatic shutoff device At 95% full | Automatic shutoff device At 95% full | Interstitial Monitoring within Secondary Containment |  | Continuous Automatic Tank Gauge | [8 empty] | UST Currently In Use: 2; UST Temp Close: 0; AST Currently In Use: 1; AST Temp Closed: 0 | 2 | 0 | 3 | 23379-121-011677 | SHAHABUDDIN JUMMA
52348 | Currently in Use |  | 2010-01-15 |  | Petroleum | On road diesel | On road diesel | Emergency power generator | Double Wall | Double Wall |  |  | Double Wall |  | 2010-01-15 | Other | Audible high level alarm At 90% full | Audible high level alarm At 90% full | Interstitial Monitoring within Secondary Containment | SENSOR TO ATG | Other |  | Containment Sump | Containment Sump | Interstitial Monitoring within Secondary Containment | SENSOR TO ATG | Continuous alarm system | Continuous alarm system |  | UST Currently In Use: 2; UST Temp Close: 0; AST Currently In Use: 0; AST Temp Closed: 0 | 2 | 0 | 0 | 10146-073-019477 | ALABAMA POWER COMPANY
52350 | Currently in Use |  | 2015-10-01 |  | Petroleum | Unleaded gasoline | Unleaded gasoline |  | Double Wall | Double Wall |  |  | Double Wall |  | 2015-10-01 | Catchment Basin | Automatic shutoff device At 95% full | Automatic shutoff device At 95% full | Interstitial Monitoring within Secondary Containment | SENSOR TO ATG |  |  | Containment Sump | Automatic flow restrictor (MLLD) | Interstitial Monitoring within Secondary Containment | SENSOR TO ATG | Continuous alarm system | Continuous alarm system |  | UST Currently In Use: 2; UST Temp Close: 0; AST Currently In Use: 0; AST Temp Closed: 0 | 2 | 0 | 0 | 21994-117-021046 | WAL-MART STORES E C/O APTIM
52351 | Currently in Use |  | 2015-10-01 |  | Petroleum | Premium gasoline | Premium gasoline | Retail | Double Wall | Double Wall |  |  | Double Wall |  | 2015-10-01 | Catchment Basin | Automatic shutoff device At 95% full | Automatic shutoff device At 95% full | Interstitial Monitoring within Secondary Containment | SENSOR TO ATG |  |  | Automatic flow restrictor (MLLD) | Automatic flow restrictor (MLLD) | Interstitial Monitoring within Secondary Containment | SENSOR TO ATG | Continuous alarm system | Continuous alarm system |  | UST Currently In Use: 2; UST Temp Close: 0; AST Currently In Use: 0; AST Temp Closed: 0 | 2 | 0 | 0 | 21994-117-021046 | WAL-MART STORES E C/O APTIM
52352 | Currently in Use |  | 2015-10-01 |  | Petroleum | Unleaded gasoline | Unleaded gasoline |  | Double Wall | Double Wall |  |  | Flexible |  | 2015-10-01 | Catchment Basin | Automatic shutoff device At 95% full | Automatic shutoff device At 95% full | Interstitial Monitoring within Secondary Containment | SENSOR TO ATG |  |  | Automatic flow restrictor (MLLD) | Automatic flow restrictor (MLLD) | Interstitial Monitoring within Secondary Containment |  | Annual line testing | Annual line testing |  | UST Currently In Use: 2; UST Temp Close: 0; AST Currently In Use: 0; AST Temp Closed: 0 | 2 | 0 | 0 | 21994-125-021047 | WAL-MART STORES E C/O APTIM
52353 | Currently in Use |  | 2015-10-01 |  | Petroleum | Premium gasoline | Premium gasoline | Retail | Double Wall | Double Wall |  |  | Double Wall |  | 2015-10-01 | Catchment Basin | Automatic shutoff device At 95% full | Automatic shutoff device At 95% full | Interstitial Monitoring within Secondary Containment | SENSOR TO ATG |  |  | Automatic flow restrictor (MLLD) | Automatic flow restrictor (MLLD) | Interstitial Monitoring within Secondary Containment |  | Continuous alarm system | Continuous alarm system |  | UST Currently In Use: 2; UST Temp Close: 0; AST Currently In Use: 0; AST Temp Closed: 0 | 2 | 0 | 0 | 21994-125-021047 | WAL-MART STORES E C/O APTIM
52354 | Currently in Use |  | 2006-01-01 |  | Petroleum | Unleaded gasoline | Unleaded gasoline | Retail | Double Wall | Double Wall |  |  | Fiberglass reinforced plastic |  | 2006-01-01 | Catchment Basin | Flow Rest 90% Full | Flow Rest 90% Full |  |  | Continuous Automatic Tank Gauge |  | Containment Sump | Automatic flow restrictor (MLLD) |  |  | Annual line testing | Annual line testing |  | UST Currently In Use: 1; UST Temp Close: 0; AST Currently In Use: 0; AST Temp Closed: 0 | 1 | 0 | 0 | 24769-127-021048 | JIGNESH KUMAR PATEL
52355 | Currently in Use |  | 2013-10-01 |  | Petroleum | E85 | E85 | Retail | Double Wall | Double Wall |  |  | Fiberglass reinforced plastic |  | 2013-10-01 | Catchment Basin | Flow Rest 90% Full | Audible high level alarm At 90% full | Interstitial Monitoring within Secondary Containment |  |  |  | Automatic shutoff device (AELLD) | Automatic shutoff device (AELLD) |  |  | Continuous alarm system | Continuous alarm system |  | UST Currently In Use: 3; UST Temp Close: 0; AST Currently In Use: 0; AST Temp Closed: 0 | 3 | 0 | 0 | 15420-101-020879 | MAPCO EXPRESS, INC.
52357 | Currently in Use |  | 2015-10-06 |  | Petroleum | Unleaded gasoline | Unleaded gasoline | Retail | Double Wall | Double Wall |  |  | Double Wall |  | 2015-10-06 | Catchment Basin | Automatic shutoff device At 95% full | Automatic shutoff device At 95% full | Interstitial Monitoring within Secondary Containment | SENSOR TO ATG |  |  | Automatic flow restrictor (MLLD) | Automatic flow restrictor (MLLD) | Interstitial Monitoring within Secondary Containment | SENSOR TO ATG | Continuous alarm system | Continuous alarm system |  | UST Currently In Use: 2; UST Temp Close: 0; AST Currently In Use: 0; AST Temp Closed: 0 | 2 | 0 | 3 | 23413-097-007399 | CIRCLE K STORES, INC.
52360 | Currently in Use |  | 2015-10-06 |  | Petroleum | Premium gasoline | Premium gasoline | Retail | Fiberglass coated steel | Double Wall |  |  | Double Wall |  | 2015-10-06 | Catchment Basin | Automatic shutoff device At 95% full | Automatic shutoff device At 95% full | Interstitial Monitoring within Secondary Containment | SENSOR TO ATG |  |  | Containment Sump | Automatic flow restrictor (MLLD) | Interstitial Monitoring within Secondary Containment | SENSOR TO ATG | Continuous alarm system | Continuous alarm system |  | UST Currently In Use: 2; UST Temp Close: 0; AST Currently In Use: 0; AST Temp Closed: 0 | 2 | 0 | 3 | 23413-097-007399 | CIRCLE K STORES, INC.
52361 | Currently in Use |  | 2015-10-08 |  | Petroleum | Mid-grade gasoline | Mid-grade gasoline | Retail | Fiberglass coated steel | Double Wall |  |  | Flexible |  | 2015-10-08 | Catchment Basin | Automatic shutoff device At 95% full | Automatic shutoff device At 95% full | Interstitial Monitoring within Secondary Containment | SENSOR TO ATG | [9 empty] | UST Currently In Use: 3; UST Temp Close: 0; AST Currently In Use: 0; AST Temp Closed: 0 | 3 | 0 | 0 | 13364-003-015767 | MCKENZIE OIL COMPANY, INC.
52362 | Currently in Use |  | 2015-11-11 |  | Petroleum | Unleaded gasoline | Unleaded gasoline |  | Double Wall | Double Wall |  |  | Double Wall |  | 2015-11-11 | Catchment Basin | Automatic shutoff device At 95% full | Automatic shutoff device At 95% full | Interstitial Monitoring within Secondary Containment | SENSOR TO ATG |  |  | Containment Sump | Automatic flow restrictor (MLLD) | Interstitial Monitoring within Secondary Containment |  | Continuous alarm system | Continuous alarm system |  | UST Currently In Use: 2; UST Temp Close: 0; AST Currently In Use: 0; AST Temp Closed: 0 | 2 | 0 | 0 | 21994-097-021054 | WAL-MART STORES E C/O APTIM
52363 | Currently in Use |  | 2015-11-11 |  | Petroleum | Premium gasoline | Premium gasoline |  | Fiberglass reinforced plastic | Double Wall |  |  | Flexible |  | 2015-11-11 | Catchment Basin | Automatic shutoff device At 95% full | Automatic shutoff device At 95% full | Interstitial Monitoring within Secondary Containment |  |  |  | Containment Sump | Automatic flow restrictor (MLLD) | Interstitial Monitoring within Secondary Containment |  | Continuous alarm system | Continuous alarm system |  | UST Currently In Use: 2; UST Temp Close: 0; AST Currently In Use: 0; AST Temp Closed: 0 | 2 | 0 | 0 | 21994-097-021054 | WAL-MART STORES E C/O APTIM
52365 | Currently in Use |  | 2015-10-01 |  | Petroleum | Unleaded gasoline | Unleaded gasoline | Retail | Double Wall | Double Wall |  |  | Flexible |  |  | Catchment Basin |  |  | Interstitial Monitoring within Secondary Containment | [10 empty] | UST Currently In Use: 4; UST Temp Close: 0; AST Currently In Use: 0; AST Temp Closed: 0 | 4 | 0 | 0 | 13364-005-017251 | MCKENZIE OIL COMPANY, INC.
52367 | Currently in Use |  | 2015-09-30 |  | Petroleum | Unleaded gasoline | Unleaded gasoline | Retail | Double Wall | Double Wall |  |  | Fiberglass reinforced plastic |  | 2015-09-30 | Catchment Basin | Automatic shutoff device At 95% full | Automatic shutoff device At 95% full | Interstitial Monitoring within Secondary Containment |  |  |  | Containment Sump | Automatic flow restrictor (MLLD) | Interstitial Monitoring within Secondary Containment |  | Other | Other |  | UST Currently In Use: 2; UST Temp Close: 0; AST Currently In Use: 0; AST Temp Closed: 0 | 2 | 0 | 0 | 13786-091-021056 | PARRS, INC.
52369 | Currently in Use |  | 2015-09-30 |  | Petroleum | Premium gasoline | Premium gasoline |  | Double Wall | Double Wall |  |  | Double Wall |  | 2015-09-30 | Catchment Basin | Automatic shutoff device At 95% full | Automatic shutoff device At 95% full | Interstitial Monitoring within Secondary Containment |  |  |  | Automatic flow restrictor (MLLD) | Automatic flow restrictor (MLLD) | Interstitial Monitoring within Secondary Containment |  | Other | Other |  | UST Currently In Use: 2; UST Temp Close: 0; AST Currently In Use: 0; AST Temp Closed: 0 | 2 | 0 | 0 | 13786-091-021056 | PARRS, INC.
52370 | Currently in Use |  | 2015-05-15 |  | Petroleum | Other, DEF | Other | Retail | Double Wall | Double Wall |  |  | Double Wall |  | 2015-05-15 | Other | Automatic shutoff device At 95% full | Automatic shutoff device At 95% full | Interstitial Monitoring within Secondary Containment | SENSOR TO ATG | Continuous Automatic Tank Gauge |  | Automatic shutoff device (AELLD) | Automatic shutoff device (AELLD) | Interstitial Monitoring within Secondary Containment | SENSOR TO ATG | Continuous alarm system | Continuous alarm system |  | UST Currently In Use: 7; UST Temp Close: 0; AST Currently In Use: 0; AST Temp Closed: 0 | 7 | 0 | 0 | 21090-097-018596 | LOVES COUNTRY STORES
52371 | Currently in Use |  | 2015-05-15 |  | Petroleum | Other, B99 | Other | Retail | Fiberglass reinforced plastic | Double Wall |  |  | Fiberglass reinforced plastic |  | 2015-05-15 | Other | Automatic shutoff device At 95% full | Automatic shutoff device At 95% full | Interstitial Monitoring within Secondary Containment | SENSOR TO ATG | Continuous Automatic Tank Gauge | Single walled submersible pump containment sump | Containment Sump | Automatic shutoff device (AELLD) | Interstitial Monitoring within Secondary Containment | SENSOR TO ATG | Continuous alarm system | Continuous alarm system |  | UST Currently In Use: 7; UST Temp Close: 0; AST Currently In Use: 0; AST Temp Closed: 0 | 7 | 0 | 0 | 21090-097-018596 | LOVES COUNTRY STORES
52372 | Currently in Use |  | 2015-05-05 |  | Petroleum | On road diesel | On road diesel | Retail | Double Wall | Double Wall |  |  | Fiberglass reinforced plastic |  | 2015-05-05 |  | Automatic shutoff device At 95% full | Automatic shutoff device At 95% full | Interstitial Monitoring within Secondary Containment | SENSOR TO ATG | Continuous Automatic Tank Gauge |  | Automatic shutoff device (AELLD) | Automatic shutoff device (AELLD) | Interstitial Monitoring within Secondary Containment | SENSOR TO ATG | Continuous alarm system | Continuous alarm system |  | UST Currently In Use: 7; UST Temp Close: 0; AST Currently In Use: 0; AST Temp Closed: 0 | 7 | 0 | 0 | 21090-097-018596 | LOVES COUNTRY STORES
52374 | Currently in Use |  | 2015-05-15 |  | Petroleum | On road diesel | On road diesel | Retail | Double Wall | Double Wall |  |  | Fiberglass reinforced plastic |  | 2015-05-15 |  | Automatic shutoff device At 95% full | Automatic shutoff device At 95% full | Interstitial Monitoring within Secondary Containment | SENSOR TO ATG | Continuous Automatic Tank Gauge |  | Automatic shutoff device (AELLD) | Automatic shutoff device (AELLD) | Interstitial Monitoring within Secondary Containment | SENSOR TO ATG | Continuous alarm system | Continuous alarm system |  | UST Currently In Use: 7; UST Temp Close: 0; AST Currently In Use: 0; AST Temp Closed: 0 | 7 | 0 | 0 | 21090-097-018596 | LOVES COUNTRY STORES
52376 | Currently in Use |  | 2015-05-15 |  | Petroleum | On road diesel | On road diesel | Retail | Double Wall | Double Wall |  |  | Double Wall |  | 2015-05-15 | Other | Automatic shutoff device At 95% full | Automatic shutoff device At 95% full | Interstitial Monitoring within Secondary Containment | SENSOR TO ATG | Continuous Automatic Tank Gauge |  | Automatic shutoff device (AELLD) | Automatic shutoff device (AELLD) | Interstitial Monitoring within Secondary Containment | SENSOR TO ATG | Continuous alarm system | Continuous alarm system |  | UST Currently In Use: 7; UST Temp Close: 0; AST Currently In Use: 0; AST Temp Closed: 0 | 7 | 0 | 0 | 21090-097-018596 | LOVES COUNTRY STORES
52378 | Currently in Use |  | 2015-05-15 |  | Petroleum | Premium gasoline | Premium gasoline | Retail | Double Wall | Double Wall |  |  | Double Wall |  | 2015-05-15 | Catchment Basin | Automatic shutoff device At 95% full | Automatic shutoff device At 95% full | Interstitial Monitoring within Secondary Containment | SENSOR TO ATG | Continuous Automatic Tank Gauge |  | Containment Sump | Automatic shutoff device (AELLD) | Interstitial Monitoring within Secondary Containment | SENSOR TO ATG | Continuous alarm system | Continuous alarm system |  | UST Currently In Use: 7; UST Temp Close: 0; AST Currently In Use: 0; AST Temp Closed: 0 | 7 | 0 | 0 | 21090-097-018596 | LOVES COUNTRY STORES
52379 | Currently in Use |  | 2015-05-15 |  | Petroleum | Unleaded gasoline | Unleaded gasoline | Retail | Double Wall | Double Wall |  |  | Fiberglass reinforced plastic |  | 2015-05-15 | Catchment Basin | Automatic shutoff device At 95% full | Automatic shutoff device At 95% full | Interstitial Monitoring within Secondary Containment | SENSOR TO ATG | Continuous Automatic Tank Gauge |  | Automatic shutoff device (AELLD) | Automatic shutoff device (AELLD) | Interstitial Monitoring within Secondary Containment | SENSOR TO ATG | Continuous alarm system | Continuous alarm system |  | UST Currently In Use: 7; UST Temp Close: 0; AST Currently In Use: 0; AST Temp Closed: 0 | 7 | 0 | 0 | 21090-097-018596 | LOVES COUNTRY STORES
52380 | Currently in Use |  | 2015-10-13 |  | Petroleum | Other, B-99 | Other | Retail | Fiberglass reinforced plastic | Double Wall |  |  | Fiberglass reinforced plastic |  | 2015-10-13 | Catchment Basin | Audible high level alarm At 90% full | Audible high level alarm At 90% full | Interstitial Monitoring within Secondary Containment |  |  |  | Automatic shutoff device (AELLD) | Automatic shutoff device (AELLD) |  |  | Continuous alarm system | Continuous alarm system |  | UST Currently In Use: 6; UST Temp Close: 0; AST Currently In Use: 0; AST Temp Closed: 0 | 6 | 0 | 0 | 21090-021-019223 | LOVES COUNTRY STORES
52381 | Currently in Use |  | 2015-10-13 |  | Petroleum | Other, B-99 | Other | Retail | Double Wall | Double Wall |  |  | Fiberglass reinforced plastic |  | 2015-10-13 | Catchment Basin | Automatic shutoff device At 95% full | Automatic shutoff device At 95% full | Interstitial Monitoring within Secondary Containment |  |  |  | Containment Sump | Automatic shutoff device (AELLD) | Interstitial Monitoring within Secondary Containment |  | Continuous alarm system | Continuous alarm system |  | UST Currently In Use: 6; UST Temp Close: 0; AST Currently In Use: 0; AST Temp Closed: 0 | 6 | 0 | 0 | 21090-115-020924 | LOVES COUNTRY STORES
52382 | Currently in Use |  | 2015-10-13 |  | Petroleum | Other, B-99 | Other | Retail | Double Wall | Double Wall |  |  | Double Wall |  | 2015-10-13 | Catchment Basin | Automatic shutoff device At 95% full | Automatic shutoff device At 95% full | Interstitial Monitoring within Secondary Containment | SENSOR TO ATG | Automatic Tank Gauge |  | Containment Sump | Automatic shutoff device (AELLD) | Interstitial Monitoring within Secondary Containment | SENSOR TO ATG | Continuous alarm system | Continuous alarm system |  | UST Currently In Use: 6; UST Temp Close: 0; AST Currently In Use: 0; AST Temp Closed: 0 | 6 | 0 | 0 | 21090-035-019497 | LOVES COUNTRY STORES
52383 | Currently in Use |  | 2015-10-31 |  | Petroleum | Unleaded gasoline | Unleaded gasoline |  | Double Wall | Double Wall |  |  | Fiberglass reinforced plastic |  |  | Catchment Basin | Automatic shutoff device At 95% full | Automatic shutoff device At 95% full | Interstitial Monitoring within Secondary Containment | SENSOR TO ATG | Continuous Automatic Tank Gauge | Single walled submersible pump containment sump | Containment Sump | Containment Sump | Interstitial Monitoring within Secondary Containment | SENSOR TO ATG | Other | Continuous alarm system |  | UST Currently In Use: 2; UST Temp Close: 0; AST Currently In Use: 0; AST Temp Closed: 0 | 2 | 0 | 4 | 25914-009-007290 | JAYESH M PATEL
52384 | Currently in Use |  | 2015-10-31 |  | Petroleum | Premium gasoline | Premium gasoline | Retail | Double Wall | Double Wall |  |  | Double Wall |  |  | Catchment Basin | Automatic shutoff device At 95% full | Automatic shutoff device At 95% full | Interstitial Monitoring within Secondary Containment | SENSOR TO ATG | Continuous Automatic Tank Gauge | Single walled submersible pump containment sump | Containment Sump | Containment Sump | Interstitial Monitoring within Secondary Containment | SENSOR TO ATG | Continuous alarm system | Continuous alarm system |  | UST Currently In Use: 2; UST Temp Close: 0; AST Currently In Use: 0; AST Temp Closed: 0 | 2 | 0 | 4 | 25914-009-007290 | JAYESH M PATEL
52385 | Currently in Use |  | 2015-11-04 |  | Petroleum | Unleaded gasoline | Unleaded gasoline | Retail | Fiberglass reinforced plastic | Double Wall |  |  | Fiberglass reinforced plastic |  | 2015-11-04 | Catchment Basin | Automatic shutoff device At 95% full | Automatic shutoff device At 95% full | Interstitial Monitoring within Secondary Containment |  | Automatic Tank Gauge |  | Containment Sump | Automatic flow restrictor (MLLD) | Interstitial Monitoring within Secondary Containment | SENSOR TO ATG | Continuous alarm system | Continuous alarm system |  | UST Currently In Use: 2; UST Temp Close: 0; AST Currently In Use: 0; AST Temp Closed: 0 | 2 | 0 | 0 | 13579-097-021062 | MURPHY OIL USA, INC.
52386 | Currently in Use |  | 2015-11-04 |  | Petroleum | Premium gasoline | Premium gasoline | Retail | Fiberglass reinforced plastic | Double Wall |  |  | Fiberglass reinforced plastic |  | 2015-11-04 | Catchment Basin | Automatic shutoff device At 95% full | Automatic shutoff device At 95% full | Interstitial Monitoring within Secondary Containment |  | Automatic Tank Gauge |  | Containment Sump | Automatic flow restrictor (MLLD) | Interstitial Monitoring within Secondary Containment | SENSOR TO ATG | Continuous alarm system | Continuous alarm system |  | UST Currently In Use: 2; UST Temp Close: 0; AST Currently In Use: 0; AST Temp Closed: 0 | 2 | 0 | 0 | 13579-097-021062 | MURPHY OIL USA, INC.
52388 | Currently in Use |  | 2015-10-04 |  | Petroleum | Premium gasoline | Premium gasoline | Retail | 4D-6P | Double Wall |  |  | Double Wall |  | 2015-10-04 | Catchment Basin | Automatic shutoff device At 95% full | Automatic shutoff device At 95% full | Interstitial Monitoring within Secondary Containment | SENSOR TO ATG |  |  | Sump sensor relayed to automatically shut off submersible pump | Containment Sump | Interstitial Monitoring within Secondary Containment | SENSOR TO ATG | Continuous alarm system | Continuous alarm system |  | UST Currently In Use: 2; UST Temp Close: 0; AST Currently In Use: 0; AST Temp Closed: 0 | 2 | 0 | 2 | 20072-073-015187 | A & M OIL CO LLC
52389 | Currently in Use |  | 2015-10-04 |  | Petroleum | Unleaded gasoline | Unleaded gasoline | Retail | Double Wall | Double Wall |  |  | Double Wall |  | 2015-10-04 | Catchment Basin | Automatic shutoff device At 95% full | Automatic shutoff device At 95% full | Interstitial Monitoring within Secondary Containment | SENSOR TO ATG |  |  | Sump sensor relayed to automatically shut off submersible pump | Containment Sump | Interstitial Monitoring within Secondary Containment | SENSOR TO ATG | Continuous alarm system | Continuous alarm system |  | UST Currently In Use: 2; UST Temp Close: 0; AST Currently In Use: 0; AST Temp Closed: 0 | 2 | 0 | 2 | 20072-073-015187 | A & M OIL CO LLC
52392 | Currently in Use |  | 2001-01-01 |  | Petroleum | On road diesel | On road diesel | Emergency power generator | Fiberglass reinforced plastic | Double Wall |  |  | Double Wall |  |  | Other | Audible high level alarm At 90% full | Audible high level alarm At 90% full | Interstitial Monitoring within Secondary Containment |  | Automatic Tank Gauge |  | Containment Sump | Containment Sump | Interstitial Monitoring within Secondary Containment |  | Continuous alarm system | Continuous alarm system |  | UST Currently In Use: 1; UST Temp Close: 0; AST Currently In Use: 0; AST Temp Closed: 0 | 1 | 0 | 0 | 25296-073-021064 | CBRE- PATRIOT MIDTOWN PARK
52393 | Currently in Use |  | 2015-10-01 |  | Petroleum | Unleaded gasoline | Unleaded gasoline | Retail | Double Wall | Double Wall |  |  | Flexible |  | 2015-10-01 | Catchment Basin | Automatic shutoff device At 95% full | Automatic shutoff device At 95% full | Interstitial Monitoring within Secondary Containment |  | Automatic Tank Gauge | Single walled submersible pump containment sump | Containment Sump | Automatic flow restrictor (MLLD) | Interstitial Monitoring within Secondary Containment | MANUAL/VISUAL CHECK |  |  |  | UST Currently In Use: 2; UST Temp Close: 0; AST Currently In Use: 0; AST Temp Closed: 0 | 2 | 0 | 0 | 20760-081-021065 | LAKE MARTIN, INC
52394 | Currently in Use |  | 2015-10-01 |  | Petroleum | Unleaded gasoline | Unleaded gasoline | Retail | Fiberglass reinforced plastic | Double Wall |  |  | Double Wall |  |  | Catchment Basin | Automatic shutoff device At 95% full | Automatic shutoff device At 95% full | Interstitial Monitoring within Secondary Containment |  |  |  | Automatic flow restrictor (MLLD) | Automatic flow restrictor (MLLD) | Interstitial Monitoring within Secondary Containment |  | IMREQUIRED | Continuous alarm system |  | UST Currently In Use: 2; UST Temp Close: 0; AST Currently In Use: 0; AST Temp Closed: 0 | 2 | 0 | 0 | 21994-081-021066 | WAL-MART STORES E C/O APTIM
52395 | Currently in Use |  | 2015-10-01 |  | Petroleum | Premium gasoline | Premium gasoline | Retail | Double Wall | Double Wall |  |  | Double Wall |  |  | Catchment Basin | Automatic shutoff device At 95% full | Automatic shutoff device At 95% full | Interstitial Monitoring within Secondary Containment |  |  |  | Automatic flow restrictor (MLLD) | Automatic flow restrictor (MLLD) | Interstitial Monitoring within Secondary Containment |  | Continuous alarm system | Continuous alarm system |  | UST Currently In Use: 2; UST Temp Close: 0; AST Currently In Use: 0; AST Temp Closed: 0 | 2 | 0 | 0 | 21994-081-021066 | WAL-MART STORES E C/O APTIM
52396 | Currently in Use |  | 2015-10-08 |  | Petroleum | Unleaded gasoline | Unleaded gasoline |  | Double Wall | Double Wall |  |  | Flexible |  | 2015-10-08 | Catchment Basin | Automatic shutoff device At 95% full | Automatic shutoff device At 95% full | Interstitial Monitoring within Secondary Containment | SENSOR TO ATG |  |  | Containment Sump | Automatic flow restrictor (MLLD) | Interstitial Monitoring within Secondary Containment | SENSOR TO ATG | Continuous alarm system | Continuous alarm system |  | UST Currently In Use: 2; UST Temp Close: 0; AST Currently In Use: 0; AST Temp Closed: 0 | 2 | 0 | 0 | 21994-097-021067 | WAL-MART STORES E C/O APTIM
52398 | Currently in Use |  | 2015-10-08 |  | Petroleum | Premium gasoline | Premium gasoline |  | Double Wall | Double Wall |  |  | Double Wall |  | 2015-10-08 | Catchment Basin | Automatic shutoff device At 95% full | Automatic shutoff device At 95% full | Interstitial Monitoring within Secondary Containment | SENSOR TO ATG |  |  | Containment Sump | Automatic flow restrictor (MLLD) | Interstitial Monitoring within Secondary Containment | SENSOR TO ATG | Continuous alarm system | Continuous alarm system |  | UST Currently In Use: 2; UST Temp Close: 0; AST Currently In Use: 0; AST Temp Closed: 0 | 2 | 0 | 0 | 21994-097-021067 | WAL-MART STORES E C/O APTIM
52399 | Currently in Use |  | 2016-01-27 |  | Petroleum | Unleaded gasoline | Unleaded gasoline |  | Double Wall | Double Wall |  |  | Flexible |  | 2016-01-27 | Catchment Basin | Automatic shutoff device At 95% full | Automatic shutoff device At 95% full | Interstitial Monitoring within Secondary Containment | SENSOR TO ATG |  |  | Automatic flow restrictor (MLLD) | Automatic flow restrictor (MLLD) | Interstitial Monitoring within Secondary Containment | SENSOR TO ATG | Continuous alarm system | Continuous alarm system |  | UST Currently In Use: 2; UST Temp Close: 0; AST Currently In Use: 0; AST Temp Closed: 0 | 2 | 0 | 0 | 21994-089-021068 | WAL-MART STORES E C/O APTIM
52400 | Currently in Use |  | 2016-01-27 |  | Petroleum | Premium gasoline | Premium gasoline |  | Double Wall | Double Wall |  |  | Flexible |  | 2016-01-27 | Catchment Basin | Automatic shutoff device At 95% full | Automatic shutoff device At 95% full | Interstitial Monitoring within Secondary Containment | SENSOR TO ATG |  |  | Automatic flow restrictor (MLLD) | Automatic flow restrictor (MLLD) | Interstitial Monitoring within Secondary Containment | SENSOR TO ATG | INTMON REQ | Continuous alarm system |  | UST Currently In Use: 2; UST Temp Close: 0; AST Currently In Use: 0; AST Temp Closed: 0 | 2 | 0 | 0 | 21994-089-021068 | WAL-MART STORES E C/O APTIM
52401 | Currently in Use |  | 2016-01-27 |  | Petroleum | Unleaded gasoline | Unleaded gasoline | Retail | Double Wall | Double Wall |  |  | Flexible |  |  | Catchment Basin | Automatic shutoff device At 95% full | Automatic shutoff device At 95% full | Interstitial Monitoring within Secondary Containment |  |  |  | Containment Sump | Automatic flow restrictor (MLLD) | Interstitial Monitoring within Secondary Containment | SENSOR TO ATG | Continuous alarm system | Continuous alarm system |  | UST Currently In Use: 2; UST Temp Close: 0; AST Currently In Use: 0; AST Temp Closed: 0 | 2 | 0 | 0 | 21994-081-021069 | WAL-MART STORES E C/O APTIM
52402 | Currently in Use |  | 2016-01-27 |  | Petroleum | Premium gasoline | Premium gasoline | Retail | Fiberglass reinforced plastic | Double Wall |  |  | Flexible |  |  | Catchment Basin | Automatic shutoff device At 95% full | Automatic shutoff device At 95% full | Interstitial Monitoring within Secondary Containment |  |  |  | Automatic flow restrictor (MLLD) | Automatic flow restrictor (MLLD) | Interstitial Monitoring within Secondary Containment | SENSOR TO ATG | IMREQUIRED | Continuous alarm system |  | UST Currently In Use: 2; UST Temp Close: 0; AST Currently In Use: 0; AST Temp Closed: 0 | 2 | 0 | 0 | 21994-081-021069 | WAL-MART STORES E C/O APTIM
52405 | Currently in Use |  | 2015-10-01 |  | Petroleum | Premium gasoline | Premium gasoline | Retail | Double Wall | Double Wall |  |  | Double Wall |  | 2015-10-01 | Catchment Basin | Automatic shutoff device At 95% full | Automatic shutoff device At 95% full | Interstitial Monitoring within Secondary Containment |  | Automatic Tank Gauge | Single walled submersible pump containment sump | Automatic flow restrictor (MLLD) | Automatic flow restrictor (MLLD) | Interstitial Monitoring within Secondary Containment | MANUAL/VISUAL CHECK |  |  |  | UST Currently In Use: 2; UST Temp Close: 0; AST Currently In Use: 0; AST Temp Closed: 0 | 2 | 0 | 0 | 20760-081-021065 | LAKE MARTIN, INC
52407 | Currently in Use |  | 2015-08-15 |  | Petroleum | Premium gasoline | Premium gasoline |  | Double Wall | Double Wall |  |  | Fiberglass reinforced plastic |  | 2015-08-15 | Catchment Basin | Automatic shutoff device At 95% full | Automatic shutoff device At 95% full | Interstitial Monitoring within Secondary Containment | SENSOR TO ATG | Continuous Automatic Tank Gauge | Single walled submersible pump containment sump | Automatic shutoff device (AELLD) | Automatic shutoff device (AELLD) | Interstitial Monitoring within Secondary Containment | SENSOR TO ATG | Other | Continuous alarm system |  | UST Currently In Use: 2; UST Temp Close: 0; AST Currently In Use: 0; AST Temp Closed: 0 | 2 | 0 | 4 | 24829-083-014735 | LEDANCO LLC
52408 | Currently in Use |  | 2015-10-13 |  | Petroleum | Unleaded gasoline | Unleaded gasoline |  | Fiberglass reinforced plastic | Double Wall |  |  | Fiberglass reinforced plastic |  | 2015-10-13 | Catchment Basin | Automatic shutoff device At 95% full | Automatic shutoff device At 95% full | Interstitial Monitoring within Secondary Containment |  |  | Single walled submersible pump containment sump | Containment Sump | Automatic flow restrictor (MLLD) | Interstitial Monitoring within Secondary Containment |  | Continuous alarm system | Continuous alarm system |  | UST Currently In Use: 2; UST Temp Close: 0; AST Currently In Use: 0; AST Temp Closed: 0 | 2 | 0 | 0 | 21994-101-021071 | WAL-MART STORES E C/O APTIM
52409 | Currently in Use |  | 2015-10-13 |  | Petroleum | Premium gasoline | Premium gasoline | Retail | Double Wall | Double Wall |  |  | Double Wall |  | 2015-10-13 | Catchment Basin | Automatic shutoff device At 95% full | Automatic shutoff device At 95% full | Interstitial Monitoring within Secondary Containment |  |  | Single walled submersible pump containment sump | Automatic flow restrictor (MLLD) | Automatic flow restrictor (MLLD) | Interstitial Monitoring within Secondary Containment |  | Continuous alarm system | Continuous alarm system |  | UST Currently In Use: 2; UST Temp Close: 0; AST Currently In Use: 0; AST Temp Closed: 0 | 2 | 0 | 0 | 21994-101-021071 | WAL-MART STORES E C/O APTIM
52410 | Currently in Use |  | 2015-06-15 |  | Petroleum | Unleaded gasoline | Unleaded gasoline | Retail | Double Wall | Double Wall |  |  | Double Wall |  | 2015-06-15 | Catchment Basin | Flow Rest 90% Full | Flow Rest 90% Full | Interstitial Monitoring within Secondary Containment | SENSOR TO ATG | Continuous Automatic Tank Gauge |  | Automatic shutoff device (AELLD) | Automatic shutoff device (AELLD) | Interstitial Monitoring within Secondary Containment | SENSOR TO ATG | Continuous alarm system | Continuous alarm system |  | UST Currently In Use: 2; UST Temp Close: 0; AST Currently In Use: 0; AST Temp Closed: 0 | 2 | 0 | 0 | 23806-117-021072 | ROYAL INVESTMENT GROUP LLC
52411 | Currently in Use |  | 2015-06-15 |  | Petroleum | On road diesel | On road diesel | Retail | Double Wall | Double Wall |  |  | Flexible |  | 2015-06-15 | Catchment Basin | Flow Rest 90% Full | Flow Rest 90% Full | Interstitial Monitoring within Secondary Containment | SENSOR TO ATG | Continuous Automatic Tank Gauge |  | Automatic shutoff device (AELLD) | Automatic shutoff device (AELLD) | Interstitial Monitoring within Secondary Containment | SENSOR TO ATG | Continuous alarm system | Continuous alarm system |  | UST Currently In Use: 2; UST Temp Close: 0; AST Currently In Use: 0; AST Temp Closed: 0 | 2 | 0 | 0 | 23806-117-021072 | ROYAL INVESTMENT GROUP LLC
52412 | Permanently Closed | 2014-10-12 | 1989-06-07 | 2016-10-12 | Petroleum | On road diesel | On road diesel | Local Government | Fiberglass reinforced plastic | Fiberglass reinforced plastic |  |  | BLACK IRON | [7 empty] | Automatic Tank Gauge | [8 empty] | UST Currently In Use: 0; UST Temp Close: 0; AST Currently In Use: 1; AST Temp Closed: 0 | 0 | 0 | 1 | 11019-049-021073 | CITY OF FORT PAYNE
52413 | Currently in Use |  | 2015-05-15 |  | Petroleum | Unleaded gasoline | Unleaded gasoline | Retail | Double Wall | Double Wall |  |  | Flexible |  |  | Catchment Basin | Automatic shutoff device At 95% full | Automatic shutoff device At 95% full | Interstitial Monitoring within Secondary Containment | SENSOR TO ATG | Continuous Automatic Tank Gauge |  | Containment Sump | Automatic flow restrictor (MLLD) | Interstitial Monitoring within Secondary Containment | SENSOR TO ATG | Continuous alarm system | Continuous alarm system |  | UST Currently In Use: 2; UST Temp Close: 0; AST Currently In Use: 0; AST Temp Closed: 0 | 2 | 0 | 6 | 25640-035-008625 | 4REAL LLC
52414 | Currently in Use |  | 2015-05-15 |  | Petroleum | Premium gasoline | Premium gasoline | Retail | Double Wall | Double Wall |  |  | Double Wall |  |  | Catchment Basin | Automatic shutoff device At 95% full | Automatic shutoff device At 95% full | Interstitial Monitoring within Secondary Containment | SENSOR TO ATG | Continuous Automatic Tank Gauge |  | Containment Sump | Automatic flow restrictor (MLLD) | Interstitial Monitoring within Secondary Containment | SENSOR TO ATG | Continuous alarm system | Continuous alarm system |  | UST Currently In Use: 2; UST Temp Close: 0; AST Currently In Use: 0; AST Temp Closed: 0 | 2 | 0 | 6 | 25640-035-008625 | 4REAL LLC
52415 | Currently in Use |  | 2015-12-15 |  | Petroleum | Unleaded gasoline | Unleaded gasoline | Retail | Fiberglass reinforced plastic | Double Wall |  |  | Flexible |  | 2015-12-15 | Catchment Basin | Audible high level alarm At 90% full | Audible high level alarm At 90% full | Interstitial Monitoring within Secondary Containment | SENSOR TO ATG |  | Single walled submersible pump containment sump | Containment Sump | Automatic shutoff device (AELLD) | Interstitial Monitoring within Secondary Containment | SENSOR TO ATG | Continuous alarm system | Continuous alarm system |  | UST Currently In Use: 3; UST Temp Close: 0; AST Currently In Use: 0; AST Temp Closed: 0 | 3 | 0 | 4 | 15420-103-003720 | MAPCO EXPRESS, INC.
52416 | Currently in Use |  | 2015-12-15 |  | Petroleum | Premium gasoline | Premium gasoline | Retail | Double Wall | Double Wall |  |  | Double Wall |  | 2015-12-15 | Catchment Basin | Automatic shutoff device At 95% full | Audible high level alarm At 90% full | Interstitial Monitoring within Secondary Containment | SENSOR TO ATG |  | Single walled submersible pump containment sump | Automatic shutoff device (AELLD) | Automatic shutoff device (AELLD) | Interstitial Monitoring within Secondary Containment | SENSOR TO ATG | Continuous alarm system | Continuous alarm system |  | UST Currently In Use: 3; UST Temp Close: 0; AST Currently In Use: 0; AST Temp Closed: 0 | 3 | 0 | 4 | 15420-103-003720 | MAPCO EXPRESS, INC.
52417 | Currently in Use |  | 2015-12-15 |  | Petroleum | Mid-grade gasoline | Mid-grade gasoline | Retail | Double Wall | Double Wall |  |  | Double Wall |  | 2015-12-15 | Catchment Basin | Audible high level alarm At 90% full | Audible high level alarm At 90% full | Interstitial Monitoring within Secondary Containment | SENSOR TO ATG |  | Single walled submersible pump containment sump | Automatic shutoff device (AELLD) | Automatic shutoff device (AELLD) | Interstitial Monitoring within Secondary Containment | SENSOR TO ATG | Continuous alarm system | Continuous alarm system |  | UST Currently In Use: 3; UST Temp Close: 0; AST Currently In Use: 0; AST Temp Closed: 0 | 3 | 0 | 4 | 15420-103-003720 | MAPCO EXPRESS, INC.
52418 | Currently in Use |  | 2016-01-20 |  | Petroleum | Unleaded gasoline | Unleaded gasoline |  | Double Wall | Double Wall |  |  | Double Wall |  |  | Catchment Basin | Automatic shutoff device At 95% full | Automatic shutoff device At 95% full | Interstitial Monitoring within Secondary Containment |  |  |  | Automatic flow restrictor (MLLD) | Automatic flow restrictor (MLLD) | Interstitial Monitoring within Secondary Containment | SENSOR TO ATG | Continuous alarm system | Continuous alarm system |  | UST Currently In Use: 2; UST Temp Close: 0; AST Currently In Use: 0; AST Temp Closed: 0 | 2 | 0 | 0 | 21994-113-021074 | WAL-MART STORES E C/O APTIM
52419 | Currently in Use |  | 2016-01-20 |  | Petroleum | Premium gasoline | Premium gasoline | Retail | Double Wall | Double Wall |  |  | Flexible |  |  | Catchment Basin | Automatic shutoff device At 95% full | Automatic shutoff device At 95% full | Interstitial Monitoring within Secondary Containment |  |  |  | Automatic flow restrictor (MLLD) | Automatic flow restrictor (MLLD) | Interstitial Monitoring within Secondary Containment | SENSOR TO ATG | Continuous alarm system | Continuous alarm system |  | UST Currently In Use: 2; UST Temp Close: 0; AST Currently In Use: 0; AST Temp Closed: 0 | 2 | 0 | 0 | 21994-113-021074 | WAL-MART STORES E C/O APTIM
52420 | Currently in Use |  | 2015-12-10 |  | Petroleum | Unleaded gasoline | Unleaded gasoline | Retail | Double Wall | Double Wall |  |  | Double Wall |  | 2015-12-10 | Catchment Basin | Automatic shutoff device At 95% full | Audible high level alarm At 90% full | Interstitial Monitoring within Secondary Containment | SENSOR TO ATG | Continuous Automatic Tank Gauge |  | Automatic flow restrictor (MLLD) | Automatic flow restrictor (MLLD) | Interstitial Monitoring within Secondary Containment | SENSOR TO ATG | Continuous alarm system | Continuous alarm system |  | UST Currently In Use: 1; UST Temp Close: 0; AST Currently In Use: 0; AST Temp Closed: 0 | 1 | 0 | 0 | 22953-073-021075 | JOHNNY THOMAS
52421 | Currently in Use |  | 2015-12-27 |  | Petroleum | Unleaded gasoline | Unleaded gasoline | Retail | Double Wall | Double Wall |  |  | Flexible |  | 2015-12-27 | Catchment Basin | Audible high level alarm At 90% full | Audible high level alarm At 90% full | Interstitial Monitoring within Secondary Containment | SENSOR TO ATG | Automatic Tank Gauge |  | Automatic shutoff device (AELLD) | Automatic shutoff device (AELLD) | Interstitial Monitoring within Secondary Containment | SENSOR TO ATG | INTMON REQ | Continuous alarm system |  | UST Currently In Use: 3; UST Temp Close: 0; AST Currently In Use: 0; AST Temp Closed: 0 | 3 | 0 | 0 | 15420-089-021077 | MAPCO EXPRESS, INC.
52422 | Currently in Use |  | 2015-12-27 |  | Petroleum | Premium gasoline | Premium gasoline | Retail | Double Wall | Double Wall |  |  | Double Wall |  | 2015-12-27 | Catchment Basin | Audible high level alarm At 90% full | Audible high level alarm At 90% full | Interstitial Monitoring within Secondary Containment | SENSOR TO ATG | Automatic Tank Gauge |  | Containment Sump | Automatic shutoff device (AELLD) | Interstitial Monitoring within Secondary Containment | SENSOR TO ATG | INTMON REQ | Continuous alarm system |  | UST Currently In Use: 3; UST Temp Close: 0; AST Currently In Use: 0; AST Temp Closed: 0 | 3 | 0 | 0 | 15420-089-021077 | MAPCO EXPRESS, INC.
52423 | Currently in Use |  | 2015-12-27 |  | Petroleum | E85 | E85 | Retail | Double Wall | Double Wall |  |  | Flexible |  | 2015-12-27 | Catchment Basin | Audible high level alarm At 90% full | Audible high level alarm At 90% full | Interstitial Monitoring within Secondary Containment | SENSOR TO ATG | Other |  | Automatic shutoff device (AELLD) | Automatic shutoff device (AELLD) | Interstitial Monitoring within Secondary Containment | SENSOR TO ATG | Other | Continuous alarm system |  | UST Currently In Use: 3; UST Temp Close: 0; AST Currently In Use: 0; AST Temp Closed: 0 | 3 | 0 | 0 | 15420-089-021077 | MAPCO EXPRESS, INC.
52425 | Currently in Use |  | 2015-11-01 |  | Petroleum | Unleaded gasoline | Unleaded gasoline | Retail | Double Wall | Double Wall |  |  | Double Wall |  |  | Catchment Basin | Automatic shutoff device At 95% full | Automatic shutoff device At 95% full | Interstitial Monitoring within Secondary Containment |  | Continuous Automatic Tank Gauge |  | Automatic shutoff device (AELLD) | Automatic shutoff device (AELLD) | Interstitial Monitoring within Secondary Containment |  |  |  |  | UST Currently In Use: 2; UST Temp Close: 0; AST Currently In Use: 0; AST Temp Closed: 0 | 2 | 0 | 2 | 23429-015-012398 | MUSA PROPERTIES, LLC
52426 | Currently in Use |  | 2015-11-01 |  | Petroleum | Unleaded gasoline | Unleaded gasoline | Retail | Double Wall | Double Wall |  |  | Double Wall |  |  | Catchment Basin | Automatic shutoff device At 95% full | Automatic shutoff device At 95% full | Interstitial Monitoring within Secondary Containment |  | Continuous Automatic Tank Gauge |  | Automatic shutoff device (AELLD) | Automatic shutoff device (AELLD) | Interstitial Monitoring within Secondary Containment |  |  |  |  | UST Currently In Use: 2; UST Temp Close: 0; AST Currently In Use: 0; AST Temp Closed: 0 | 2 | 0 | 2 | 23429-015-012398 | MUSA PROPERTIES, LLC
52428 | Currently in Use |  | 2015-10-01 |  | Petroleum | Unleaded gasoline | Unleaded gasoline | Retail | Double Wall | Double Wall |  |  | Double Wall |  |  | Catchment Basin | Automatic shutoff device At 95% full | Automatic shutoff device At 95% full | Interstitial Monitoring within Secondary Containment |  |  |  | Automatic flow restrictor (MLLD) | Automatic flow restrictor (MLLD) | Interstitial Monitoring within Secondary Containment | SENSOR TO ATG | Continuous alarm system | Annual line testing |  | UST Currently In Use: 2; UST Temp Close: 0; AST Currently In Use: 0; AST Temp Closed: 0 | 2 | 0 | 0 | 21126-081-021078 | FREEDOM FUELS LLC
52429 | Currently in Use |  | 2015-10-01 |  | Petroleum | Premium gasoline | Premium gasoline | Retail | Fiberglass reinforced plastic | Double Wall |  |  | Fiberglass reinforced plastic |  |  | Catchment Basin | Automatic shutoff device At 95% full | Automatic shutoff device At 95% full | Interstitial Monitoring within Secondary Containment |  |  |  | Automatic flow restrictor (MLLD) | Automatic flow restrictor (MLLD) | Interstitial Monitoring within Secondary Containment | SENSOR TO ATG | Annual line testing | Annual line testing |  | UST Currently In Use: 2; UST Temp Close: 0; AST Currently In Use: 0; AST Temp Closed: 0 | 2 | 0 | 0 | 21126-081-021078 | FREEDOM FUELS LLC
52431 | Permanently Closed | 2016-12-27 | 1989-01-01 |  | Petroleum | Used oil | Used oil | State/federal government | Single Wall | Single Wall | Coated & cathodic protection (sti-P3) |  | NONE |  |  | Other | EXEMPT | Other |  |  | Manual Tank Gauging (only tanks 1000 gal. or less and 48” or 64” in diameter) | [8 empty] | UST Currently In Use: 0; UST Temp Close: 0; AST Currently In Use: 0; AST Temp Closed: 0 | 0 | 0 | 3 | 19113-101-016012 | STATE OF ALABAMA MOTOR POOL
52432 | Permanently Closed | 2022-02-25 | 1989-01-01 | 2022-02-25 | Petroleum | On road diesel | On road diesel | Emergency power generator | Single Wall | Single Wall | Coated & cathodic protection (sti-P3) |  | COPPER |  |  | Catchment Basin | [13 empty] | UST Currently In Use: 0; UST Temp Close: 0; AST Currently In Use: 0; AST Temp Closed: 0 | 0 | 0 | 2 | 24860-117-013747 | FRESH TECHNOLOGY LLC
52433 | Currently in Use |  | 2014-05-13 |  | Petroleum | On road diesel | On road diesel | Retail | Double Wall | Double Wall |  |  | Double Wall |  | 2014-05-13 | Catchment Basin | Automatic shutoff device At 95% full | Automatic shutoff device At 95% full | Interstitial Monitoring within Secondary Containment |  |  |  | Automatic shutoff device (AELLD) | Automatic shutoff device (AELLD) | Interstitial Monitoring within Secondary Containment |  | Continuous alarm system | Continuous alarm system |  | UST Currently In Use: 3; UST Temp Close: 0; AST Currently In Use: 0; AST Temp Closed: 0 | 3 | 0 | 0 | 13343-007-020911 | MCCULLOUGH OIL COMPANY, INC.
52435 | Currently in Use |  | 2015-08-15 |  | Petroleum | Unleaded gasoline | Unleaded gasoline | Industrial | Double Wall | Double Wall |  |  | Flexible | APT | 2015-08-15 | Catchment Basin | Audible high level alarm At 90% full | Audible high level alarm At 90% full | Interstitial Monitoring within Secondary Containment | SENSOR TO ATG |  |  | Automatic flow restrictor (MLLD) | Automatic flow restrictor (MLLD) | Interstitial Monitoring within Secondary Containment | SENSOR TO ATG | Continuous alarm system | Continuous alarm system |  | UST Currently In Use: 2; UST Temp Close: 0; AST Currently In Use: 0; AST Temp Closed: 0 | 2 | 0 | 0 | 10125-073-021080 | SPIRE ALABAMA INC.
52437 | Currently in Use |  | 2015-08-15 |  | Petroleum | On road diesel | On road diesel | Industrial | Double Wall | Double Wall |  |  | Double Wall | APT | 2015-08-15 | Catchment Basin | Audible high level alarm At 90% full | Audible high level alarm At 90% full | Interstitial Monitoring within Secondary Containment | SENSOR TO ATG |  |  | Containment Sump | Automatic flow restrictor (MLLD) | Interstitial Monitoring within Secondary Containment | SENSOR TO ATG | Continuous alarm system | Continuous alarm system |  | UST Currently In Use: 2; UST Temp Close: 0; AST Currently In Use: 0; AST Temp Closed: 0 | 2 | 0 | 0 | 10125-073-021080 | SPIRE ALABAMA INC.
52438 | Currently in Use |  | 2015-10-20 |  | Petroleum | On road diesel | On road diesel | Retail | Double Wall | Double Wall |  |  | Flexible |  | 2015-10-20 | Catchment Basin | Automatic shutoff device At 95% full | Automatic shutoff device At 95% full | Interstitial Monitoring within Secondary Containment | SENSOR TO ATG |  |  | Automatic shutoff device (AELLD) | Automatic shutoff device (AELLD) | Interstitial Monitoring within Secondary Containment | SENSOR TO ATG | Continuous alarm system | Continuous alarm system |  | UST Currently In Use: 6; UST Temp Close: 0; AST Currently In Use: 0; AST Temp Closed: 0 | 6 | 0 | 0 | 19984-121-021081 | PILOT TRAVEL CENTERS, LLC
52439 | Currently in Use |  | 2015-10-20 |  | Petroleum | On road diesel | On road diesel | Retail | Double Wall | Double Wall |  |  | Flexible |  | 2015-10-20 | Catchment Basin | Automatic shutoff device At 95% full | Automatic shutoff device At 95% full | Interstitial Monitoring within Secondary Containment | SENSOR TO ATG |  |  | Automatic shutoff device (AELLD) | Automatic shutoff device (AELLD) | Interstitial Monitoring within Secondary Containment | SENSOR TO ATG | Continuous alarm system | Continuous alarm system |  | UST Currently In Use: 6; UST Temp Close: 0; AST Currently In Use: 0; AST Temp Closed: 0 | 6 | 0 | 0 | 19984-121-021081 | PILOT TRAVEL CENTERS, LLC
52440 | Currently in Use |  | 2015-10-20 |  | Petroleum | Unleaded gasoline | Unleaded gasoline |  | Double Wall | Double Wall |  |  | Flexible |  | 2015-10-20 | Catchment Basin | Automatic shutoff device At 95% full | Automatic shutoff device At 95% full | Interstitial Monitoring within Secondary Containment | SENSOR TO ATG |  |  | Containment Sump | Automatic shutoff device (AELLD) | Interstitial Monitoring within Secondary Containment | SENSOR TO ATG | Continuous alarm system | Continuous alarm system |  | UST Currently In Use: 6; UST Temp Close: 0; AST Currently In Use: 0; AST Temp Closed: 0 | 6 | 0 | 0 | 19984-121-021081 | PILOT TRAVEL CENTERS, LLC
52441 | Currently in Use |  | 2015-10-20 |  | Petroleum | Unleaded gasoline | Unleaded gasoline | Retail | Fiberglass reinforced plastic | Double Wall |  |  | Flexible |  | 2015-10-20 | Catchment Basin | Automatic shutoff device At 95% full | Automatic shutoff device At 95% full | Interstitial Monitoring within Secondary Containment | SENSOR TO ATG |  |  | Automatic shutoff device (AELLD) | Automatic shutoff device (AELLD) | Interstitial Monitoring within Secondary Containment | SENSOR TO ATG | Continuous alarm system | Continuous alarm system |  | UST Currently In Use: 6; UST Temp Close: 0; AST Currently In Use: 0; AST Temp Closed: 0 | 6 | 0 | 0 | 19984-121-021081 | PILOT TRAVEL CENTERS, LLC
52442 | Currently in Use |  | 2015-10-20 |  | Petroleum | Off road diesel | Off road diesel |  | Double Wall | Double Wall |  |  | Flexible |  | 2015-10-20 | Catchment Basin | Automatic shutoff device At 95% full | Automatic shutoff device At 95% full | Interstitial Monitoring within Secondary Containment | SENSOR TO ATG |  |  | Automatic shutoff device (AELLD) | Automatic shutoff device (AELLD) | Interstitial Monitoring within Secondary Containment | SENSOR TO ATG | Continuous alarm system | Continuous alarm system |  | UST Currently In Use: 6; UST Temp Close: 0; AST Currently In Use: 0; AST Temp Closed: 0 | 6 | 0 | 0 | 19984-121-021081 | PILOT TRAVEL CENTERS, LLC
52443 | Currently in Use |  | 2016-01-20 |  | Petroleum | Premium gasoline | Premium gasoline | Retail | Double Wall | Double Wall |  |  | Double Wall |  | 2016-01-20 | Catchment Basin | Automatic shutoff device At 95% full | Automatic shutoff device At 95% full | Interstitial Monitoring within Secondary Containment | SENSOR TO ATG |  |  | Automatic flow restrictor (MLLD) | Automatic flow restrictor (MLLD) | Interstitial Monitoring within Secondary Containment | SENSOR TO ATG | Continuous alarm system | Continuous alarm system |  | UST Currently In Use: 6; UST Temp Close: 0; AST Currently In Use: 0; AST Temp Closed: 0 | 6 | 0 | 0 | 19984-121-021081 | PILOT TRAVEL CENTERS, LLC
52448 | Currently in Use |  | 1997-05-01 |  | Petroleum | Unleaded gasoline | Unleaded gasoline | Retail | Fiberglass coated steel | Double Wall |  |  | Fiberglass reinforced plastic | OPW |  | Catchment Basin | Automatic shutoff device At 95% full | Automatic shutoff device At 95% full |  |  | Continuous Automatic Tank Gauge |  | Automatic flow restrictor (MLLD) | Automatic flow restrictor (MLLD) |  |  | Annual line testing | Annual line testing |  | UST Currently In Use: 3; UST Temp Close: 0; AST Currently In Use: 0; AST Temp Closed: 0 | 3 | 0 | 5 | 17363-073-015428 | DON HODGENS
52449 | Currently in Use |  | 1997-05-01 |  | Petroleum | Premium gasoline | Premium gasoline | Retail | Double Wall | Double Wall |  |  | Flexible | OPW |  | Catchment Basin | Automatic shutoff device At 95% full | Automatic shutoff device At 95% full |  |  | Continuous Automatic Tank Gauge |  | Containment Sump | Automatic flow restrictor (MLLD) |  |  | Annual line testing | Annual line testing |  | UST Currently In Use: 3; UST Temp Close: 0; AST Currently In Use: 0; AST Temp Closed: 0 | 3 | 0 | 5 | 17363-073-015428 | DON HODGENS
52450 | Currently in Use |  | 1997-05-01 |  | Petroleum | On road diesel | On road diesel | Retail | Double Wall | Double Wall |  |  | Fiberglass reinforced plastic | OPW |  | Catchment Basin | Automatic shutoff device At 95% full | Automatic shutoff device At 95% full |  |  | Continuous Automatic Tank Gauge |  | Containment Sump | Containment Sump | [5 empty] | UST Currently In Use: 3; UST Temp Close: 0; AST Currently In Use: 0; AST Temp Closed: 0 | 3 | 0 | 5 | 17363-073-015428 | DON HODGENS
52451 | Permanently Closed | 2014-10-06 | 1991-01-01 | 2016-10-06 | Petroleum | On road diesel | On road diesel | Local government | Fiberglass reinforced plastic | Fiberglass reinforced plastic |  |  | Single Wall |  |  | Catchment Basin | Automatic shutoff device At 95% full | Automatic shutoff device At 95% full | [11 empty] | UST Currently In Use: 0; UST Temp Close: 0; AST Currently In Use: 0; AST Temp Closed: 0 | 0 | 0 | 2 | 15641-059-013627 | FRANKLIN COUNTY COMMISSION
52452 | Currently in Use |  | 2015-03-20 |  | Petroleum | Unleaded gasoline | Unleaded gasoline | Retail | Double Wall | Double Wall |  |  | Double Wall |  | 2015-03-20 | Catchment Basin | Flow Rest 90% Full | Flow Rest 90% Full | Interstitial Monitoring within Secondary Containment | SENSOR TO ATG | Continuous Automatic Tank Gauge | Single walled submersible pump containment sump | Containment Sump | Automatic flow restrictor (MLLD) | Interstitial Monitoring within Secondary Containment | SENSOR TO ATG | INTMON RQ | Annual line testing |  | UST Currently In Use: 3; UST Temp Close: 0; AST Currently In Use: 0; AST Temp Closed: 0 | 3 | 0 | 4 | 24888-071-011011 | KEVIN ROBERTS
52453 | Currently in Use |  | 2015-03-20 |  | Petroleum | Unleaded gasoline | Unleaded gasoline | Retail | Double Wall | Double Wall |  |  | Double Wall |  | 2015-03-20 | Catchment Basin | Flow Rest 90% Full | Flow Rest 90% Full | Interstitial Monitoring within Secondary Containment | SENSOR TO ATG | Continuous Automatic Tank Gauge | Single walled submersible pump containment sump | Containment Sump | Automatic flow restrictor (MLLD) | Interstitial Monitoring within Secondary Containment | SENSOR TO ATG | INTMON RQ | Annual line testing |  | UST Currently In Use: 3; UST Temp Close: 0; AST Currently In Use: 0; AST Temp Closed: 0 | 3 | 0 | 4 | 24888-071-011011 | KEVIN ROBERTS
52456 | Currently in Use |  | 2015-03-20 |  | Petroleum | On road diesel | On road diesel | Retail | Double Wall | Double Wall |  |  | Double Wall |  | 2015-03-20 | Catchment Basin | Flow Rest 90% Full | Flow Rest 90% Full | Interstitial Monitoring within Secondary Containment | SENSOR TO ATG | Continuous Automatic Tank Gauge | [5 empty] | Other | Other |  | UST Currently In Use: 3; UST Temp Close: 0; AST Currently In Use: 0; AST Temp Closed: 0 | 3 | 0 | 4 | 24888-071-011011 | KEVIN ROBERTS
52457 | Currently in Use | 2019-08-14 | 2015-12-11 |  | Petroleum | Unleaded gasoline | Unleaded gasoline | Retail | Double Wall | Double Wall |  |  | Double Wall |  | 2015-12-11 | Catchment Basin |  |  | Interstitial Monitoring within Secondary Containment | SENSOR TO ATG | Continuous Automatic Tank Gauge | Single walled submersible pump containment sump | Automatic flow restrictor (MLLD) | Automatic flow restrictor (MLLD) | Interstitial Monitoring within Secondary Containment | SENSOR TO ATG | Annual line testing | Annual line testing |  | UST Currently In Use: 2; UST Temp Close: 0; AST Currently In Use: 0; AST Temp Closed: 0 | 2 | 0 | 0 | 25701-089-021090 | LIANA PROPERTIES
52458 | Currently in Use | 2019-08-14 | 2015-12-11 |  | Petroleum | Premium gasoline | Premium gasoline | Retail | Fiberglass reinforced plastic | Double Wall |  |  | Flexible |  | 2015-12-11 | Catchment Basin |  |  | Interstitial Monitoring within Secondary Containment | SENSOR TO ATG | Continuous Automatic Tank Gauge | Single walled submersible pump containment sump | Automatic flow restrictor (MLLD) | Automatic flow restrictor (MLLD) | Interstitial Monitoring within Secondary Containment | SENSOR TO ATG | INTMON REQ | Annual line testing |  | UST Currently In Use: 2; UST Temp Close: 0; AST Currently In Use: 0; AST Temp Closed: 0 | 2 | 0 | 0 | 25701-089-021090 | LIANA PROPERTIES
52459 | Currently in Use |  | 2015-12-01 |  | Petroleum | Unleaded gasoline | Unleaded gasoline | Retail | Fiberglass reinforced plastic | Double Wall |  |  | Double Wall |  | 2015-12-01 | Catchment Basin | Automatic shutoff device At 95% full | Automatic shutoff device At 95% full | Interstitial Monitoring within Secondary Containment |  |  | Single walled submersible pump containment sump | Automatic flow restrictor (MLLD) | Automatic flow restrictor (MLLD) | Interstitial Monitoring within Secondary Containment | SENSOR TO ATG | Continuous alarm system | Continuous alarm system |  | UST Currently In Use: 2; UST Temp Close: 0; AST Currently In Use: 0; AST Temp Closed: 0 | 2 | 0 | 0 | 21994-101-021091 | WAL-MART STORES E C/O APTIM
52460 | Currently in Use |  | 2015-12-01 |  | Petroleum | Premium gasoline | Premium gasoline | Retail | Double Wall | Double Wall |  |  | Double Wall |  | 2015-12-01 | Catchment Basin | Automatic shutoff device At 95% full | Automatic shutoff device At 95% full | Interstitial Monitoring within Secondary Containment |  |  | Single walled submersible pump containment sump | Automatic flow restrictor (MLLD) | Automatic flow restrictor (MLLD) | Interstitial Monitoring within Secondary Containment | SENSOR TO ATG | Continuous alarm system | Continuous alarm system |  | UST Currently In Use: 2; UST Temp Close: 0; AST Currently In Use: 0; AST Temp Closed: 0 | 2 | 0 | 0 | 21994-101-021091 | WAL-MART STORES E C/O APTIM
52461 | Currently in Use |  | 2016-01-05 |  | Petroleum | Unleaded gasoline | Unleaded gasoline | Retail | Double Wall | Double Wall |  |  | Double Wall |  | 2016-01-05 | Catchment Basin | Audible high level alarm At 90% full | Audible high level alarm At 90% full | Interstitial Monitoring within Secondary Containment | SENSOR TO ATG | Continuous Automatic Tank Gauge |  | Automatic shutoff device (AELLD) | Automatic shutoff device (AELLD) | Interstitial Monitoring within Secondary Containment | SENSOR TO ATG | Continuous alarm system | Continuous alarm system |  | UST Currently In Use: 4; UST Temp Close: 0; AST Currently In Use: 0; AST Temp Closed: 0 | 4 | 0 | 0 | 15420-089-021092 | MAPCO EXPRESS, INC.
52462 | Currently in Use |  | 2016-01-05 |  | Petroleum | Premium gasoline | Premium gasoline | Retail | Double Wall | Double Wall |  |  | Double Wall |  | 2016-01-05 | Catchment Basin | Audible high level alarm At 90% full | Audible high level alarm At 90% full | Interstitial Monitoring within Secondary Containment | SENSOR TO ATG | Other |  | Automatic shutoff device (AELLD) | Automatic shutoff device (AELLD) | Interstitial Monitoring within Secondary Containment | SENSOR TO ATG | Continuous alarm system | Continuous alarm system |  | UST Currently In Use: 4; UST Temp Close: 0; AST Currently In Use: 0; AST Temp Closed: 0 | 4 | 0 | 0 | 15420-089-021092 | MAPCO EXPRESS, INC.
52463 | Currently in Use |  | 2016-01-05 |  | Petroleum | E85 | E85 |  | Double Wall | Double Wall |  |  | Double Wall |  | 2016-01-05 | Catchment Basin | Audible high level alarm At 90% full | Audible high level alarm At 90% full | Interstitial Monitoring within Secondary Containment | SENSOR TO ATG | Other |  | Automatic shutoff device (AELLD) | Automatic shutoff device (AELLD) | Interstitial Monitoring within Secondary Containment | SENSOR TO ATG | Continuous alarm system | Continuous alarm system |  | UST Currently In Use: 4; UST Temp Close: 0; AST Currently In Use: 0; AST Temp Closed: 0 | 4 | 0 | 0 | 15420-089-021092 | MAPCO EXPRESS, INC.
52464 | Currently in Use |  | 2016-01-05 |  | Petroleum | Other, DEF | Other | Retail | Double Wall | Double Wall |  |  | Double Wall |  | 2016-01-05 | Catchment Basin | Audible high level alarm At 90% full | Audible high level alarm At 90% full | Interstitial Monitoring within Secondary Containment |  | INTMON REQ |  | Automatic shutoff device (AELLD) | Automatic shutoff device (AELLD) | Interstitial Monitoring within Secondary Containment |  | INTMON REQ | Continuous alarm system |  | UST Currently In Use: 4; UST Temp Close: 0; AST Currently In Use: 0; AST Temp Closed: 0 | 4 | 0 | 0 | 15420-089-021092 | MAPCO EXPRESS, INC.
52465 | Currently in Use |  | 2016-04-04 |  | Petroleum | Unleaded gasoline | Unleaded gasoline | Retail | Fiberglass reinforced plastic | Double Wall |  |  | Flexible |  |  | Catchment Basin | Automatic shutoff device At 95% full | Automatic shutoff device At 95% full | Interstitial Monitoring within Secondary Containment |  |  |  | Containment Sump | Automatic flow restrictor (MLLD) | Interstitial Monitoring within Secondary Containment | SENSOR TO ATG | Continuous alarm system | Annual line testing |  | UST Currently In Use: 2; UST Temp Close: 0; AST Currently In Use: 0; AST Temp Closed: 0 | 2 | 0 | 0 | 21994-069-021093 | WAL-MART STORES E C/O APTIM
52466 | Currently in Use |  | 2016-04-04 |  | Petroleum | Premium gasoline | Premium gasoline | Retail | Double Wall | Double Wall |  |  | Double Wall |  |  | Catchment Basin | Automatic shutoff device At 95% full | Automatic shutoff device At 95% full | Interstitial Monitoring within Secondary Containment |  |  | Single walled submersible pump containment sump | Containment Sump | Automatic flow restrictor (MLLD) | Interstitial Monitoring within Secondary Containment | SENSOR TO ATG | Continuous alarm system | Continuous alarm system |  | UST Currently In Use: 2; UST Temp Close: 0; AST Currently In Use: 0; AST Temp Closed: 0 | 2 | 0 | 0 | 21994-069-021093 | WAL-MART STORES E C/O APTIM
52469 | Currently in Use |  | 2015-01-15 |  | Petroleum | On road diesel | On road diesel | Retail | Double Wall | Double Wall |  |  | Double Wall |  | 2015-01-15 | Catchment Basin | Automatic shutoff device At 95% full | Automatic shutoff device At 95% full | Interstitial Monitoring within Secondary Containment | SENSOR TO ATG |  | Single walled submersible pump containment sump | Automatic shutoff device (AELLD) | Automatic shutoff device (AELLD) | Interstitial Monitoring within Secondary Containment | SENSOR TO ATG | Other | Other |  | UST Currently In Use: 3; UST Temp Close: 0; AST Currently In Use: 0; AST Temp Closed: 0 | 3 | 0 | 1 | 25947-133-002884 | ROBERT CAYSE
52472 | Currently in Use |  | 2016-02-11 |  | Petroleum | Unleaded gasoline | Unleaded gasoline | Retail | Fiberglass reinforced plastic | Double Wall |  |  | Fiberglass reinforced plastic |  | 2016-02-11 | Catchment Basin | Automatic shutoff device At 95% full | Automatic shutoff device At 95% full | Interstitial Monitoring within Secondary Containment | SENSOR TO ATG |  |  | Containment Sump | Automatic flow restrictor (MLLD) | Interstitial Monitoring within Secondary Containment | SENSOR TO ATG | Continuous alarm system | Continuous alarm system |  | UST Currently In Use: 2; UST Temp Close: 0; AST Currently In Use: 0; AST Temp Closed: 0 | 2 | 0 | 0 | 13579-101-021096 | MURPHY OIL USA, INC.
52473 | Currently in Use |  | 2016-02-11 |  | Petroleum | Premium gasoline | Premium gasoline | Retail | Double Wall | Double Wall |  |  | Fiberglass reinforced plastic |  | 2016-02-11 | Catchment Basin | Automatic shutoff device At 95% full | Automatic shutoff device At 95% full | Interstitial Monitoring within Secondary Containment |  |  |  | Containment Sump | Automatic flow restrictor (MLLD) | Interstitial Monitoring within Secondary Containment |  | Continuous alarm system | Continuous alarm system |  | UST Currently In Use: 2; UST Temp Close: 0; AST Currently In Use: 0; AST Temp Closed: 0 | 2 | 0 | 0 | 13579-101-021096 | MURPHY OIL USA, INC.
52478 | Currently in Use |  | 2015-09-07 |  | Petroleum | Unleaded gasoline | Unleaded gasoline | Retail | Double Wall | Double Wall |  |  | Double Wall |  | 2015-09-07 | Catchment Basin | Automatic shutoff device At 95% full | Automatic shutoff device At 95% full | Interstitial Monitoring within Secondary Containment | SENSOR TO ATG | Continuous Automatic Tank Gauge |  | Containment Sump | Automatic flow restrictor (MLLD) | Interstitial Monitoring within Secondary Containment | SENSOR TO ATG | Continuous alarm system | Continuous alarm system |  | UST Currently In Use: 2; UST Temp Close: 0; AST Currently In Use: 0; AST Temp Closed: 0 | 2 | 0 | 0 | 17418-097-021097 | KLYCE ENTERPRISES
52479 | Currently in Use |  | 2015-09-17 |  | Petroleum | Premium gasoline | Premium gasoline | Retail | Double Wall | Double Wall |  |  | Double Wall |  | 2015-09-17 | Catchment Basin | Automatic shutoff device At 95% full | Automatic shutoff device At 95% full | Interstitial Monitoring within Secondary Containment | SENSOR TO ATG | Continuous Automatic Tank Gauge |  | Containment Sump | Automatic flow restrictor (MLLD) | Interstitial Monitoring within Secondary Containment | SENSOR TO ATG | Continuous alarm system | Continuous alarm system |  | UST Currently In Use: 2; UST Temp Close: 0; AST Currently In Use: 0; AST Temp Closed: 0 | 2 | 0 | 0 | 17418-097-021097 | KLYCE ENTERPRISES
52484 | Currently in Use |  | 2016-02-18 |  | Petroleum | Unleaded gasoline | Unleaded gasoline | Retail | 8R/4P/4D | Double Wall |  |  | Double Wall |  | 2016-02-18 | Catchment Basin | Automatic shutoff device At 95% full | Automatic shutoff device At 95% full | Interstitial Monitoring within Secondary Containment | SENSOR TO ATG |  | Double walled submersible pump containment sump | Containment Sump | Automatic flow restrictor (MLLD) | Interstitial Monitoring within Secondary Containment | SENSOR TO ATG | Continuous alarm system | Continuous alarm system |  | UST Currently In Use: 1; UST Temp Close: 0; AST Currently In Use: 0; AST Temp Closed: 0 | 1 | 0 | 2 | 21629-073-003970 | SABBAH BROTHERS ENTERPRISES INC
52486 | Currently in Use |  | 2016-04-29 |  | Petroleum | Unleaded gasoline | Unleaded gasoline |  | Double Wall | Double Wall |  |  | Double Wall |  |  | Catchment Basin | Automatic shutoff device At 95% full | Automatic shutoff device At 95% full | Interstitial Monitoring within Secondary Containment |  |  |  | Containment Sump | Automatic shutoff device (AELLD) | Interstitial Monitoring within Secondary Containment | SENSOR TO ATG | Continuous alarm system | Continuous alarm system |  | UST Currently In Use: 1; UST Temp Close: 0; AST Currently In Use: 0; AST Temp Closed: 0 | 1 | 0 | 3 | 22888-005-011592 | PREM PROPERTIES LLC
52487 | Currently in Use |  | 2016-05-09 |  | Petroleum | On road diesel | On road diesel | Retail | Double Wall | Double Wall |  |  | Double Wall |  |  | Catchment Basin | Automatic shutoff device At 95% full | Automatic shutoff device At 95% full | Interstitial Monitoring within Secondary Containment | [10 empty] | UST Currently In Use: 4; UST Temp Close: 0; AST Currently In Use: 0; AST Temp Closed: 0 | 4 | 0 | 4 | 19011-051-003656 | HOLLEY OIL CO INC
52488 | Currently in Use |  | 2015-11-20 |  | Petroleum | Diesel containing greater than 20% biodiesel | Diesel containing greater than 20% biodiesel | Retail | Double Wall | Double Wall |  |  | Fiberglass reinforced plastic |  | 2015-11-20 | Catchment Basin | Automatic shutoff device At 95% full | Automatic shutoff device At 95% full | Interstitial Monitoring within Secondary Containment | SENSOR TO ATG |  |  | Automatic shutoff device (AELLD) | Automatic shutoff device (AELLD) | Interstitial Monitoring within Secondary Containment | SENSOR TO ATG | Annual line testing | Annual line testing |  | UST Currently In Use: 6; UST Temp Close: 0; AST Currently In Use: 0; AST Temp Closed: 0 | 6 | 0 | 0 | 21090-003-018512 | LOVES COUNTRY STORES
52490 | Currently in Use |  | 2016-03-12 |  | Petroleum | Unleaded gasoline | Unleaded gasoline |  | Fiberglass coated steel | Double Wall |  |  | Double Wall |  |  | Catchment Basin | Automatic shutoff device At 95% full | Automatic shutoff device At 95% full | Interstitial Monitoring within Secondary Containment |  | Continuous Automatic Tank Gauge |  | Automatic shutoff device (AELLD) | Automatic shutoff device (AELLD) | Interstitial Monitoring within Secondary Containment | SENSOR TO ATG | Continuous alarm system | Continuous alarm system |  | UST Currently In Use: 4; UST Temp Close: 0; AST Currently In Use: 1; AST Temp Closed: 0 | 4 | 0 | 0 | 10182-117-012607 | ALLEN OIL CO
52491 | Currently in Use |  | 2016-04-28 |  | Petroleum | Unleaded gasoline | Unleaded gasoline | Industrial | Double Wall | Double Wall |  |  | Fiberglass reinforced plastic |  | 2016-04-28 | Catchment Basin | Audible high level alarm At 90% full | Audible high level alarm At 90% full | Interstitial Monitoring within Secondary Containment |  | Continuous Automatic Tank Gauge |  | Automatic flow restrictor (MLLD) | Automatic flow restrictor (MLLD) | Interstitial Monitoring within Secondary Containment | SENSOR TO ATG | Continuous alarm system | Continuous alarm system |  | UST Currently In Use: 2; UST Temp Close: 0; AST Currently In Use: 1; AST Temp Closed: 0 | 2 | 0 | 3 | 10118-039-003302 | POWER SOUTH ENERGY COOPERATIVE
52492 | Currently in Use |  | 2016-04-28 |  | Petroleum | On road diesel | On road diesel | Industrial | Double Wall | Double Wall |  |  | Double Wall |  | 2016-04-28 | Catchment Basin | Automatic shutoff device At 95% full | Audible high level alarm At 90% full | Interstitial Monitoring within Secondary Containment |  | Continuous Automatic Tank Gauge |  | Containment Sump | Automatic flow restrictor (MLLD) | Interstitial Monitoring within Secondary Containment | SENSOR TO ATG | Continuous alarm system | Continuous alarm system |  | UST Currently In Use: 2; UST Temp Close: 0; AST Currently In Use: 1; AST Temp Closed: 0 | 2 | 0 | 3 | 10118-039-003302 | POWER SOUTH ENERGY COOPERATIVE
52497 | Currently in Use |  | 2016-05-25 |  | Petroleum | Unleaded gasoline | Unleaded gasoline | Retail | Fiberglass coated steel | Double Wall |  |  | Double Wall |  | 2016-05-25 | Catchment Basin | Automatic shutoff device At 95% full | Automatic shutoff device At 95% full | Interstitial Monitoring within Secondary Containment | SENSOR TO ATG |  |  | Containment Sump | Automatic flow restrictor (MLLD) | Interstitial Monitoring within Secondary Containment | MANUAL/VISUAL CHECK |  |  |  | UST Currently In Use: 2; UST Temp Close: 0; AST Currently In Use: 0; AST Temp Closed: 0 | 2 | 0 | 2 | 24154-003-002466 | STOCKTON FOOD MAX INC DBA POWELLS GR
52498 | Currently in Use |  | 1992-01-01 |  | Petroleum | On road diesel | On road diesel | Emergency Power Generator | Fiberglass reinforced plastic | Fiberglass reinforced plastic |  |  | ISOLATED |  |  | Catchment Basin | Automatic shutoff device At 95% full | Automatic shutoff device At 95% full |  |  | Continuous Automatic Tank Gauge | [8 empty] | UST Currently In Use: 1; UST Temp Close: 0; AST Currently In Use: 0; AST Temp Closed: 0 | 1 | 0 | 1 | 11003-103-001925 | CITY OF DECATUR
52499 | Currently in Use |  | 1996-01-01 |  | Petroleum | Premium gasoline | Premium gasoline | State/federal government | Fiberglass coated steel | Fiberglass coated steel |  |  | Single Wall |  |  | Catchment Basin | Automatic shutoff device At 95% full | Automatic shutoff device At 95% full |  |  | Continuous Automatic Tank Gauge | [8 empty] | UST Currently In Use: 2; UST Temp Close: 0; AST Currently In Use: 0; AST Temp Closed: 0 | 2 | 0 | 0 | 24945-089-021107 | MONTE SANO STATE PARK
52500 | Currently in Use |  | 1996-01-01 |  | Petroleum | On road diesel | On road diesel | State/Federal Government | Single Wall | Fiberglass coated steel |  |  | Fiberglass reinforced plastic |  |  | Catchment Basin | Automatic shutoff device At 95% full | Automatic shutoff device At 95% full |  |  | Continuous Automatic Tank Gauge | [8 empty] | UST Currently In Use: 2; UST Temp Close: 0; AST Currently In Use: 0; AST Temp Closed: 0 | 2 | 0 | 0 | 24945-089-021107 | MONTE SANO STATE PARK
52502 | Currently in Use |  | 2016-08-17 |  | Petroleum | Unleaded gasoline | Unleaded gasoline | Retail | Fiberglass reinforced plastic | Double Wall |  |  | Double Wall |  | 2016-10-26 | Catchment Basin | Automatic shutoff device At 95% full | Automatic shutoff device At 95% full | Interstitial Monitoring within Secondary Containment |  |  | Single walled submersible pump containment sump | Containment Sump | Automatic flow restrictor (MLLD) | Interstitial Monitoring within Secondary Containment |  | Continuous alarm system | Continuous alarm system |  | UST Currently In Use: 2; UST Temp Close: 0; AST Currently In Use: 0; AST Temp Closed: 0 | 2 | 0 | 0 | 21994-125-021108 | WAL-MART STORES E C/O APTIM
52506 | Currently in Use |  | 2016-08-17 |  | Petroleum | Premium gasoline | Premium gasoline | Retail | Double Wall | Double Wall |  |  | Flexible |  | 2016-10-26 | Catchment Basin | Automatic shutoff device At 95% full | Automatic shutoff device At 95% full | Interstitial Monitoring within Secondary Containment |  |  | Single walled submersible pump containment sump | Automatic flow restrictor (MLLD) | Automatic flow restrictor (MLLD) | Interstitial Monitoring within Secondary Containment |  | Continuous alarm system | Continuous alarm system |  | UST Currently In Use: 2; UST Temp Close: 0; AST Currently In Use: 0; AST Temp Closed: 0 | 2 | 0 | 0 | 21994-125-021108 | WAL-MART STORES E C/O APTIM
52507 | Currently in Use |  | 2016-07-25 |  | Petroleum | Unleaded gasoline | Unleaded gasoline |  | Double Wall | Double Wall |  |  | Double Wall |  | 2015-08-15 | Catchment Basin | Automatic shutoff device At 95% full | Automatic shutoff device At 95% full | Interstitial Monitoring within Secondary Containment | SENSOR TO ATG | Other |  | Containment Sump | Automatic shutoff device (AELLD) | Interstitial Monitoring within Secondary Containment | SENSOR TO ATG | Statistical inventory reconciliation (SIR) | Annual line testing |  | UST Currently In Use: 4; UST Temp Close: 0; AST Currently In Use: 0; AST Temp Closed: 0 | 4 | 0 | 0 | 11576-083-015330 | DUTCH OIL COMPANY
52509 | Currently in Use |  | 2016-06-10 |  | Petroleum | Unleaded gasoline | Unleaded gasoline | Retail | Double Wall | Double Wall |  |  | Double Wall |  | 2016-06-10 | Catchment Basin | Flow Rest 90% Full | Flow Rest 90% Full | Interstitial Monitoring within Secondary Containment |  | Continuous Automatic Tank Gauge |  | Automatic shutoff device (AELLD) | Automatic shutoff device (AELLD) | Interstitial Monitoring within Secondary Containment |  | Other | Continuous alarm system |  | UST Currently In Use: 3; UST Temp Close: 0; AST Currently In Use: 0; AST Temp Closed: 0 | 3 | 0 | 0 | 24965-089-021117 | JATINDER PAL SINGH
52510 | Currently in Use |  | 2016-06-01 |  | Petroleum | Unleaded gasoline | Unleaded gasoline | Retail | Fiberglass coated steel | Double Wall |  |  | Double Wall |  | 2016-06-10 | Catchment Basin | Flow Rest 90% Full | Flow Rest 90% Full | Interstitial Monitoring within Secondary Containment |  | Continuous Automatic Tank Gauge |  | Automatic shutoff device (AELLD) | Automatic shutoff device (AELLD) | Interstitial Monitoring within Secondary Containment |  | Other | Continuous alarm system |  | UST Currently In Use: 3; UST Temp Close: 0; AST Currently In Use: 0; AST Temp Closed: 0 | 3 | 0 | 0 | 24965-089-021117 | JATINDER PAL SINGH
52511 | Currently in Use |  | 2016-06-10 |  | Petroleum | On road diesel | On road diesel | Retail | Fiberglass coated steel | Double Wall |  |  | Fiberglass reinforced plastic |  | 2016-06-10 | Catchment Basin | Flow Rest 90% Full | Flow Rest 90% Full | Interstitial Monitoring within Secondary Containment |  | Continuous Automatic Tank Gauge |  | Automatic shutoff device (AELLD) | Automatic shutoff device (AELLD) | Interstitial Monitoring within Secondary Containment |  | Continuous alarm system | Continuous alarm system |  | UST Currently In Use: 3; UST Temp Close: 0; AST Currently In Use: 0; AST Temp Closed: 0 | 3 | 0 | 0 | 24965-089-021117 | JATINDER PAL SINGH
52512 | Currently in Use |  | 2016-09-21 |  | Petroleum | Unleaded gasoline | Unleaded gasoline | Retail | Double Wall | Double Wall |  |  | Double Wall |  | 2016-09-21 | Catchment Basin | Automatic shutoff device At 95% full | Automatic shutoff device At 95% full | Interstitial Monitoring within Secondary Containment | SENSOR TO ATG | Other |  | Automatic flow restrictor (MLLD) | Automatic flow restrictor (MLLD) | Interstitial Monitoring within Secondary Containment | SENSOR TO ATG | Continuous alarm system | Continuous alarm system |  | UST Currently In Use: 2; UST Temp Close: 0; AST Currently In Use: 0; AST Temp Closed: 0 | 2 | 0 | 0 | 21994-089-021118 | WAL-MART STORES E C/O APTIM
52514 | Currently in Use |  | 2016-09-21 |  | Petroleum | Premium gasoline | Premium gasoline | Retail | Double Wall | Double Wall |  |  | Double Wall |  | 2016-09-21 | Catchment Basin | Automatic shutoff device At 95% full | Automatic shutoff device At 95% full | Interstitial Monitoring within Secondary Containment | SENSOR TO ATG | Automatic Tank Gauge |  | Containment Sump | Automatic flow restrictor (MLLD) | Interstitial Monitoring within Secondary Containment | SENSOR TO ATG | Other | Continuous alarm system |  | UST Currently In Use: 2; UST Temp Close: 0; AST Currently In Use: 0; AST Temp Closed: 0 | 2 | 0 | 0 | 21994-089-021118 | WAL-MART STORES E C/O APTIM
52515 | Currently in Use |  | 2016-09-15 |  | Petroleum | Unleaded gasoline | Unleaded gasoline | Retail | Double Wall | Double Wall |  |  | Fiberglass reinforced plastic |  | 2016-10-27 | Catchment Basin | Automatic shutoff device At 95% full | Automatic shutoff device At 95% full | Interstitial Monitoring within Secondary Containment | SENSOR TO ATG |  |  | Automatic shutoff device (AELLD) | Automatic shutoff device (AELLD) | Interstitial Monitoring within Secondary Containment | SENSOR TO ATG | Continuous alarm system | Continuous alarm system |  | UST Currently In Use: 3; UST Temp Close: 0; AST Currently In Use: 0; AST Temp Closed: 0 | 3 | 0 | 0 | 13343-117-021119 | MCCULLOUGH OIL COMPANY, INC.
52516 | Currently in Use |  | 2016-09-15 |  | Petroleum | Premium gasoline | Premium gasoline | Retail | Double Wall | Double Wall |  |  | Double Wall |  | 2016-10-27 | Catchment Basin | Automatic shutoff device At 95% full | Automatic shutoff device At 95% full | Interstitial Monitoring within Secondary Containment | SENSOR TO ATG |  |  | Automatic shutoff device (AELLD) | Automatic shutoff device (AELLD) | Interstitial Monitoring within Secondary Containment | SENSOR TO ATG | Continuous alarm system | Continuous alarm system |  | UST Currently In Use: 3; UST Temp Close: 0; AST Currently In Use: 0; AST Temp Closed: 0 | 3 | 0 | 0 | 13343-117-021119 | MCCULLOUGH OIL COMPANY, INC.
52517 | Currently in Use |  | 2016-09-15 |  | Petroleum | On road diesel | On road diesel | Retail | Double Wall | Double Wall |  |  | Fiberglass reinforced plastic |  | 2016-10-27 | Catchment Basin | Automatic shutoff device At 95% full | Automatic shutoff device At 95% full | Interstitial Monitoring within Secondary Containment | SENSOR TO ATG |  |  | Automatic shutoff device (AELLD) | Automatic shutoff device (AELLD) | Interstitial Monitoring within Secondary Containment | SENSOR TO ATG | Continuous alarm system | Continuous alarm system |  | UST Currently In Use: 3; UST Temp Close: 0; AST Currently In Use: 0; AST Temp Closed: 0 | 3 | 0 | 0 | 13343-117-021119 | MCCULLOUGH OIL COMPANY, INC.
52518 | Currently in Use |  | 2016-08-01 |  | Petroleum | On road diesel | On road diesel | State/federal government | Double Wall | Double Wall |  |  | Fiberglass reinforced plastic |  | 2016-08-01 | Catchment Basin | Automatic shutoff device At 95% full | Audible high level alarm At 90% full | Interstitial Monitoring within Secondary Containment | SENSOR TO ATG |  |  | Automatic flow restrictor (MLLD) | Automatic flow restrictor (MLLD) | Interstitial Monitoring within Secondary Containment | SENSOR TO ATG | Continuous alarm system | Continuous alarm system |  | UST Currently In Use: 2; UST Temp Close: 0; AST Currently In Use: 0; AST Temp Closed: 0 | 2 | 0 | 0 | 15115-125-021191 | UNIV OF ALABAMA HEALTH AND SAFETY
52519 | Currently in Use |  | 2016-08-01 |  | Petroleum | Other, DEF | Other | State/federal government | Double Wall | Double Wall |  |  | Fiberglass reinforced plastic |  | 2016-08-01 | Catchment Basin | Automatic shutoff device At 95% full | Audible high level alarm At 90% full | Interstitial Monitoring within Secondary Containment | SENSOR TO ATG |  |  | Automatic shutoff device (AELLD) | Automatic shutoff device (AELLD) | Interstitial Monitoring within Secondary Containment | SENSOR TO ATG |  |  |  | UST Currently In Use: 2; UST Temp Close: 0; AST Currently In Use: 0; AST Temp Closed: 0 | 2 | 0 | 0 | 15115-125-021191 | UNIV OF ALABAMA HEALTH AND SAFETY
52520 | Currently in Use |  | 2016-08-01 |  | Petroleum | Unleaded gasoline | Unleaded gasoline | Retail | Double Wall | Double Wall |  |  | Fiberglass reinforced plastic |  | 2016-08-01 | Catchment Basin | Audible high level alarm At 90% full | Audible high level alarm At 90% full | Interstitial Monitoring within Secondary Containment | SENSOR TO ATG |  |  | Containment Sump | Automatic flow restrictor (MLLD) | Interstitial Monitoring within Secondary Containment | SENSOR TO ATG | Annual line testing | Annual line testing |  | UST Currently In Use: 1; UST Temp Close: 0; AST Currently In Use: 0; AST Temp Closed: 0 | 1 | 0 | 1 | 23627-097-013077 | ENTERPRISE LEASING CO - SO CNT, LLC
52521 | Currently in Use |  | 2016-09-07 |  | Petroleum | Unleaded gasoline | Unleaded gasoline | Retail | Double Wall | Double Wall |  |  | Double Wall |  | 2016-09-07 | Catchment Basin | Audible high level alarm At 90% full | Audible high level alarm At 90% full | Interstitial Monitoring within Secondary Containment | SENSOR TO ATG | Continuous Automatic Tank Gauge | Single walled submersible pump containment sump | Automatic shutoff device (AELLD) | Automatic shutoff device (AELLD) | Interstitial Monitoring within Secondary Containment | SENSOR TO ATG | Continuous alarm system | Continuous alarm system |  | UST Currently In Use: 2; UST Temp Close: 0; AST Currently In Use: 0; AST Temp Closed: 0 | 2 | 0 | 0 | 21257-089-021120 | KROGER BUSINESS LICENSES
52522 | Currently in Use |  | 2016-09-07 |  | Petroleum | Premium gasoline | Premium gasoline | Retail | Double Wall | Double Wall |  |  | Double Wall |  | 2016-09-07 | Catchment Basin | Audible high level alarm At 90% full | Audible high level alarm At 90% full | Interstitial Monitoring within Secondary Containment | SENSOR TO ATG | Continuous Automatic Tank Gauge | Single walled submersible pump containment sump | Automatic shutoff device (AELLD) | Automatic shutoff device (AELLD) | Interstitial Monitoring within Secondary Containment | SENSOR TO ATG | INTMON REQ | Continuous alarm system |  | UST Currently In Use: 2; UST Temp Close: 0; AST Currently In Use: 0; AST Temp Closed: 0 | 2 | 0 | 0 | 21257-089-021120 | KROGER BUSINESS LICENSES
52533 | Currently in Use |  | 2016-03-17 |  | Petroleum | Virgin oil | Virgin oil | Retail | Double Wall | Double Wall |  |  | Fiberglass reinforced plastic |  |  | Catchment Basin | Audible high level alarm At 90% full | Audible high level alarm At 90% full | Interstitial Monitoring within Secondary Containment |  | Continuous Automatic Tank Gauge | [8 empty] | UST Currently In Use: 5; UST Temp Close: 0; AST Currently In Use: 0; AST Temp Closed: 0 | 5 | 0 | 1 | 24591-121-018052 | TA LINCOLN AL LLC
52534 | Currently in Use |  | 2016-03-17 |  | Petroleum | Other, OIL C/ H2O | Other | Retail | Fiberglass reinforced plastic | Double Wall |  |  | Double Wall |  |  | Catchment Basin | Flow Rest 90% Full | Audible high level alarm At 90% full | Interstitial Monitoring within Secondary Containment |  | Continuous Automatic Tank Gauge | [8 empty] | UST Currently In Use: 5; UST Temp Close: 0; AST Currently In Use: 0; AST Temp Closed: 0 | 5 | 0 | 1 | 24591-121-018052 | TA LINCOLN AL LLC
52535 | Currently in Use |  | 2016-06-14 |  | Petroleum | Unleaded gasoline | Unleaded gasoline | Retail | Double Wall | Double Wall |  |  | Fiberglass reinforced plastic |  | 2016-06-14 | Catchment Basin | Automatic shutoff device At 95% full | Automatic shutoff device At 95% full | Interstitial Monitoring within Secondary Containment | SENSOR TO ATG |  | Single walled submersible pump containment sump | Containment Sump | Automatic shutoff device (AELLD) | Interstitial Monitoring within Secondary Containment | SENSOR TO ATG | Other | Other |  | UST Currently In Use: 2; UST Temp Close: 0; AST Currently In Use: 0; AST Temp Closed: 0 | 2 | 0 | 4 | 24991-033-005765 | DIPIKABEN PATEL
52537 | Currently in Use |  | 2016-06-14 |  | Petroleum | Premium gasoline | Premium gasoline | Retail | Double Wall | Double Wall |  |  | Fiberglass reinforced plastic |  | 2016-06-14 | Catchment Basin | Automatic shutoff device At 95% full | Automatic shutoff device At 95% full | Interstitial Monitoring within Secondary Containment | SENSOR TO ATG |  | Single walled submersible pump containment sump | Automatic shutoff device (AELLD) | Automatic shutoff device (AELLD) | Interstitial Monitoring within Secondary Containment | SENSOR TO ATG | INT REQ | Other |  | UST Currently In Use: 2; UST Temp Close: 0; AST Currently In Use: 0; AST Temp Closed: 0 | 2 | 0 | 4 | 24991-033-005765 | DIPIKABEN PATEL
52538 | Currently in Use |  | 2016-09-20 |  | Petroleum | Unleaded gasoline | Unleaded gasoline | Retail | Double Wall | Double Wall |  |  | Double Wall |  | 2016-09-20 | Catchment Basin | Automatic shutoff device At 95% full | Automatic shutoff device At 95% full | Interstitial Monitoring within Secondary Containment | SENSOR TO ATG | Continuous Automatic Tank Gauge |  | Automatic flow restrictor (MLLD) | Automatic flow restrictor (MLLD) | Interstitial Monitoring within Secondary Containment | SENSOR TO ATG | Continuous alarm system | Continuous alarm system |  | UST Currently In Use: 2; UST Temp Close: 0; AST Currently In Use: 1; AST Temp Closed: 0 | 2 | 0 | 0 | 24921-097-021124 | FIKES WHOLESALE, INC.
52539 | Currently in Use |  | 2016-09-20 |  | Petroleum | Premium gasoline | Premium gasoline | Retail | Double Wall | Double Wall |  |  | Fiberglass reinforced plastic |  | 2016-09-20 | Catchment Basin | Automatic shutoff device At 95% full | Automatic shutoff device At 95% full | Interstitial Monitoring within Secondary Containment | SENSOR TO ATG | Continuous Automatic Tank Gauge |  | Containment Sump | Automatic flow restrictor (MLLD) | Interstitial Monitoring within Secondary Containment | SENSOR TO ATG | Continuous alarm system | Continuous alarm system |  | UST Currently In Use: 2; UST Temp Close: 0; AST Currently In Use: 1; AST Temp Closed: 0 | 2 | 0 | 0 | 24921-097-021124 | FIKES WHOLESALE, INC.
52541 | Currently in Use |  | 2016-10-25 |  | Petroleum | Unleaded gasoline | Unleaded gasoline | Retail | Fiberglass coated steel | Double Wall |  |  | Fiberglass reinforced plastic |  | 2016-10-25 | Catchment Basin | Automatic shutoff device At 95% full | Automatic shutoff device At 95% full | Interstitial Monitoring within Secondary Containment | SENSOR TO ATG |  |  | Automatic shutoff device (AELLD) | Automatic shutoff device (AELLD) | Interstitial Monitoring within Secondary Containment | SENSOR TO ATG | Continuous alarm system | Continuous alarm system |  | UST Currently In Use: 1; UST Temp Close: 0; AST Currently In Use: 0; AST Temp Closed: 0 | 1 | 0 | 2 | 22198-047-004543 | STORE ASSOCIATES, LLC
52544 | Currently in Use |  | 1997-03-10 |  | Petroleum | Unleaded gasoline | Unleaded gasoline | Retail | Fiberglass reinforced plastic | Double Wall |  |  | Flexible |  |  | Catchment Basin | Automatic shutoff device At 95% full | Automatic shutoff device At 95% full |  |  | Automatic Tank Gauge |  | Sump sensor relayed to automatically shut off submersible pump | Automatic flow restrictor (MLLD) | Interstitial Monitoring within Secondary Containment | SENSOR TO ATG | Continuous alarm system | Continuous alarm system |  | UST Currently In Use: 3; UST Temp Close: 0; AST Currently In Use: 0; AST Temp Closed: 0 | 3 | 0 | 0 | 25030-029-021126 | CHEAHA STATE PARK
52545 | Currently in Use |  | 1997-03-10 |  | Petroleum | Unleaded gasoline | Unleaded gasoline | State/federal government | Double Wall | Double Wall |  |  | Double Wall |  |  | Catchment Basin | Automatic shutoff device At 95% full | Automatic shutoff device At 95% full |  |  | Automatic Tank Gauge |  | Containment Sump | Automatic flow restrictor (MLLD) | Interstitial Monitoring within Secondary Containment |  | Continuous alarm system | Continuous alarm system |  | UST Currently In Use: 3; UST Temp Close: 0; AST Currently In Use: 0; AST Temp Closed: 0 | 3 | 0 | 0 | 25030-029-021126 | CHEAHA STATE PARK
52546 | Currently in Use |  | 1997-03-10 |  | Petroleum | On road diesel | On road diesel | State/federal government | Fiberglass reinforced plastic | Double Wall |  |  | Double Wall |  |  | Catchment Basin | Automatic shutoff device At 95% full | Automatic shutoff device At 95% full |  |  | Automatic Tank Gauge |  | Containment Sump | Automatic flow restrictor (MLLD) | Interstitial Monitoring within Secondary Containment |  | Continuous alarm system | Continuous alarm system |  | UST Currently In Use: 3; UST Temp Close: 0; AST Currently In Use: 0; AST Temp Closed: 0 | 3 | 0 | 0 | 25030-029-021126 | CHEAHA STATE PARK
52547 | Currently in Use |  | 2016-07-18 |  | Petroleum | Unleaded gasoline | Unleaded gasoline | Retail | Fiberglass reinforced plastic | Double Wall |  |  | Fiberglass reinforced plastic |  | 2016-07-18 | Catchment Basin | Automatic shutoff device At 95% full | Automatic shutoff device At 95% full | Interstitial Monitoring within Secondary Containment |  |  |  | Automatic shutoff device (AELLD) | Automatic shutoff device (AELLD) | Interstitial Monitoring within Secondary Containment |  | INT MON RQ | Continuous alarm system |  | UST Currently In Use: 2; UST Temp Close: 0; AST Currently In Use: 0; AST Temp Closed: 0 | 2 | 0 | 0 | 21032-057-021129 | LESTER WALKER
52548 | Currently in Use |  | 2016-07-18 |  | Petroleum | Premium gasoline | Premium gasoline | Retail | Double Wall | Double Wall |  |  | Double Wall |  | 2016-07-18 | Catchment Basin | Automatic shutoff device At 95% full | Automatic shutoff device At 95% full | Interstitial Monitoring within Secondary Containment |  |  |  | Automatic shutoff device (AELLD) | Automatic shutoff device (AELLD) | Interstitial Monitoring within Secondary Containment |  | Continuous alarm system | Continuous alarm system |  | UST Currently In Use: 2; UST Temp Close: 0; AST Currently In Use: 0; AST Temp Closed: 0 | 2 | 0 | 0 | 21032-057-021129 | LESTER WALKER
52549 | Currently in Use |  | 1993-01-01 |  | Petroleum | On road diesel | On road diesel | Emergency power generator | Single Wall | Fiberglass reinforced plastic |  |  | Single Wall |  |  | Catchment Basin | Audible high level alarm At 90% full | Audible high level alarm At 90% full |  |  | Continuous Automatic Tank Gauge | [8 empty] | UST Currently In Use: 3; UST Temp Close: 0; AST Currently In Use: 0; AST Temp Closed: 0 | 3 | 0 | 0 | 17246-089-015365 | HUNTSVILLE HOSPITAL PLANT OPERATIONS
52550 | Currently in Use |  | 2013-04-01 |  | Petroleum | On road diesel | On road diesel | Retail | Double Wall | Double Wall |  |  | Flexible | OPW |  | Catchment Basin | Automatic shutoff device At 95% full | Automatic shutoff device At 95% full | Interstitial Monitoring within Secondary Containment | SENSOR TO ATG | Continuous Automatic Tank Gauge |  | Automatic shutoff device (AELLD) | Automatic shutoff device (AELLD) | [5 empty] | UST Currently In Use: 3; UST Temp Close: 0; AST Currently In Use: 0; AST Temp Closed: 0 | 3 | 0 | 2 | 13343-073-018745 | MCCULLOUGH OIL COMPANY, INC.
52552 | Currently in Use |  | 2016-12-10 |  | Petroleum | Unleaded gasoline | Unleaded gasoline | Retail | Double Wall | Double Wall |  |  | Double Wall |  | 2016-12-10 | Catchment Basin | Flow Rest 90% Full | Flow Rest 90% Full | Interstitial Monitoring within Secondary Containment | SENSOR TO ATG | Continuous Automatic Tank Gauge | Single walled submersible pump containment sump | Containment Sump | Automatic shutoff device (AELLD) | Interstitial Monitoring within Secondary Containment | SENSOR TO ATG | INTMON REQ | Annual line testing |  | UST Currently In Use: 2; UST Temp Close: 0; AST Currently In Use: 4; AST Temp Closed: 0 | 2 | 0 | 0 | 25690-071-021131 | LACKEY AND DEAN OIL LLC
52554 | Currently in Use |  | 2016-12-10 |  | Petroleum | Premium gasoline | Premium gasoline | Retail | Double Wall | Double Wall |  |  | Fiberglass reinforced plastic |  | 2016-12-10 | Catchment Basin | Flow Rest 90% Full | Flow Rest 90% Full | Interstitial Monitoring within Secondary Containment | SENSOR TO ATG | Continuous Automatic Tank Gauge | Single walled submersible pump containment sump | Automatic shutoff device (AELLD) | Automatic shutoff device (AELLD) | Interstitial Monitoring within Secondary Containment | SENSOR TO ATG | Continuous alarm system | Continuous alarm system |  | UST Currently In Use: 2; UST Temp Close: 0; AST Currently In Use: 4; AST Temp Closed: 0 | 2 | 0 | 0 | 25690-071-021131 | LACKEY AND DEAN OIL LLC
52558 | Currently in Use |  | 2016-10-10 |  | Petroleum | Unleaded gasoline | Unleaded gasoline | Retail | Double Wall | Double Wall |  |  | Flexible |  | 2016-10-10 | Catchment Basin | Automatic shutoff device At 95% full | Automatic shutoff device At 95% full | Interstitial Monitoring within Secondary Containment | SENSOR TO ATG |  |  | Automatic flow restrictor (MLLD) | Automatic flow restrictor (MLLD) | Interstitial Monitoring within Secondary Containment | SENSOR TO ATG | Other | Continuous alarm system |  | UST Currently In Use: 2; UST Temp Close: 0; AST Currently In Use: 0; AST Temp Closed: 0 | 2 | 0 | 0 | 21994-103-021133 | WAL-MART STORES E C/O APTIM
52559 | Currently in Use |  | 2016-10-10 |  | Petroleum | Premium gasoline | Premium gasoline | Retail | Fiberglass reinforced plastic | Double Wall |  |  | Double Wall |  | 2016-10-10 | Catchment Basin | Automatic shutoff device At 95% full | Automatic shutoff device At 95% full | Interstitial Monitoring within Secondary Containment | SENSOR TO ATG |  |  | Automatic flow restrictor (MLLD) | Automatic flow restrictor (MLLD) | Interstitial Monitoring within Secondary Containment | SENSOR TO ATG | Continuous alarm system | Continuous alarm system |  | UST Currently In Use: 2; UST Temp Close: 0; AST Currently In Use: 0; AST Temp Closed: 0 | 2 | 0 | 0 | 21994-103-021133 | WAL-MART STORES E C/O APTIM
52560 | Currently in Use |  | 2016-01-15 |  | Petroleum | Unleaded gasoline | Unleaded gasoline | Retail | Fiberglass reinforced plastic | Double Wall |  |  | Fiberglass reinforced plastic |  | 2016-01-15 | Catchment Basin | Flow Rest 90% Full | Audible high level alarm At 90% full | Interstitial Monitoring within Secondary Containment |  |  |  | Containment Sump | Containment Sump | Interstitial Monitoring within Secondary Containment |  | Continuous alarm system | Continuous alarm system |  | UST Currently In Use: 2; UST Temp Close: 0; AST Currently In Use: 0; AST Temp Closed: 0 | 2 | 0 | 3 | 10345-081-008484 | AUBURN UNIV SAFETY AND ENVIR HEALTH
52561 | Currently in Use |  | 2016-01-15 |  | Petroleum | Unleaded gasoline | Unleaded gasoline | Retail | Double Wall | Double Wall |  |  | Double Wall |  |  | Catchment Basin | Automatic shutoff device At 95% full | Audible high level alarm At 90% full | Interstitial Monitoring within Secondary Containment |  |  |  | Containment Sump | Containment Sump | Interstitial Monitoring within Secondary Containment | SENSOR TO ATG | Continuous alarm system | Continuous alarm system |  | UST Currently In Use: 2; UST Temp Close: 0; AST Currently In Use: 0; AST Temp Closed: 0 | 2 | 0 | 3 | 10345-081-008484 | AUBURN UNIV SAFETY AND ENVIR HEALTH
52563 | Currently in Use |  | 2016-10-26 |  | Petroleum | 100% biodiesel (Not Regulated) | 100% biodiesel (Not Regulated) | Retail | Double Wall | Double Wall |  |  | Double Wall |  | 2016-10-26 |  | Automatic shutoff device At 95% full | Automatic shutoff device At 95% full |  | SENSOR TO ATG | Other | [8 empty] | UST Currently In Use: 4; UST Temp Close: 0; AST Currently In Use: 0; AST Temp Closed: 0 | 4 | 0 | 0 | 19984-073-017783 | PILOT TRAVEL CENTERS, LLC
52564 | Currently in Use |  | 2017-01-15 |  | Petroleum | On road diesel | On road diesel | Retail | Double Wall | Double Wall |  |  | Double Wall |  |  | Catchment Basin | Flow Rest 90% Full | Flow Rest 90% Full | Interstitial Monitoring within Secondary Containment | SENSOR TO ATG |  |  | Containment Sump | Automatic flow restrictor (MLLD) | Interstitial Monitoring within Secondary Containment |  | Annual line testing | Annual line testing |  | UST Currently In Use: 4; UST Temp Close: 0; AST Currently In Use: 0; AST Temp Closed: 0 | 4 | 0 | 0 | 25077-027-015656 | RON'S FOOD MART INC
52565 | Currently in Use |  | 2016-09-23 |  | Petroleum | Unleaded gasoline | Unleaded gasoline | Retail | Double Wall | Double Wall |  |  | Double Wall |  | 2016-09-23 | Catchment Basin | Audible high level alarm At 90% full | Audible high level alarm At 90% full | Interstitial Monitoring within Secondary Containment |  | Continuous Automatic Tank Gauge |  | Automatic shutoff device (AELLD) | Automatic shutoff device (AELLD) |  |  | Continuous alarm system | Continuous alarm system |  | UST Currently In Use: 1; UST Temp Close: 0; AST Currently In Use: 0; AST Temp Closed: 0 | 1 | 0 | 0 | 21743-097-021143 | CARMAX AUTO SUPERSTORES INC.
52566 | Currently in Use |  | 2015-11-20 |  | Petroleum | Unleaded gasoline | Unleaded gasoline | Retail | Double Wall | Double Wall |  |  | Flexible |  | 2015-11-20 | Catchment Basin | Flow Rest 90% Full | Flow Rest 90% Full | Interstitial Monitoring within Secondary Containment | SENSOR TO ATG | Continuous Automatic Tank Gauge |  | Sump sensor relayed to automatically shut off submersible pump | Sump sensor relayed to automatically shut off submersible pump | Interstitial Monitoring within Secondary Containment | SENSOR TO ATG | Continuous alarm system | Continuous alarm system |  | UST Currently In Use: 2; UST Temp Close: 0; AST Currently In Use: 0; AST Temp Closed: 0 | 2 | 0 | 0 | 25107-089-021145 | PAPA JACKS INC
52569 | Currently in Use |  | 2015-11-20 |  | Petroleum | Unleaded gasoline | Unleaded gasoline | Retail | Double Wall | Double Wall |  |  | Flexible |  | 2015-11-20 | Catchment Basin | Flow Rest 90% Full | Flow Rest 90% Full | Interstitial Monitoring within Secondary Containment | SENSOR TO ATG | Continuous Automatic Tank Gauge |  | Sump sensor relayed to automatically shut off submersible pump | Sump sensor relayed to automatically shut off submersible pump | Interstitial Monitoring within Secondary Containment | SENSOR TO ATG | Continuous alarm system | Continuous alarm system |  | UST Currently In Use: 2; UST Temp Close: 0; AST Currently In Use: 0; AST Temp Closed: 0 | 2 | 0 | 0 | 25107-089-021145 | PAPA JACKS INC
52570 | Currently in Use |  | 2016-09-03 |  | Petroleum | On road diesel | On road diesel | Industrial | Double Wall | Double Wall |  |  | Flexible |  | 2016-09-03 | Catchment Basin | Automatic shutoff device At 95% full | Automatic shutoff device At 95% full | Interstitial Monitoring within Secondary Containment | SENSOR TO ATG |  |  | Containment Sump | Automatic flow restrictor (MLLD) | Interstitial Monitoring within Secondary Containment |  | INT MON RQ | Annual line testing |  | UST Currently In Use: 2; UST Temp Close: 0; AST Currently In Use: 0; AST Temp Closed: 0 | 2 | 0 | 0 | 13722-097-021148 | PENSKE TRUCK LEASING CO L P
52571 | Currently in Use |  | 2016-09-03 |  | Petroleum | Unleaded gasoline | Unleaded gasoline | Industrial | Double Wall | Double Wall |  |  | Double Wall |  | 2016-09-03 | Catchment Basin | Automatic shutoff device At 95% full | Automatic shutoff device At 95% full | Interstitial Monitoring within Secondary Containment | SENSOR TO ATG |  |  | Automatic flow restrictor (MLLD) | Automatic flow restrictor (MLLD) | Interstitial Monitoring within Secondary Containment |  | Other | Annual line testing |  | UST Currently In Use: 2; UST Temp Close: 0; AST Currently In Use: 0; AST Temp Closed: 0 | 2 | 0 | 0 | 13722-097-021148 | PENSKE TRUCK LEASING CO L P
52573 | Permanently Closed | 2016-09-03 | 2016-09-03 | 2016-09-03 | Petroleum | Unleaded gasoline | Unleaded gasoline | Retail | Double Wall | Double Wall |  |  | Double Wall |  |  | Catchment Basin | Automatic shutoff device At 95% full | Audible high level alarm At 90% full | Interstitial Monitoring within Secondary Containment |  |  |  | Containment Sump | Containment Sump | Interstitial Monitoring within Secondary Containment |  | Annual line testing | Annual line testing |  | UST Currently In Use: 0; UST Temp Close: 0; AST Currently In Use: 0; AST Temp Closed: 0 | 0 | 0 | 1 | 17690-097-000001 | MERRITT AND WALDING PROPERTIES
52574 | Currently in Use |  | 2016-12-19 |  | Petroleum | Premium gasoline | Premium gasoline | Retail | Fiberglass reinforced plastic | Double Wall |  |  | Fiberglass reinforced plastic |  |  | Catchment Basin | Audible high level alarm At 90% full | Audible high level alarm At 90% full | Interstitial Monitoring within Secondary Containment |  | Continuous Automatic Tank Gauge |  | Automatic flow restrictor (MLLD) | Automatic flow restrictor (MLLD) | Interstitial Monitoring within Secondary Containment |  | Continuous alarm system | Continuous alarm system |  | UST Currently In Use: 5; UST Temp Close: 0; AST Currently In Use: 0; AST Temp Closed: 0 | 5 | 0 | 5 | 11543-025-005968 | DOZIER OIL CO INC
52575 | Currently in Use |  | 2017-04-18 |  | Petroleum | Unleaded gasoline | Unleaded gasoline | Retail | Double Wall | Double Wall |  |  | Double Wall |  | 2017-04-18 | Catchment Basin | Automatic shutoff device At 95% full | Automatic shutoff device At 95% full | Interstitial Monitoring within Secondary Containment | SENSOR TO ATG | Other |  | Automatic flow restrictor (MLLD) | Automatic flow restrictor (MLLD) | Interstitial Monitoring within Secondary Containment | SENSOR TO ATG | INT MON RQ | Continuous alarm system |  | UST Currently In Use: 2; UST Temp Close: 0; AST Currently In Use: 0; AST Temp Closed: 0 | 2 | 0 | 0 | 13929-097-021154 | PRINCE OIL COMPANY, INC.
52576 | Currently in Use |  | 2017-04-18 |  | Petroleum | Mid-grade gasoline | Mid-grade gasoline | Retail | Double Wall | Double Wall |  |  | Double Wall |  | 2017-04-18 | Catchment Basin | Automatic shutoff device At 95% full | Automatic shutoff device At 95% full | Interstitial Monitoring within Secondary Containment | SENSOR TO ATG | Other |  | Automatic flow restrictor (MLLD) | Automatic flow restrictor (MLLD) | Interstitial Monitoring within Secondary Containment | SENSOR TO ATG | Continuous alarm system | Continuous alarm system |  | UST Currently In Use: 2; UST Temp Close: 0; AST Currently In Use: 0; AST Temp Closed: 0 | 2 | 0 | 0 | 13929-097-021154 | PRINCE OIL COMPANY, INC.
52577 | Currently in Use |  | 2016-10-01 |  | Petroleum | Unleaded gasoline | Unleaded gasoline | Retail | Double Wall | Double Wall |  |  | Double Wall |  | 2016-10-01 | Catchment Basin | Automatic shutoff device At 95% full | Automatic shutoff device At 95% full | Interstitial Monitoring within Secondary Containment |  | Automatic Tank Gauge |  | Automatic flow restrictor (MLLD) | Automatic flow restrictor (MLLD) | Interstitial Monitoring within Secondary Containment | SENSOR TO ATG | Other | Annual line testing |  | UST Currently In Use: 2; UST Temp Close: 0; AST Currently In Use: 0; AST Temp Closed: 0 | 2 | 0 | 0 | 25139-115-021155 | JATIN PATEL
52579 | Currently in Use |  | 2016-10-01 |  | Petroleum | On road diesel | On road diesel | Retail | Double Wall | Double Wall |  |  | Double Wall |  | 2016-10-01 | Catchment Basin | Automatic shutoff device At 95% full | Automatic shutoff device At 95% full | Interstitial Monitoring within Secondary Containment |  | Automatic Tank Gauge |  | Automatic shutoff device (AELLD) | Automatic flow restrictor (MLLD) | Interstitial Monitoring within Secondary Containment | SENSOR TO ATG | INT MON RQ | Other |  | UST Currently In Use: 2; UST Temp Close: 0; AST Currently In Use: 0; AST Temp Closed: 0 | 2 | 0 | 0 | 25139-115-021155 | JATIN PATEL
52580 | Currently in Use |  | 2017-02-18 |  | Petroleum | Unleaded gasoline | Unleaded gasoline | Retail | Double Wall | Double Wall |  |  | Flexible |  | 2017-02-18 | Catchment Basin | Automatic shutoff device At 95% full | Automatic shutoff device At 95% full | Interstitial Monitoring within Secondary Containment | SENSOR TO ATG |  |  | Containment Sump | Automatic flow restrictor (MLLD) | Interstitial Monitoring within Secondary Containment |  | Continuous alarm system | Continuous alarm system |  | UST Currently In Use: 2; UST Temp Close: 0; AST Currently In Use: 0; AST Temp Closed: 0 | 2 | 0 | 2 | 13579-117-019033 | MURPHY OIL USA, INC.
52582 | Currently in Use |  | 2017-02-16 |  | Petroleum | Premium gasoline | Premium gasoline | Retail | Double Wall | Double Wall |  |  | Flexible |  | 2017-02-18 | Catchment Basin | Automatic shutoff device At 95% full | Automatic shutoff device At 95% full | Interstitial Monitoring within Secondary Containment | SENSOR TO ATG |  |  | Containment Sump | Automatic flow restrictor (MLLD) | Interstitial Monitoring within Secondary Containment | SENSOR TO ATG | Continuous alarm system | Continuous alarm system |  | UST Currently In Use: 2; UST Temp Close: 0; AST Currently In Use: 0; AST Temp Closed: 0 | 2 | 0 | 2 | 13579-117-019033 | MURPHY OIL USA, INC.
52583 | Currently in Use |  | 2016-08-03 |  | Petroleum | Unleaded gasoline | Unleaded gasoline | Retail | Double Wall | Double Wall |  |  | Double Wall |  |  | Catchment Basin | Automatic shutoff device At 95% full | Automatic shutoff device At 95% full | Interstitial Monitoring within Secondary Containment |  | Continuous Automatic Tank Gauge |  | Containment Sump | Automatic shutoff device (AELLD) | Interstitial Monitoring within Secondary Containment |  |  |  |  | UST Currently In Use: 3; UST Temp Close: 1; AST Currently In Use: 0; AST Temp Closed: 0 | 3 | 1 | 0 | 22069-015-001175 | SAM'S PROPERTIES LLC
52584 | Currently in Use |  | 2016-10-01 |  | Petroleum | Unleaded gasoline | Unleaded gasoline | Retail | Double Wall | Double Wall |  |  | Double Wall |  | 2016-10-01 | Catchment Basin | Automatic shutoff device At 95% full | Automatic shutoff device At 95% full | Interstitial Monitoring within Secondary Containment | SENSOR TO ATG | Continuous Automatic Tank Gauge | Single walled submersible pump containment sump | Containment Sump | Automatic shutoff device (AELLD) | Interstitial Monitoring within Secondary Containment | SENSOR TO ATG | Continuous alarm system | Annual line testing |  | UST Currently In Use: 2; UST Temp Close: 0; AST Currently In Use: 0; AST Temp Closed: 0 | 2 | 0 | 0 | 25158-071-021159 | TRIPLE T MINI-MART, LLC
52585 | Currently in Use |  | 2016-10-01 |  | Petroleum | Premium gasoline | Premium gasoline | Retail | Fiberglass coated steel | Double Wall |  |  | Double Wall |  | 2016-10-01 | Catchment Basin | Automatic shutoff device At 95% full | Automatic shutoff device At 95% full | Interstitial Monitoring within Secondary Containment | SENSOR TO ATG | Continuous Automatic Tank Gauge | Single walled submersible pump containment sump | Automatic shutoff device (AELLD) | Automatic shutoff device (AELLD) | Interstitial Monitoring within Secondary Containment | SENSOR TO ATG | Annual line testing | Annual line testing |  | UST Currently In Use: 2; UST Temp Close: 0; AST Currently In Use: 0; AST Temp Closed: 0 | 2 | 0 | 0 | 25158-071-021159 | TRIPLE T MINI-MART, LLC
52586 | Currently in Use |  | 2017-05-01 |  | Petroleum | Premium gasoline | Premium gasoline |  | Double Wall | Double Wall |  |  | Double Wall |  | 2017-05-01 | Catchment Basin | Flow Rest 90% Full | Flow Rest 90% Full | Interstitial Monitoring within Secondary Containment | SENSOR TO ATG | Other | Single walled submersible pump containment sump | Automatic shutoff device (AELLD) | Automatic shutoff device (AELLD) | Interstitial Monitoring within Secondary Containment | SENSOR TO ATG | Other | Continuous alarm system |  | UST Currently In Use: 1; UST Temp Close: 0; AST Currently In Use: 0; AST Temp Closed: 0 | 1 | 0 | 0 | 12740-095-021162 | JET PEP INC.
52587 | Currently in Use |  | 2017-03-01 |  | Petroleum | Unleaded gasoline | Unleaded gasoline | Retail | Double Wall | Double Wall |  |  | Double Wall |  | 2017-03-01 | Catchment Basin | Automatic shutoff device At 95% full | Automatic shutoff device At 95% full | Interstitial Monitoring within Secondary Containment | SENSOR TO ATG | Continuous Automatic Tank Gauge |  | Automatic shutoff device (AELLD) | Automatic shutoff device (AELLD) | Interstitial Monitoring within Secondary Containment | SENSOR TO ATG | Continuous alarm system | Continuous alarm system |  | UST Currently In Use: 3; UST Temp Close: 0; AST Currently In Use: 0; AST Temp Closed: 0 | 3 | 0 | 0 | 19709-003-021163 | TWIN OAKS COMPANY
52588 | Currently in Use |  | 2017-03-01 |  | Petroleum | Unleaded gasoline | Unleaded gasoline | Retail | Double Wall | Double Wall |  |  | Double Wall |  | 2017-03-01 | Catchment Basin | Automatic shutoff device At 95% full | Automatic shutoff device At 95% full | Interstitial Monitoring within Secondary Containment | SENSOR TO ATG | Continuous Automatic Tank Gauge |  | Automatic shutoff device (AELLD) | Automatic shutoff device (AELLD) | Interstitial Monitoring within Secondary Containment | SENSOR TO ATG | Continuous alarm system | Continuous alarm system |  | UST Currently In Use: 3; UST Temp Close: 0; AST Currently In Use: 0; AST Temp Closed: 0 | 3 | 0 | 0 | 19709-003-021163 | TWIN OAKS COMPANY
52590 | Currently in Use |  | 2017-03-01 |  | Petroleum | On road diesel | On road diesel | Retail | Fiberglass reinforced plastic | Double Wall |  |  | Fiberglass reinforced plastic |  | 2017-03-01 | Catchment Basin | Automatic shutoff device At 95% full | Automatic shutoff device At 95% full | Interstitial Monitoring within Secondary Containment | SENSOR TO ATG | Continuous Automatic Tank Gauge |  | Containment Sump | Automatic shutoff device (AELLD) | Interstitial Monitoring within Secondary Containment | SENSOR TO ATG | Continuous alarm system | Continuous alarm system |  | UST Currently In Use: 3; UST Temp Close: 0; AST Currently In Use: 0; AST Temp Closed: 0 | 3 | 0 | 0 | 19709-003-021163 | TWIN OAKS COMPANY
52591 | Currently in Use |  | 2017-01-04 |  | Petroleum | Unleaded gasoline | Unleaded gasoline | Retail | Fiberglass coated steel | Double Wall |  |  | Double Wall |  | 2017-01-04 | Catchment Basin |  |  | Interstitial Monitoring within Secondary Containment |  |  |  | Sump sensor relayed to automatically shut off submersible pump | Sump sensor relayed to automatically shut off submersible pump | Interstitial Monitoring within Secondary Containment |  |  |  |  | UST Currently In Use: 2; UST Temp Close: 0; AST Currently In Use: 0; AST Temp Closed: 0 | 2 | 0 | 0 | 25169-107-021164 | JOHN MCGEE
52592 | Currently in Use |  | 2017-01-14 |  | Petroleum | On road diesel | On road diesel | Retail | Double Wall | Double Wall |  |  | Double Wall |  | 2017-01-04 | Catchment Basin | Automatic shutoff device At 95% full | Automatic shutoff device At 95% full | Interstitial Monitoring within Secondary Containment |  |  |  | Sump sensor relayed to automatically shut off submersible pump | Sump sensor relayed to automatically shut off submersible pump | Interstitial Monitoring within Secondary Containment |  |  |  |  | UST Currently In Use: 2; UST Temp Close: 0; AST Currently In Use: 0; AST Temp Closed: 0 | 2 | 0 | 0 | 25169-107-021164 | JOHN MCGEE
52594 | Currently in Use |  | 2017-06-01 |  | Petroleum | Unleaded gasoline | Unleaded gasoline | Retail | Double Wall | Double Wall |  |  | Flexible |  | 2017-06-01 | Catchment Basin | Automatic shutoff device At 95% full | Automatic shutoff device At 95% full | Interstitial Monitoring within Secondary Containment |  |  |  | Automatic shutoff device (AELLD) | Automatic shutoff device (AELLD) | Interstitial Monitoring within Secondary Containment |  | Continuous alarm system | Continuous alarm system |  | UST Currently In Use: 2; UST Temp Close: 0; AST Currently In Use: 0; AST Temp Closed: 0 | 2 | 0 | 0 | 23806-115-021165 | ROYAL INVESTMENT GROUP LLC
52595 | Currently in Use |  | 2017-06-01 |  | Petroleum | Unleaded gasoline | Unleaded gasoline | Retail | Double Wall | Double Wall |  |  | Double Wall |  | 2017-06-01 | Catchment Basin |  |  | Interstitial Monitoring within Secondary Containment |  |  |  | Automatic shutoff device (AELLD) | Automatic shutoff device (AELLD) | Interstitial Monitoring within Secondary Containment |  | Continuous alarm system | Continuous alarm system |  | UST Currently In Use: 2; UST Temp Close: 0; AST Currently In Use: 0; AST Temp Closed: 0 | 2 | 0 | 0 | 23806-115-021165 | ROYAL INVESTMENT GROUP LLC
52599 | Currently in Use |  | 2014-03-27 |  | Petroleum | On road diesel | On road diesel | Retail | Double Wall | Double Wall |  |  | Flexible |  |  | Catchment Basin |  |  | Interstitial Monitoring within Secondary Containment |  |  |  | Automatic shutoff device (AELLD) | Automatic shutoff device (AELLD) | Interstitial Monitoring within Secondary Containment |  | Continuous alarm system | Continuous alarm system |  | UST Currently In Use: 3; UST Temp Close: 0; AST Currently In Use: 0; AST Temp Closed: 0 | 3 | 0 | 0 | 24576-101-018338 | B. MADHAV LLC
52600 | Currently in Use |  | 2017-07-21 |  | Petroleum | Unleaded gasoline | Unleaded gasoline | Retail | Double Wall | Double Wall |  |  | Flexible |  | 2017-07-21 | Catchment Basin | Automatic shutoff device At 95% full | Automatic shutoff device At 95% full | Interstitial Monitoring within Secondary Containment |  |  |  | Automatic shutoff device (AELLD) | Automatic shutoff device (AELLD) | Interstitial Monitoring within Secondary Containment |  | Continuous alarm system | Continuous alarm system |  | UST Currently In Use: 2; UST Temp Close: 0; AST Currently In Use: 0; AST Temp Closed: 0 | 2 | 0 | 0 | 19011-001-021166 | HOLLEY OIL CO INC
52601 | Currently in Use |  | 2017-07-21 |  | Petroleum | Premium gasoline | Premium gasoline | Retail | Fiberglass coated steel | Double Wall |  |  | Flexible |  | 2017-07-21 | Catchment Basin | Automatic shutoff device At 95% full | Automatic shutoff device At 95% full | Interstitial Monitoring within Secondary Containment |  |  |  | Automatic shutoff device (AELLD) | Automatic shutoff device (AELLD) | Interstitial Monitoring within Secondary Containment |  | Continuous alarm system | Continuous alarm system |  | UST Currently In Use: 2; UST Temp Close: 0; AST Currently In Use: 0; AST Temp Closed: 0 | 2 | 0 | 0 | 19011-001-021166 | HOLLEY OIL CO INC
52602 | Currently in Use |  | 2017-06-24 |  | Petroleum | Unleaded gasoline | Unleaded gasoline | Retail | Double Wall | Double Wall |  |  | Double Wall |  |  | Catchment Basin | Automatic shutoff device At 95% full | Automatic shutoff device At 95% full | Interstitial Monitoring within Secondary Containment |  |  |  | Automatic shutoff device (AELLD) | Automatic shutoff device (AELLD) | Interstitial Monitoring within Secondary Containment |  | Continuous alarm system | Continuous alarm system |  | UST Currently In Use: 3; UST Temp Close: 0; AST Currently In Use: 0; AST Temp Closed: 0 | 3 | 0 | 4 | 22198-031-007275 | STORE ASSOCIATES, LLC
52603 | Currently in Use |  | 2017-06-24 |  | Petroleum | Premium gasoline | Premium gasoline | Retail | Double Wall | Double Wall |  |  | Double Wall |  |  | Catchment Basin | Automatic shutoff device At 95% full | Automatic shutoff device At 95% full | Interstitial Monitoring within Secondary Containment |  |  |  | Automatic shutoff device (AELLD) | Automatic shutoff device (AELLD) | Interstitial Monitoring within Secondary Containment |  | Continuous alarm system | Continuous alarm system |  | UST Currently In Use: 3; UST Temp Close: 0; AST Currently In Use: 0; AST Temp Closed: 0 | 3 | 0 | 4 | 22198-031-007275 | STORE ASSOCIATES, LLC
52604 | Currently in Use |  | 2017-06-24 |  | Petroleum | Other, NON ETHANO | Other | Retail | Double Wall | Double Wall |  |  | Fiberglass reinforced plastic |  |  | Catchment Basin | Automatic shutoff device At 95% full | Automatic shutoff device At 95% full | Interstitial Monitoring within Secondary Containment |  |  |  | Automatic shutoff device (AELLD) | Automatic shutoff device (AELLD) | Interstitial Monitoring within Secondary Containment |  | Continuous alarm system | Continuous alarm system |  | UST Currently In Use: 3; UST Temp Close: 0; AST Currently In Use: 0; AST Temp Closed: 0 | 3 | 0 | 4 | 22198-031-007275 | STORE ASSOCIATES, LLC
52612 | Currently in Use |  | 2017-06-10 |  | Petroleum | Unleaded gasoline | Unleaded gasoline | Retail | Double Wall | Double Wall |  |  | Fiberglass reinforced plastic |  |  | Catchment Basin | Automatic shutoff device At 95% full | Automatic shutoff device At 95% full | Interstitial Monitoring within Secondary Containment |  | Continuous Automatic Tank Gauge | [8 empty] | UST Currently In Use: 3; UST Temp Close: 0; AST Currently In Use: 2; AST Temp Closed: 0 | 3 | 0 | 0 | 16768-015-013121 | E L GREEN
52613 | Currently in Use |  | 2017-04-01 |  | Petroleum | On road diesel | On road diesel | Retail | Double Wall | Double Wall |  |  | Double Wall |  |  | Catchment Basin | Automatic shutoff device At 95% full | Automatic shutoff device At 95% full | Interstitial Monitoring within Secondary Containment |  | Continuous Automatic Tank Gauge | Single walled submersible pump containment sump | Automatic flow restrictor (MLLD) | Automatic flow restrictor (MLLD) | Interstitial Monitoring within Secondary Containment | SENSOR TO ATG | Annual line testing | Annual line testing |  | UST Currently In Use: 3; UST Temp Close: 0; AST Currently In Use: 0; AST Temp Closed: 0 | 3 | 0 | 4 | 25265-009-008999 | LGWS/CROSS AMERICA PARTNERS
52615 | Currently in Use |  | 2017-04-21 |  | Petroleum | Unleaded gasoline | Unleaded gasoline | Retail | Double Wall | Double Wall |  |  | Double Wall |  | 2017-04-21 | Catchment Basin | Automatic shutoff device At 95% full | Automatic shutoff device At 95% full | Interstitial Monitoring within Secondary Containment |  | Continuous Automatic Tank Gauge |  | Containment Sump | Automatic flow restrictor (MLLD) | Interstitial Monitoring within Secondary Containment | SENSOR TO ATG | Continuous alarm system | Continuous alarm system |  | UST Currently In Use: 2; UST Temp Close: 0; AST Currently In Use: 0; AST Temp Closed: 0 | 2 | 0 | 0 | 13929-003-021171 | PRINCE OIL COMPANY, INC.
52616 | Currently in Use |  | 2017-04-21 |  | Petroleum | Mid-grade gasoline | Mid-grade gasoline | Retail | Double Wall | Double Wall |  |  | Flexible |  | 2017-04-21 | Catchment Basin | Automatic shutoff device At 95% full | Automatic shutoff device At 95% full | Interstitial Monitoring within Secondary Containment |  | Continuous Automatic Tank Gauge |  | Containment Sump | Automatic flow restrictor (MLLD) | Interstitial Monitoring within Secondary Containment | SENSOR TO ATG | Continuous alarm system | Continuous alarm system |  | UST Currently In Use: 2; UST Temp Close: 0; AST Currently In Use: 0; AST Temp Closed: 0 | 2 | 0 | 0 | 13929-003-021171 | PRINCE OIL COMPANY, INC.
52617 | Currently in Use |  | 2017-02-20 |  | Petroleum | Unleaded gasoline | Unleaded gasoline | Retail | Fiberglass coated steel | Double Wall |  |  | Fiberglass reinforced plastic |  | 2017-02-20 | Catchment Basin | Automatic shutoff device At 95% full | Automatic shutoff device At 95% full | Interstitial Monitoring within Secondary Containment |  |  |  | Automatic shutoff device (AELLD) | Automatic shutoff device (AELLD) | Interstitial Monitoring within Secondary Containment |  | Continuous alarm system | Continuous alarm system |  | UST Currently In Use: 5; UST Temp Close: 0; AST Currently In Use: 0; AST Temp Closed: 0 | 5 | 0 | 0 | 25209-021-021172 | SALIM RAJPARI
52618 | Currently in Use |  | 2017-02-20 |  | Petroleum | Premium gasoline | Premium gasoline | Retail | Double Wall | Double Wall |  |  | Fiberglass reinforced plastic |  | 2017-02-20 | Catchment Basin | Automatic shutoff device At 95% full | Automatic shutoff device At 95% full | Interstitial Monitoring within Secondary Containment |  |  |  | Automatic shutoff device (AELLD) | Automatic shutoff device (AELLD) | Interstitial Monitoring within Secondary Containment |  | Continuous alarm system | Continuous alarm system |  | UST Currently In Use: 5; UST Temp Close: 0; AST Currently In Use: 0; AST Temp Closed: 0 | 5 | 0 | 0 | 25209-021-021172 | SALIM RAJPARI
52619 | Currently in Use |  | 2017-02-20 |  | Petroleum | On road diesel | On road diesel | Retail | Fiberglass coated steel | Double Wall |  |  | Double Wall |  | 2017-02-20 | Catchment Basin | Automatic shutoff device At 95% full | Automatic shutoff device At 95% full | Interstitial Monitoring within Secondary Containment |  |  |  | Automatic shutoff device (AELLD) | Automatic shutoff device (AELLD) | Interstitial Monitoring within Secondary Containment |  | Continuous alarm system | Continuous alarm system |  | UST Currently In Use: 5; UST Temp Close: 0; AST Currently In Use: 0; AST Temp Closed: 0 | 5 | 0 | 0 | 25209-021-021172 | SALIM RAJPARI
52620 | Currently in Use |  | 2017-02-20 |  | Petroleum | On road diesel | On road diesel | Retail | Double Wall | Double Wall |  |  | Fiberglass reinforced plastic |  | 2017-02-20 | Catchment Basin | Automatic shutoff device At 95% full | Automatic shutoff device At 95% full | Interstitial Monitoring within Secondary Containment |  |  |  | Automatic shutoff device (AELLD) | Automatic shutoff device (AELLD) | Interstitial Monitoring within Secondary Containment |  | Continuous alarm system | Continuous alarm system |  | UST Currently In Use: 5; UST Temp Close: 0; AST Currently In Use: 0; AST Temp Closed: 0 | 5 | 0 | 0 | 25209-021-021172 | SALIM RAJPARI
52621 | Currently in Use |  | 2017-02-20 |  | Petroleum | On road diesel | On road diesel | Retail | Double Wall | Double Wall |  |  | Fiberglass reinforced plastic |  | 2017-02-20 | Catchment Basin | Automatic shutoff device At 95% full | Automatic shutoff device At 95% full | Interstitial Monitoring within Secondary Containment |  |  |  | Automatic shutoff device (AELLD) | Automatic shutoff device (AELLD) | Interstitial Monitoring within Secondary Containment |  | Continuous alarm system | Continuous alarm system |  | UST Currently In Use: 5; UST Temp Close: 0; AST Currently In Use: 0; AST Temp Closed: 0 | 5 | 0 | 0 | 25209-021-021172 | SALIM RAJPARI
52622 | Currently in Use |  | 2017-09-17 |  | Petroleum | Unleaded gasoline | Unleaded gasoline | Retail | Double Wall | Double Wall |  |  | Double Wall |  | 2017-09-17 | Catchment Basin | Automatic shutoff device At 95% full | Automatic shutoff device At 95% full | Interstitial Monitoring within Secondary Containment | SENSOR TO ATG |  |  | Automatic flow restrictor (MLLD) | Automatic flow restrictor (MLLD) | Interstitial Monitoring within Secondary Containment |  | Continuous alarm system | Continuous alarm system |  | UST Currently In Use: 2; UST Temp Close: 0; AST Currently In Use: 0; AST Temp Closed: 0 | 2 | 0 | 0 | 25180-095-021174 | SHRIKA 8 LLC
52623 | Currently in Use |  | 2017-09-17 |  | Petroleum | On road diesel | On road diesel | Retail | Double Wall | Double Wall |  |  | Flexible |  | 2017-09-17 | Catchment Basin | Automatic shutoff device At 95% full | Automatic shutoff device At 95% full | Interstitial Monitoring within Secondary Containment | SENSOR TO ATG |  |  | Automatic flow restrictor (MLLD) | Automatic flow restrictor (MLLD) | Interstitial Monitoring within Secondary Containment | SENSOR TO ATG | Continuous alarm system | Continuous alarm system |  | UST Currently In Use: 2; UST Temp Close: 0; AST Currently In Use: 0; AST Temp Closed: 0 | 2 | 0 | 0 | 25180-095-021174 | SHRIKA 8 LLC
52625 | Currently in Use |  | 2017-09-11 |  | Petroleum | On road diesel | On road diesel | Retail | Fiberglass coated steel | Double Wall |  |  | Fiberglass reinforced plastic |  | 1987-12-01 | Catchment Basin | Flow Rest 90% Full | Flow Rest 90% Full | Interstitial Monitoring within Secondary Containment | SENSOR TO ATG |  | Single walled submersible pump containment sump | Automatic shutoff device (AELLD) | Automatic shutoff device (AELLD) | [5 empty] | UST Currently In Use: 3; UST Temp Close: 0; AST Currently In Use: 0; AST Temp Closed: 0 | 3 | 0 | 1 | 25265-103-011126 | LGWS/CROSS AMERICA PARTNERS
52626 | Currently in Use |  | 1996-12-17 |  | Petroleum | On road diesel | On road diesel | Retail | Steel | Single Wall | Coated & cathodic protection (sti-P3) |  | Fiberglass reinforced plastic |  |  | Catchment Basin | Automatic shutoff device At 95% full | Automatic shutoff device At 95% full |  |  | Automatic Tank Gauge |  | Automatic flow restrictor (MLLD) | Automatic flow restrictor (MLLD) |  |  | Annual line testing | Annual line testing |  | UST Currently In Use: 1; UST Temp Close: 0; AST Currently In Use: 2; AST Temp Closed: 0 | 1 | 0 | 1 | 25229-003-014389 | CRACKER JACK ENTERPRISES
52627 | Currently in Use |  | 2017-08-22 |  | Petroleum | Unleaded gasoline | Unleaded gasoline | Retail | Fiberglass reinforced plastic | Double Wall |  |  | Double Wall |  |  | Catchment Basin | Automatic shutoff device At 95% full | Automatic shutoff device At 95% full | Interstitial Monitoring within Secondary Containment |  |  |  | Automatic flow restrictor (MLLD) | Automatic flow restrictor (MLLD) | Interstitial Monitoring within Secondary Containment |  | Annual line testing | Annual line testing |  | UST Currently In Use: 4; UST Temp Close: 0; AST Currently In Use: 0; AST Temp Closed: 0 | 4 | 0 | 0 | 13579-069-018775 | MURPHY OIL USA, INC.
52628 | Currently in Use |  | 2017-08-22 |  | Petroleum | Premium gasoline | Premium gasoline | Retail | Double Wall | Double Wall |  |  | Double Wall |  |  | Catchment Basin | Automatic shutoff device At 95% full | Automatic shutoff device At 95% full | Interstitial Monitoring within Secondary Containment |  |  |  | Automatic flow restrictor (MLLD) | Automatic flow restrictor (MLLD) | Interstitial Monitoring within Secondary Containment |  | Continuous alarm system | Continuous alarm system |  | UST Currently In Use: 4; UST Temp Close: 0; AST Currently In Use: 0; AST Temp Closed: 0 | 4 | 0 | 0 | 13579-069-018775 | MURPHY OIL USA, INC.
52629 | Currently in Use |  | 2017-10-16 |  | Petroleum | Unleaded gasoline | Unleaded gasoline | Retail | Double Wall | Double Wall |  |  | Flexible |  | 2017-10-16 | Catchment Basin | Automatic shutoff device At 95% full | Audible high level alarm At 90% full | Interstitial Monitoring within Secondary Containment | SENSOR TO ATG |  | Single walled submersible pump containment sump | Automatic shutoff device (AELLD) | Automatic shutoff device (AELLD) | Interstitial Monitoring within Secondary Containment | SENSOR TO ATG | Continuous alarm system | Continuous alarm system |  | UST Currently In Use: 4; UST Temp Close: 0; AST Currently In Use: 0; AST Temp Closed: 0 | 4 | 0 | 0 | 15420-103-021175 | MAPCO EXPRESS, INC.
52630 | Currently in Use |  | 2017-10-16 |  | Petroleum | Mid-grade gasoline | Mid-grade gasoline | Retail | Fiberglass reinforced plastic | Double Wall |  |  | Flexible |  | 2017-10-16 | Catchment Basin | Automatic shutoff device At 95% full | Automatic shutoff device At 95% full | Interstitial Monitoring within Secondary Containment | SENSOR TO ATG |  | Single walled submersible pump containment sump | Automatic shutoff device (AELLD) | Automatic shutoff device (AELLD) | Interstitial Monitoring within Secondary Containment | SENSOR TO ATG | Continuous alarm system | Continuous alarm system |  | UST Currently In Use: 4; UST Temp Close: 0; AST Currently In Use: 0; AST Temp Closed: 0 | 4 | 0 | 0 | 15420-103-021175 | MAPCO EXPRESS, INC.
52631 | Currently in Use |  | 2017-10-16 |  | Petroleum | On road diesel | On road diesel | Retail | Double Wall | Double Wall |  |  | Double Wall |  | 2017-10-16 | Catchment Basin | Audible high level alarm At 90% full | Audible high level alarm At 90% full | Interstitial Monitoring within Secondary Containment | SENSOR TO ATG |  | Single walled submersible pump containment sump | Containment Sump | Automatic shutoff device (AELLD) | Interstitial Monitoring within Secondary Containment | SENSOR TO ATG | Continuous alarm system | Continuous alarm system |  | UST Currently In Use: 4; UST Temp Close: 0; AST Currently In Use: 0; AST Temp Closed: 0 | 4 | 0 | 0 | 15420-103-021175 | MAPCO EXPRESS, INC.
52632 | Currently in Use |  | 2017-10-16 |  | Petroleum | Premium gasoline | Premium gasoline | Retail | Double Wall | Double Wall |  |  | Double Wall |  | 2017-10-16 | Catchment Basin | Automatic shutoff device At 95% full | Audible high level alarm At 90% full | Interstitial Monitoring within Secondary Containment | SENSOR TO ATG |  | Single walled submersible pump containment sump | Automatic shutoff device (AELLD) | Automatic shutoff device (AELLD) | Interstitial Monitoring within Secondary Containment | SENSOR TO ATG | Continuous alarm system | Continuous alarm system |  | UST Currently In Use: 4; UST Temp Close: 0; AST Currently In Use: 0; AST Temp Closed: 0 | 4 | 0 | 0 | 15420-103-021175 | MAPCO EXPRESS, INC.
52633 | Currently in Use |  | 2017-01-05 |  | Petroleum | Premium gasoline | Premium gasoline | Retail | Fiberglass coated steel | Double Wall |  |  | Double Wall |  | 2017-01-05 | Catchment Basin | Automatic shutoff device At 95% full | Automatic shutoff device At 95% full | Interstitial Monitoring within Secondary Containment |  |  |  | Containment Sump | Automatic flow restrictor (MLLD) | Interstitial Monitoring within Secondary Containment | SENSOR TO ATG |  |  |  | UST Currently In Use: 2; UST Temp Close: 0; AST Currently In Use: 0; AST Temp Closed: 0 | 2 | 0 | 0 | 25231-081-021176 | OPELIKA GREWAL LLC
52634 | Currently in Use |  | 2017-01-05 |  | Petroleum | Unleaded gasoline | Unleaded gasoline | Retail | Double Wall | Double Wall |  |  | Fiberglass reinforced plastic |  | 2017-01-05 | Catchment Basin | Automatic shutoff device At 95% full | Automatic shutoff device At 95% full | Interstitial Monitoring within Secondary Containment |  |  |  | Containment Sump | Automatic flow restrictor (MLLD) | Interstitial Monitoring within Secondary Containment | SENSOR TO ATG |  |  |  | UST Currently In Use: 2; UST Temp Close: 0; AST Currently In Use: 0; AST Temp Closed: 0 | 2 | 0 | 0 | 25231-081-021176 | OPELIKA GREWAL LLC
52635 | Currently in Use |  | 2017-09-06 |  | Petroleum | Unleaded gasoline | Unleaded gasoline | Retail | Double Wall | Double Wall |  |  | Flexible |  | 2017-09-06 | Catchment Basin | Automatic shutoff device At 95% full | Automatic shutoff device At 95% full | Interstitial Monitoring within Secondary Containment |  |  |  | Automatic flow restrictor (MLLD) | Automatic flow restrictor (MLLD) | Interstitial Monitoring within Secondary Containment |  | Continuous alarm system | Continuous alarm system |  | UST Currently In Use: 2; UST Temp Close: 0; AST Currently In Use: 0; AST Temp Closed: 0 | 2 | 0 | 0 | 13579-097-021180 | MURPHY OIL USA, INC.
52636 | Currently in Use |  | 2017-09-06 |  | Petroleum | Premium gasoline | Premium gasoline | Retail | Double Wall | Double Wall |  |  | Double Wall |  | 2017-09-06 | Catchment Basin | Automatic shutoff device At 95% full | Automatic shutoff device At 95% full | Interstitial Monitoring within Secondary Containment |  |  |  | Automatic flow restrictor (MLLD) | Automatic flow restrictor (MLLD) | Interstitial Monitoring within Secondary Containment |  | Continuous alarm system | Continuous alarm system |  | UST Currently In Use: 2; UST Temp Close: 0; AST Currently In Use: 0; AST Temp Closed: 0 | 2 | 0 | 0 | 13579-097-021180 | MURPHY OIL USA, INC.
52639 | Currently in Use |  | 2017-02-22 |  | Petroleum | Unleaded gasoline | Unleaded gasoline | Retail | Double Wall | Double Wall |  |  | Double Wall |  | 2017-02-22 | Catchment Basin | Automatic shutoff device At 95% full | Automatic shutoff device At 95% full | Interstitial Monitoring within Secondary Containment | SENSOR TO ATG | Continuous Automatic Tank Gauge |  | Containment Sump | Automatic flow restrictor (MLLD) | Interstitial Monitoring within Secondary Containment |  | Continuous alarm system | Continuous alarm system |  | UST Currently In Use: 4; UST Temp Close: 0; AST Currently In Use: 0; AST Temp Closed: 0 | 4 | 0 | 0 | 23868-097-021181 | SLIDELL OIL COMPANY, LLC
52641 | Currently in Use |  | 2017-02-22 |  | Petroleum | Premium gasoline | Premium gasoline | Retail | Double Wall | Double Wall |  |  | Double Wall |  | 2017-02-22 | Catchment Basin | Automatic shutoff device At 95% full | Automatic shutoff device At 95% full | Interstitial Monitoring within Secondary Containment | SENSOR TO ATG | Continuous Automatic Tank Gauge |  | Containment Sump | Automatic flow restrictor (MLLD) | Interstitial Monitoring within Secondary Containment |  | Continuous alarm system | Continuous alarm system |  | UST Currently In Use: 4; UST Temp Close: 0; AST Currently In Use: 0; AST Temp Closed: 0 | 4 | 0 | 0 | 23868-097-021181 | SLIDELL OIL COMPANY, LLC
52642 | Currently in Use |  | 2017-02-22 |  | Petroleum | On road diesel | On road diesel | Retail | Double Wall | Double Wall |  |  | Fiberglass reinforced plastic |  | 2017-02-22 | Catchment Basin | Automatic shutoff device At 95% full | Automatic shutoff device At 95% full | Interstitial Monitoring within Secondary Containment | SENSOR TO ATG | Continuous Automatic Tank Gauge |  | Automatic flow restrictor (MLLD) | Automatic flow restrictor (MLLD) | Interstitial Monitoring within Secondary Containment |  | Continuous alarm system | Continuous alarm system |  | UST Currently In Use: 4; UST Temp Close: 0; AST Currently In Use: 0; AST Temp Closed: 0 | 4 | 0 | 0 | 23868-097-021181 | SLIDELL OIL COMPANY, LLC
52644 | Currently in Use |  | 2017-02-22 |  | Petroleum | Other, D.E.F. | Other | Retail | Double Wall | Double Wall |  |  | Fiberglass reinforced plastic |  | 2017-02-22 | Catchment Basin | Automatic shutoff device At 95% full | Automatic shutoff device At 95% full | Interstitial Monitoring within Secondary Containment | SENSOR TO ATG | Continuous Automatic Tank Gauge |  | Containment Sump | Automatic flow restrictor (MLLD) | Interstitial Monitoring within Secondary Containment |  | Continuous alarm system | Continuous alarm system |  | UST Currently In Use: 4; UST Temp Close: 0; AST Currently In Use: 0; AST Temp Closed: 0 | 4 | 0 | 0 | 23868-097-021181 | SLIDELL OIL COMPANY, LLC
52645 | Currently in Use |  | 2017-12-01 |  | Petroleum | Unleaded gasoline | Unleaded gasoline | Retail | Double Wall | Double Wall |  |  | Flexible |  | 2017-12-01 | Catchment Basin | Audible high level alarm At 90% full | Audible high level alarm At 90% full | Interstitial Monitoring within Secondary Containment | SENSOR TO ATG |  | Single walled submersible pump containment sump | Automatic shutoff device (AELLD) | Automatic shutoff device (AELLD) | Interstitial Monitoring within Secondary Containment | SENSOR TO ATG | Continuous alarm system | Continuous alarm system |  | UST Currently In Use: 3; UST Temp Close: 0; AST Currently In Use: 0; AST Temp Closed: 0 | 3 | 0 | 0 | 15420-103-021182 | MAPCO EXPRESS, INC.
52646 | Currently in Use |  | 2017-12-01 |  | Petroleum | Premium gasoline | Premium gasoline | Retail | Fiberglass reinforced plastic | Double Wall |  |  | Double Wall |  | 2017-12-01 | Catchment Basin | Audible high level alarm At 90% full | Audible high level alarm At 90% full | Interstitial Monitoring within Secondary Containment | SENSOR TO ATG |  | Single walled submersible pump containment sump | Automatic shutoff device (AELLD) | Automatic flow restrictor (MLLD) | Interstitial Monitoring within Secondary Containment | SENSOR TO ATG | Continuous alarm system | Continuous alarm system |  | UST Currently In Use: 3; UST Temp Close: 0; AST Currently In Use: 0; AST Temp Closed: 0 | 3 | 0 | 0 | 15420-103-021182 | MAPCO EXPRESS, INC.
52647 | Currently in Use |  | 2017-12-01 |  | Petroleum | E85 | E85 | Retail | Fiberglass reinforced plastic | Double Wall |  |  | Flexible |  | 2017-12-01 | Catchment Basin | Audible high level alarm At 90% full | Audible high level alarm At 90% full | Interstitial Monitoring within Secondary Containment | SENSOR TO ATG |  | Single walled submersible pump containment sump | Automatic shutoff device (AELLD) | Automatic shutoff device (AELLD) | Interstitial Monitoring within Secondary Containment | SENSOR TO ATG | Continuous alarm system | Continuous alarm system |  | UST Currently In Use: 3; UST Temp Close: 0; AST Currently In Use: 0; AST Temp Closed: 0 | 3 | 0 | 0 | 15420-103-021182 | MAPCO EXPRESS, INC.
52648 | Currently in Use |  | 2017-06-30 |  | Petroleum | Unleaded gasoline | Unleaded gasoline | Retail | Fiberglass reinforced plastic | Double Wall |  |  | Double Wall |  | 2017-06-30 | Catchment Basin | Audible high level alarm At 90% full | Audible high level alarm At 90% full | Interstitial Monitoring within Secondary Containment |  |  |  | Automatic shutoff device (AELLD) | Automatic shutoff device (AELLD) | Interstitial Monitoring within Secondary Containment |  | Continuous alarm system | Continuous alarm system |  | UST Currently In Use: 3; UST Temp Close: 0; AST Currently In Use: 0; AST Temp Closed: 0 | 3 | 0 | 0 | 15420-101-021183 | MAPCO EXPRESS, INC.
52650 | Currently in Use |  | 2017-06-30 |  | Petroleum | Mid-grade gasoline | Mid-grade gasoline | Retail | Fiberglass reinforced plastic | Double Wall |  |  | Flexible |  | 2017-06-30 | Catchment Basin | Audible high level alarm At 90% full | Audible high level alarm At 90% full | Interstitial Monitoring within Secondary Containment |  |  |  | Automatic shutoff device (AELLD) | Automatic shutoff device (AELLD) | Interstitial Monitoring within Secondary Containment |  | Continuous alarm system | Continuous alarm system |  | UST Currently In Use: 3; UST Temp Close: 0; AST Currently In Use: 0; AST Temp Closed: 0 | 3 | 0 | 0 | 15420-101-021183 | MAPCO EXPRESS, INC.
52651 | Currently in Use |  | 2017-06-30 |  | Petroleum | Ethanol free gasoline | Ethanol free gasoline | Retail | Double Wall | Double Wall |  |  | Double Wall |  | 2017-06-30 | Catchment Basin | Audible high level alarm At 90% full | Audible high level alarm At 90% full | Interstitial Monitoring within Secondary Containment |  |  |  | Automatic shutoff device (AELLD) | Automatic shutoff device (AELLD) | Interstitial Monitoring within Secondary Containment |  | Continuous alarm system | Continuous alarm system |  | UST Currently In Use: 3; UST Temp Close: 0; AST Currently In Use: 0; AST Temp Closed: 0 | 3 | 0 | 0 | 15420-101-021183 | MAPCO EXPRESS, INC.
52653 | Currently in Use |  | 2017-05-15 |  | Petroleum | On road diesel | On road diesel | Industrial | Double Wall | Double Wall |  |  | Double Wall |  | 2017-05-15 | Catchment Basin | Audible high level alarm At 90% full | Audible high level alarm At 90% full | Interstitial Monitoring within Secondary Containment |  | Continuous Automatic Tank Gauge |  | Automatic flow restrictor (MLLD) | Automatic flow restrictor (MLLD) | Interstitial Monitoring within Secondary Containment |  | Continuous alarm system | Continuous alarm system |  | UST Currently In Use: 1; UST Temp Close: 0; AST Currently In Use: 0; AST Temp Closed: 0 | 1 | 0 | 0 | 10517-073-021184 | BHAM JEFF COUNTY TRANSIT AUTHORITY
52654 | Currently in Use |  | 2017-08-01 |  | Petroleum | Unleaded gasoline | Unleaded gasoline | Retail | Fiberglass reinforced plastic | Double Wall |  |  | Double Wall |  | 2017-08-01 | Catchment Basin | Automatic shutoff device At 95% full | Automatic shutoff device At 95% full | Interstitial Monitoring within Secondary Containment |  | Continuous Automatic Tank Gauge |  | Automatic flow restrictor (MLLD) | Automatic flow restrictor (MLLD) | Interstitial Monitoring within Secondary Containment | SENSOR TO ATG | Annual line testing | Annual line testing |  | UST Currently In Use: 2; UST Temp Close: 0; AST Currently In Use: 0; AST Temp Closed: 0 | 2 | 0 | 0 | 25266-097-021185 | CEFCO
52655 | Currently in Use |  | 2017-08-01 |  | Petroleum | Premium gasoline | Premium gasoline | Retail | Fiberglass reinforced plastic | Double Wall |  |  | Double Wall |  | 2017-08-01 | Catchment Basin | Automatic shutoff device At 95% full | Automatic shutoff device At 95% full | Interstitial Monitoring within Secondary Containment |  | Continuous Automatic Tank Gauge |  | Containment Sump | Automatic flow restrictor (MLLD) | Interstitial Monitoring within Secondary Containment | SENSOR TO ATG | Continuous alarm system | Annual line testing |  | UST Currently In Use: 2; UST Temp Close: 0; AST Currently In Use: 0; AST Temp Closed: 0 | 2 | 0 | 0 | 25266-097-021185 | CEFCO
52656 | Currently in Use |  | 2017-12-14 |  | Petroleum | Unleaded gasoline | Unleaded gasoline | Retail | Double Wall | Double Wall |  |  | Double Wall |  |  | Catchment Basin | Automatic shutoff device At 95% full | Audible high level alarm At 90% full | Interstitial Monitoring within Secondary Containment |  |  |  | Containment Sump | Automatic shutoff device (AELLD) | Interstitial Monitoring within Secondary Containment |  | Continuous alarm system | Continuous alarm system |  | UST Currently In Use: 5; UST Temp Close: 0; AST Currently In Use: 0; AST Temp Closed: 0 | 5 | 0 | 0 | 21090-085-021186 | LOVES COUNTRY STORES
52657 | Currently in Use |  | 2017-12-22 |  | Petroleum | Unleaded gasoline | Unleaded gasoline | Retail | Fiberglass reinforced plastic | Double Wall |  |  | Fiberglass reinforced plastic |  |  | Catchment Basin | Audible high level alarm At 90% full | Audible high level alarm At 90% full | Interstitial Monitoring within Secondary Containment |  |  |  | Automatic shutoff device (AELLD) | Automatic shutoff device (AELLD) | Interstitial Monitoring within Secondary Containment |  | Continuous alarm system | Continuous alarm system |  | UST Currently In Use: 5; UST Temp Close: 0; AST Currently In Use: 0; AST Temp Closed: 0 | 5 | 0 | 0 | 21090-085-021186 | LOVES COUNTRY STORES
52658 | Currently in Use |  | 2017-12-14 |  | Petroleum | On road diesel | On road diesel | Retail | Double Wall | Double Wall |  |  | Fiberglass reinforced plastic |  |  | Catchment Basin | Audible high level alarm At 90% full | Audible high level alarm At 90% full | Interstitial Monitoring within Secondary Containment |  |  |  | Automatic shutoff device (AELLD) | Automatic shutoff device (AELLD) | Interstitial Monitoring within Secondary Containment |  | Continuous alarm system | Continuous alarm system |  | UST Currently In Use: 5; UST Temp Close: 0; AST Currently In Use: 0; AST Temp Closed: 0 | 5 | 0 | 0 | 21090-085-021186 | LOVES COUNTRY STORES
52659 | Currently in Use |  | 2017-12-14 |  | Petroleum | On road diesel | On road diesel | Retail | Double Wall | Double Wall |  |  | Double Wall |  |  | Catchment Basin | Automatic shutoff device At 95% full | Audible high level alarm At 90% full | Interstitial Monitoring within Secondary Containment |  |  |  | Automatic shutoff device (AELLD) | Automatic shutoff device (AELLD) | Interstitial Monitoring within Secondary Containment |  | Continuous alarm system | Continuous alarm system |  | UST Currently In Use: 5; UST Temp Close: 0; AST Currently In Use: 0; AST Temp Closed: 0 | 5 | 0 | 0 | 21090-085-021186 | LOVES COUNTRY STORES
52660 | Currently in Use |  | 2017-12-14 |  | Petroleum | Other, B-99 | Other |  | Double Wall | Double Wall |  |  | Fiberglass reinforced plastic |  |  | Catchment Basin | Audible high level alarm At 90% full | Audible high level alarm At 90% full | Interstitial Monitoring within Secondary Containment |  |  |  | Automatic shutoff device (AELLD) | Automatic shutoff device (AELLD) | Interstitial Monitoring within Secondary Containment |  | Continuous alarm system | Continuous alarm system |  | UST Currently In Use: 5; UST Temp Close: 0; AST Currently In Use: 0; AST Temp Closed: 0 | 5 | 0 | 0 | 21090-085-021186 | LOVES COUNTRY STORES
52661 | Currently in Use |  | 2017-12-18 |  | Petroleum | Unleaded gasoline | Unleaded gasoline | Retail | Double Wall | Double Wall |  |  | Double Wall |  | 2017-12-18 | Catchment Basin | Automatic shutoff device At 95% full | Automatic shutoff device At 95% full | Interstitial Monitoring within Secondary Containment |  |  |  | Automatic shutoff device (AELLD) | Automatic shutoff device (AELLD) | Interstitial Monitoring within Secondary Containment |  | Continuous alarm system | Continuous alarm system |  | UST Currently In Use: 2; UST Temp Close: 0; AST Currently In Use: 0; AST Temp Closed: 0 | 2 | 0 | 0 | 24661-125-021187 | SHAFIQ SAMJI
52662 | Currently in Use |  | 2017-12-18 |  | Petroleum | On road diesel | On road diesel | Retail | Double Wall | Double Wall |  |  | Double Wall |  | 2017-12-18 | Catchment Basin | Automatic shutoff device At 95% full | Automatic shutoff device At 95% full | Interstitial Monitoring within Secondary Containment |  |  |  | Automatic shutoff device (AELLD) | Automatic shutoff device (AELLD) | Interstitial Monitoring within Secondary Containment |  | Continuous alarm system | Continuous alarm system |  | UST Currently In Use: 2; UST Temp Close: 0; AST Currently In Use: 0; AST Temp Closed: 0 | 2 | 0 | 0 | 24661-125-021187 | SHAFIQ SAMJI
52663 | Currently in Use |  | 2017-11-13 |  | Petroleum | Unleaded gasoline | Unleaded gasoline | Retail | Double Wall | Double Wall |  |  | Double Wall |  | 2017-11-13 | Catchment Basin | Automatic shutoff device At 95% full | Automatic shutoff device At 95% full | Interstitial Monitoring within Secondary Containment | SENSOR TO ATG |  |  | Sump sensor relayed to automatically shut off submersible pump | Automatic shutoff device (AELLD) | Interstitial Monitoring within Secondary Containment | SENSOR TO ATG | Other | Continuous alarm system |  | UST Currently In Use: 2; UST Temp Close: 0; AST Currently In Use: 0; AST Temp Closed: 0 | 2 | 0 | 10 | 24598-073-008741 | NEW MAGIC PROPERTIES LLC
52664 | Currently in Use |  | 2017-11-13 |  | Petroleum | Premium gasoline | Premium gasoline | Retail | Double Wall | Double Wall |  |  | Fiberglass reinforced plastic |  | 2017-11-13 | Catchment Basin | Automatic shutoff device At 95% full | Automatic shutoff device At 95% full | Interstitial Monitoring within Secondary Containment | SENSOR TO ATG |  |  | Sump sensor relayed to automatically shut off submersible pump | Automatic shutoff device (AELLD) | Interstitial Monitoring within Secondary Containment | SENSOR TO ATG | Other | Continuous alarm system |  | UST Currently In Use: 2; UST Temp Close: 0; AST Currently In Use: 0; AST Temp Closed: 0 | 2 | 0 | 10 | 24598-073-008741 | NEW MAGIC PROPERTIES LLC
52665 | Currently in Use |  | 2017-12-27 |  | Petroleum | On road diesel | On road diesel | Retail | Fiberglass coated steel | Double Wall |  |  | Double Wall |  | 2017-12-27 | Catchment Basin | Automatic shutoff device At 95% full | Audible high level alarm At 90% full | Interstitial Monitoring within Secondary Containment |  | Continuous Automatic Tank Gauge |  | Containment Sump | Automatic flow restrictor (MLLD) | Interstitial Monitoring within Secondary Containment |  | Continuous alarm system | Continuous alarm system |  | UST Currently In Use: 2; UST Temp Close: 0; AST Currently In Use: 0; AST Temp Closed: 0 | 2 | 0 | 0 | 11104-025-021188 | CLARKE WASHINGTON EMC
52666 | Currently in Use |  | 2017-12-27 |  | Petroleum | Unleaded gasoline | Unleaded gasoline | Local Government | Double Wall | Double Wall |  |  | Double Wall |  | 2017-12-27 | Catchment Basin | Audible high level alarm At 90% full | Audible high level alarm At 90% full | Interstitial Monitoring within Secondary Containment |  | Continuous Automatic Tank Gauge |  | Automatic flow restrictor (MLLD) | Automatic flow restrictor (MLLD) | Interstitial Monitoring within Secondary Containment |  | Continuous alarm system | Continuous alarm system |  | UST Currently In Use: 2; UST Temp Close: 0; AST Currently In Use: 0; AST Temp Closed: 0 | 2 | 0 | 0 | 11104-025-021188 | CLARKE WASHINGTON EMC
52667 | Currently in Use |  | 2018-02-15 |  | Petroleum | Unleaded gasoline | Unleaded gasoline | Retail | Double Wall | Double Wall |  |  | Double Wall |  | 2018-02-15 | Catchment Basin | Audible high level alarm At 90% full | Audible high level alarm At 90% full | Interstitial Monitoring within Secondary Containment |  |  |  | Automatic shutoff device (AELLD) | Automatic shutoff device (AELLD) | Interstitial Monitoring within Secondary Containment |  |  |  |  | UST Currently In Use: 2; UST Temp Close: 0; AST Currently In Use: 0; AST Temp Closed: 0 | 2 | 0 | 0 | 25131-027-021189 | PATRIOT FUELING CENTERS, LLC
52668 | Currently in Use |  | 2018-02-15 |  | Petroleum | On road diesel | On road diesel | Retail | Double Wall | Double Wall |  |  | Double Wall |  | 2018-02-15 | Catchment Basin | Audible high level alarm At 90% full | Audible high level alarm At 90% full | Interstitial Monitoring within Secondary Containment |  |  |  | Automatic shutoff device (AELLD) | Automatic shutoff device (AELLD) | Interstitial Monitoring within Secondary Containment |  |  |  |  | UST Currently In Use: 2; UST Temp Close: 0; AST Currently In Use: 0; AST Temp Closed: 0 | 2 | 0 | 0 | 25131-027-021189 | PATRIOT FUELING CENTERS, LLC
52669 | Currently in Use |  | 2017-09-11 |  | Petroleum | Unleaded gasoline | Unleaded gasoline | Retail | Double Wall | Double Wall |  |  | Double Wall |  | 2017-09-11 | Catchment Basin | Automatic shutoff device At 95% full | Automatic shutoff device At 95% full | Interstitial Monitoring within Secondary Containment |  | Automatic Tank Gauge |  | Containment Sump | Automatic flow restrictor (MLLD) | Interstitial Monitoring within Secondary Containment | SENSOR TO ATG | Continuous alarm system | Continuous alarm system |  | UST Currently In Use: 3; UST Temp Close: 0; AST Currently In Use: 0; AST Temp Closed: 0 | 3 | 0 | 2 | 22176-003-006436 | CIRCLE K
52672 | Currently in Use |  | 2017-09-11 |  | Petroleum | Unleaded gasoline | Unleaded gasoline | Retail | Double Wall | Double Wall |  |  | Double Wall |  | 2017-09-11 | Catchment Basin | Automatic shutoff device At 95% full | Automatic shutoff device At 95% full | Interstitial Monitoring within Secondary Containment |  | Automatic Tank Gauge |  | Automatic flow restrictor (MLLD) | Automatic flow restrictor (MLLD) | Interstitial Monitoring within Secondary Containment | SENSOR TO ATG | Continuous alarm system | Continuous alarm system |  | UST Currently In Use: 3; UST Temp Close: 0; AST Currently In Use: 0; AST Temp Closed: 0 | 3 | 0 | 2 | 22176-003-006436 | CIRCLE K
52674 | Currently in Use |  | 2017-09-11 |  | Petroleum | Unleaded gasoline | Unleaded gasoline | Retail | Double Wall | Double Wall |  |  | Double Wall |  | 2017-09-11 | Catchment Basin | Automatic shutoff device At 95% full | Automatic shutoff device At 95% full | Interstitial Monitoring within Secondary Containment |  | Automatic Tank Gauge |  | Automatic flow restrictor (MLLD) | Automatic flow restrictor (MLLD) | Interstitial Monitoring within Secondary Containment | SENSOR TO ATG | Continuous alarm system | Continuous alarm system |  | UST Currently In Use: 3; UST Temp Close: 0; AST Currently In Use: 0; AST Temp Closed: 0 | 3 | 0 | 2 | 22176-003-006436 | CIRCLE K
52675 | Currently in Use |  | 2017-06-01 |  | Petroleum | Unleaded gasoline | Unleaded gasoline | Retail | Double Wall | Double Wall |  |  | Double Wall |  | 2017-06-01 | Catchment Basin | Flow Rest 90% Full | Flow Rest 90% Full | Interstitial Monitoring within Secondary Containment |  | Other | Single walled submersible pump containment sump | Containment Sump | Automatic flow restrictor (MLLD) | Interstitial Monitoring within Secondary Containment | SENSOR TO ATG | Other | Other |  | UST Currently In Use: 2; UST Temp Close: 0; AST Currently In Use: 1; AST Temp Closed: 0 | 2 | 0 | 7 | 11379-059-012357 | SIBLEY OIL COMPANY
52676 | Currently in Use |  | 2018-02-01 |  | Petroleum | Unleaded gasoline | Unleaded gasoline | Retail | Double Wall | Double Wall |  |  | Double Wall |  | 2018-02-01 | Catchment Basin | Automatic shutoff device At 95% full | Automatic shutoff device At 95% full | Interstitial Monitoring within Secondary Containment | SENSOR TO ATG | Continuous Automatic Tank Gauge |  | Containment Sump | Automatic flow restrictor (MLLD) | Interstitial Monitoring within Secondary Containment | SENSOR TO ATG | Continuous alarm system | Continuous alarm system |  | UST Currently In Use: 2; UST Temp Close: 0; AST Currently In Use: 0; AST Temp Closed: 0 | 2 | 0 | 0 | 25318-039-021192 | ANTHONY KING
52677 | Currently in Use |  | 2018-02-01 |  | Petroleum | Mid-grade gasoline | Mid-grade gasoline | Retail | Double Wall | Double Wall |  |  | Flexible |  | 2018-02-01 | Catchment Basin | Automatic shutoff device At 95% full | Automatic shutoff device At 95% full | Interstitial Monitoring within Secondary Containment | SENSOR TO ATG | Continuous Automatic Tank Gauge |  | Containment Sump | Automatic flow restrictor (MLLD) | Interstitial Monitoring within Secondary Containment | SENSOR TO ATG | Continuous alarm system | Continuous alarm system |  | UST Currently In Use: 2; UST Temp Close: 0; AST Currently In Use: 0; AST Temp Closed: 0 | 2 | 0 | 0 | 25318-039-021192 | ANTHONY KING
52678 | Currently in Use |  | 2017-12-19 |  | Petroleum | Unleaded gasoline | Unleaded gasoline | Retail | Double Wall | Double Wall |  |  | Flexible |  | 2017-12-19 | Catchment Basin | Automatic shutoff device At 95% full | Automatic shutoff device At 95% full | Interstitial Monitoring within Secondary Containment | SENSOR TO ATG |  |  | Automatic flow restrictor (MLLD) | Automatic flow restrictor (MLLD) | Interstitial Monitoring within Secondary Containment | SENSOR TO ATG | Continuous alarm system | Continuous alarm system |  | UST Currently In Use: 2; UST Temp Close: 0; AST Currently In Use: 0; AST Temp Closed: 0 | 2 | 0 | 0 | 13579-073-021193 | MURPHY OIL USA, INC.
52679 | Currently in Use |  | 2017-12-19 |  | Petroleum | Premium gasoline | Premium gasoline | Retail | 8P/10D/7NE | Double Wall |  |  | Double Wall |  | 2017-12-19 | Catchment Basin | Automatic shutoff device At 95% full | Automatic shutoff device At 95% full | Interstitial Monitoring within Secondary Containment | SENSOR TO ATG |  |  | Automatic flow restrictor (MLLD) | Automatic flow restrictor (MLLD) | Interstitial Monitoring within Secondary Containment | SENSOR TO ATG | Continuous alarm system | Continuous alarm system |  | UST Currently In Use: 2; UST Temp Close: 0; AST Currently In Use: 0; AST Temp Closed: 0 | 2 | 0 | 0 | 13579-073-021193 | MURPHY OIL USA, INC.
52680 | Currently in Use |  | 2015-08-15 |  | Petroleum | Unleaded gasoline | Unleaded gasoline | Retail | Fiberglass coated steel | Double Wall |  |  | Double Wall |  |  | Catchment Basin | Automatic shutoff device At 95% full | Automatic shutoff device At 95% full | Interstitial Monitoring within Secondary Containment | SENSOR TO ATG | Continuous Automatic Tank Gauge | Single walled submersible pump containment sump | Containment Sump | Automatic shutoff device (AELLD) | Interstitial Monitoring within Secondary Containment | SENSOR TO ATG | Continuous alarm system | Continuous alarm system |  | UST Currently In Use: 2; UST Temp Close: 0; AST Currently In Use: 0; AST Temp Closed: 0 | 2 | 0 | 4 | 24829-083-014735 | LEDANCO LLC
52682 | Currently in Use |  | 2017-11-01 |  | Petroleum | Unleaded gasoline | Unleaded gasoline | Retail | Double Wall | Double Wall |  |  | Double Wall |  | 2017-11-01 | Catchment Basin | Automatic shutoff device At 95% full | Automatic shutoff device At 95% full | Interstitial Monitoring within Secondary Containment |  | Continuous Automatic Tank Gauge |  | Automatic shutoff device (AELLD) | Automatic shutoff device (AELLD) | Interstitial Monitoring within Secondary Containment | SENSOR TO ATG | Continuous alarm system | Continuous alarm system |  | UST Currently In Use: 2; UST Temp Close: 0; AST Currently In Use: 0; AST Temp Closed: 0 | 2 | 0 | 0 | 25334-047-021196 | PLANTERSVILLE MINI MART LLC
52683 | Currently in Use |  | 2017-11-01 |  | Petroleum | Unleaded gasoline | Unleaded gasoline | Retail | Double Wall | Double Wall |  |  | Fiberglass reinforced plastic |  | 2017-11-01 | Catchment Basin | Automatic shutoff device At 95% full | Automatic shutoff device At 95% full | Interstitial Monitoring within Secondary Containment |  | Continuous Automatic Tank Gauge |  | Automatic shutoff device (AELLD) | Automatic shutoff device (AELLD) | Interstitial Monitoring within Secondary Containment | SENSOR TO ATG | Continuous alarm system | Continuous alarm system |  | UST Currently In Use: 2; UST Temp Close: 0; AST Currently In Use: 0; AST Temp Closed: 0 | 2 | 0 | 0 | 25334-047-021196 | PLANTERSVILLE MINI MART LLC
52684 | Currently in Use |  | 2017-12-13 |  | Petroleum | Unleaded gasoline | Unleaded gasoline | Retail | Double Wall | Double Wall |  |  | Double Wall |  | 2017-12-13 | Catchment Basin | Automatic shutoff device At 95% full | Automatic shutoff device At 95% full | Interstitial Monitoring within Secondary Containment | SENSOR TO ATG | Automatic Tank Gauge |  | Containment Sump | Automatic flow restrictor (MLLD) | Interstitial Monitoring within Secondary Containment | SENSOR TO ATG | Continuous alarm system | Continuous alarm system |  | UST Currently In Use: 2; UST Temp Close: 0; AST Currently In Use: 0; AST Temp Closed: 0 | 2 | 0 | 3 | 23413-073-015658 | CIRCLE K STORES, INC.
52686 | Currently in Use |  | 2017-12-13 |  | Petroleum | Premium gasoline | Premium gasoline | Retail | 8P-12DSL | Double Wall |  |  | Double Wall |  | 2017-12-13 | Catchment Basin | Automatic shutoff device At 95% full | Automatic shutoff device At 95% full | Interstitial Monitoring within Secondary Containment | SENSOR TO ATG | Automatic Tank Gauge |  | Containment Sump | Automatic flow restrictor (MLLD) | Interstitial Monitoring within Secondary Containment | SENSOR TO ATG | Continuous alarm system | Continuous alarm system |  | UST Currently In Use: 2; UST Temp Close: 0; AST Currently In Use: 0; AST Temp Closed: 0 | 2 | 0 | 3 | 23413-073-015658 | CIRCLE K STORES, INC.
52687 | Currently in Use |  | 2018-02-22 |  | Petroleum | Unleaded gasoline | Unleaded gasoline | Industrial | Double Wall | Double Wall |  |  | Fiberglass reinforced plastic |  | 2018-02-22 | Catchment Basin | Automatic shutoff device At 95% full | Automatic shutoff device At 95% full | Interstitial Monitoring within Secondary Containment | SENSOR TO ATG |  |  | Containment Sump | Containment Sump | Interstitial Monitoring within Secondary Containment |  | Continuous alarm system | Continuous alarm system |  | UST Currently In Use: 1; UST Temp Close: 0; AST Currently In Use: 0; AST Temp Closed: 0 | 1 | 0 | 0 | 13810-045-021197 | PEA RIVER ELECT COOPERATIVE
52688 | Currently in Use |  | 1995-01-01 |  | Petroleum | On road diesel | On road diesel | State/Federal Government | Fiberglass reinforced plastic | Double Wall |  |  | Fiberglass reinforced plastic |  |  | Catchment Basin | Automatic shutoff device At 95% full | Automatic shutoff device At 95% full | Interstitial Monitoring within Secondary Containment | SENSOR TO ATG |  |  | EXEMPT | Containment Sump | Interstitial Monitoring within Secondary Containment | SENSOR TO ATG | Continuous alarm system | Continuous alarm system |  | UST Currently In Use: 1; UST Temp Close: 0; AST Currently In Use: 0; AST Temp Closed: 0 | 1 | 0 | 0 | 24649-073-021198 | US GENERAL SERVICES ADMIN- PUBL BLDG
52689 | Currently in Use |  | 2017-10-01 |  | Petroleum | Unleaded gasoline | Unleaded gasoline | Retail | Double Wall | Double Wall |  |  | Double Wall |  | 2017-10-01 | Catchment Basin | Automatic shutoff device At 95% full | Automatic shutoff device At 95% full | Interstitial Monitoring within Secondary Containment |  |  |  | Automatic shutoff device (AELLD) | Automatic shutoff device (AELLD) | Interstitial Monitoring within Secondary Containment |  | Continuous alarm system | Continuous alarm system |  | UST Currently In Use: 2; UST Temp Close: 0; AST Currently In Use: 0; AST Temp Closed: 0 | 2 | 0 | 0 | 25350-125-021199 | TRADEMART INVESTMENTS LLC
52691 | Currently in Use |  | 2018-10-01 |  | Petroleum | Mid-grade gasoline | Mid-grade gasoline | Retail | Double Wall | Double Wall |  |  | Double Wall |  | 2017-10-01 | Catchment Basin | Automatic shutoff device At 95% full | Automatic shutoff device At 95% full | Interstitial Monitoring within Secondary Containment |  |  |  | Automatic shutoff device (AELLD) | Automatic shutoff device (AELLD) | Interstitial Monitoring within Secondary Containment |  | Continuous alarm system | Continuous alarm system |  | UST Currently In Use: 2; UST Temp Close: 0; AST Currently In Use: 0; AST Temp Closed: 0 | 2 | 0 | 0 | 25350-125-021199 | TRADEMART INVESTMENTS LLC
52692 | Currently in Use |  | 2012-10-01 |  | Petroleum | On road diesel | On road diesel | Emergency Power Generator | Double Wall | Double Wall |  |  | Double Wall |  | 2012-10-01 | Other | REMOTE FIL | Audible high level alarm At 90% full | Interstitial Monitoring within Secondary Containment | SENSOR TO ATG |  |  | Sump sensor relayed to automatically shut off submersible pump | Containment Sump | Interstitial Monitoring within Secondary Containment | SENSOR TO ATG |  |  |  | UST Currently In Use: 2; UST Temp Close: 0; AST Currently In Use: 0; AST Temp Closed: 0 | 2 | 0 | 0 | 16273-073-021200 | UAB DEPT. HEALTH & SAFETY
52693 | Currently in Use |  | 2012-10-01 |  | Petroleum | On road diesel | On road diesel | Emergency Power Generator | Double Wall | Double Wall |  |  | Double Wall |  | 2012-10-01 | Other | Automatic shutoff device At 95% full | Audible high level alarm At 90% full | Interstitial Monitoring within Secondary Containment | SENSOR TO ATG |  |  | Sump sensor relayed to automatically shut off submersible pump | Sump sensor relayed to automatically shut off submersible pump | Interstitial Monitoring within Secondary Containment | SENSOR TO ATG | Continuous alarm system | Continuous alarm system |  | UST Currently In Use: 2; UST Temp Close: 0; AST Currently In Use: 0; AST Temp Closed: 0 | 2 | 0 | 0 | 16273-073-021200 | UAB DEPT. HEALTH & SAFETY
52696 | Currently in Use |  | 2017-08-24 |  | Petroleum | Premium gasoline | Premium gasoline | Retail | Double Wall | Double Wall |  |  | Fiberglass reinforced plastic |  | 2017-08-24 | Catchment Basin | Automatic shutoff device At 95% full | Automatic shutoff device At 95% full | Interstitial Monitoring within Secondary Containment |  | Continuous Automatic Tank Gauge |  | Containment Sump | Automatic flow restrictor (MLLD) | Interstitial Monitoring within Secondary Containment |  | Continuous alarm system | Annual line testing |  | UST Currently In Use: 2; UST Temp Close: 0; AST Currently In Use: 0; AST Temp Closed: 0 | 2 | 0 | 0 | 23868-025-021201 | SLIDELL OIL COMPANY, LLC
52697 | Currently in Use |  | 2017-08-24 |  | Petroleum | Unleaded gasoline | Unleaded gasoline | Retail | Double Wall | Double Wall |  |  | Double Wall |  | 2017-08-24 | Catchment Basin | Automatic shutoff device At 95% full | Automatic shutoff device At 95% full | Interstitial Monitoring within Secondary Containment |  | Continuous Automatic Tank Gauge |  | Automatic flow restrictor (MLLD) | Automatic flow restrictor (MLLD) | Interstitial Monitoring within Secondary Containment |  | Annual line testing | Annual line testing |  | UST Currently In Use: 2; UST Temp Close: 0; AST Currently In Use: 0; AST Temp Closed: 0 | 2 | 0 | 0 | 23868-025-021201 | SLIDELL OIL COMPANY, LLC
52699 | Currently in Use |  | 2010-10-17 |  | Petroleum | Unleaded gasoline | Unleaded gasoline | Retail | Fiberglass coated steel | Double Wall |  |  | 2-PIECES |  | 2010-10-17 | Catchment Basin | Automatic shutoff device At 95% full | Automatic shutoff device At 95% full | Interstitial Monitoring within Secondary Containment | SENSOR TO ATG |  |  | Automatic shutoff device (AELLD) | Automatic shutoff device (AELLD) | Interstitial Monitoring within Secondary Containment | SENSOR TO ATG | Continuous alarm system | Continuous alarm system |  | UST Currently In Use: 1; UST Temp Close: 0; AST Currently In Use: 0; AST Temp Closed: 0 | 1 | 0 | 0 | 25356-073-021203 | SONNY AND AHN TRAN
52700 | Currently in Use |  | 2010-01-01 |  | Petroleum | On road diesel | On road diesel | Emergency Power Generator | Double Wall | Double Wall |  |  | Fiberglass reinforced plastic |  | 2010-01-01 | Other | Audible high level alarm At 90% full | Audible high level alarm At 90% full | Interstitial Monitoring within Secondary Containment | SENSOR TO ATG | Automatic Tank Gauge |  | NO SHUT OF | Containment Sump | Interstitial Monitoring within Secondary Containment | SENSOR TO ATG | Continuous alarm system | Continuous alarm system |  | UST Currently In Use: 2; UST Temp Close: 0; AST Currently In Use: 0; AST Temp Closed: 0 | 2 | 0 | 0 | 16273-073-021204 | UAB DEPT. HEALTH & SAFETY
52701 | Currently in Use |  | 2010-01-01 |  | Petroleum | On road diesel | On road diesel | Emergency Power Generator | Double Wall | Double Wall |  |  | Double Wall |  | 2010-01-01 | Other | Audible high level alarm At 90% full | Audible high level alarm At 90% full | Interstitial Monitoring within Secondary Containment | SENSOR TO ATG |  |  | Containment Sump | Containment Sump | Interstitial Monitoring within Secondary Containment | SENSOR TO ATG | Continuous alarm system | Continuous alarm system |  | UST Currently In Use: 2; UST Temp Close: 0; AST Currently In Use: 0; AST Temp Closed: 0 | 2 | 0 | 0 | 16273-073-021204 | UAB DEPT. HEALTH & SAFETY
52703 | Currently in Use |  | 2017-11-30 |  | Petroleum | Unleaded gasoline | Unleaded gasoline | Retail | Double Wall | Double Wall |  |  | Double Wall |  |  | Catchment Basin | Automatic shutoff device At 95% full | Automatic shutoff device At 95% full | Interstitial Monitoring within Secondary Containment | SENSOR TO ATG | Automatic Tank Gauge | Single walled submersible pump containment sump | Automatic flow restrictor (MLLD) | Automatic flow restrictor (MLLD) | Interstitial Monitoring within Secondary Containment | SENSOR TO ATG | Annual line testing | Annual line testing |  | UST Currently In Use: 2; UST Temp Close: 0; AST Currently In Use: 0; AST Temp Closed: 0 | 2 | 0 | 5 | 23757-071-011267 | RAJESH AGGARWAL
52704 | Currently in Use |  | 2017-11-30 |  | Petroleum | On road diesel | On road diesel | Retail | Double Wall | Double Wall |  |  | Flexible |  |  | Catchment Basin | Automatic shutoff device At 95% full | Automatic shutoff device At 95% full | Interstitial Monitoring within Secondary Containment | SENSOR TO ATG | Automatic Tank Gauge | Single walled submersible pump containment sump | Automatic flow restrictor (MLLD) | Automatic flow restrictor (MLLD) | Interstitial Monitoring within Secondary Containment | SENSOR TO ATG | Annual line testing | Annual line testing |  | UST Currently In Use: 2; UST Temp Close: 0; AST Currently In Use: 0; AST Temp Closed: 0 | 2 | 0 | 5 | 23757-071-011267 | RAJESH AGGARWAL
52705 | Currently in Use |  | 2018-02-27 |  | Petroleum | Unleaded gasoline | Unleaded gasoline | Retail | Fiberglass reinforced plastic | Double Wall |  |  | Flexible |  |  | Catchment Basin | Automatic shutoff device At 95% full | Automatic shutoff device At 95% full | Interstitial Monitoring within Secondary Containment | SENSOR TO ATG |  |  | Containment Sump | Automatic flow restrictor (MLLD) | Interstitial Monitoring within Secondary Containment | SENSOR TO ATG | Continuous alarm system | Continuous alarm system |  | UST Currently In Use: 2; UST Temp Close: 0; AST Currently In Use: 0; AST Temp Closed: 0 | 2 | 0 | 2 | 13579-015-018720 | MURPHY OIL USA, INC.
52706 | Currently in Use |  | 2018-02-27 |  | Petroleum | Premium gasoline | Premium gasoline | Retail | Fiberglass reinforced plastic | Double Wall |  |  | Double Wall |  |  | Catchment Basin | Automatic shutoff device At 95% full | Automatic shutoff device At 95% full | Interstitial Monitoring within Secondary Containment |  |  |  | Containment Sump | Automatic flow restrictor (MLLD) | Interstitial Monitoring within Secondary Containment | SENSOR TO ATG | Continuous alarm system | Continuous alarm system |  | UST Currently In Use: 2; UST Temp Close: 0; AST Currently In Use: 0; AST Temp Closed: 0 | 2 | 0 | 2 | 13579-015-018720 | MURPHY OIL USA, INC.
52707 | Currently in Use |  | 2018-04-09 |  | Petroleum | Unleaded gasoline | Unleaded gasoline | Retail | Fiberglass coated steel | Double Wall |  |  | Double Wall |  | 2018-04-09 | Catchment Basin | Automatic shutoff device At 95% full | Automatic shutoff device At 95% full | Interstitial Monitoring within Secondary Containment | SENSOR TO ATG | Continuous Automatic Tank Gauge | Single walled submersible pump containment sump | Automatic flow restrictor (MLLD) | Automatic flow restrictor (MLLD) |  | SENSOR TO ATG | Continuous alarm system | Continuous alarm system |  | UST Currently In Use: 1; UST Temp Close: 0; AST Currently In Use: 0; AST Temp Closed: 0 | 1 | 0 | 3 | 11230-003-017656 | CONTORNO, INC.
52708 | Currently in Use |  | 2017-06-13 |  | Petroleum | Unleaded gasoline | Unleaded gasoline | Retail | Double Wall | Double Wall |  |  | Fiberglass reinforced plastic |  | 2017-06-13 | Catchment Basin | Automatic shutoff device At 95% full | Automatic shutoff device At 95% full | Interstitial Monitoring within Secondary Containment |  |  |  | Automatic shutoff device (AELLD) | Automatic shutoff device (AELLD) | Interstitial Monitoring within Secondary Containment |  | Continuous alarm system | Continuous alarm system |  | UST Currently In Use: 3; UST Temp Close: 0; AST Currently In Use: 0; AST Temp Closed: 0 | 3 | 0 | 0 | 11576-125-021210 | DUTCH OIL COMPANY
52709 | Currently in Use |  | 2017-06-13 |  | Petroleum | Premium gasoline | Premium gasoline | Retail | Fiberglass coated steel | Double Wall |  |  | Fiberglass reinforced plastic |  | 2017-06-13 | Catchment Basin | Automatic shutoff device At 95% full | Automatic shutoff device At 95% full | Interstitial Monitoring within Secondary Containment |  |  |  | Automatic shutoff device (AELLD) | Automatic shutoff device (AELLD) |  |  | Continuous alarm system | CITLD |  | UST Currently In Use: 3; UST Temp Close: 0; AST Currently In Use: 0; AST Temp Closed: 0 | 3 | 0 | 0 | 11576-125-021210 | DUTCH OIL COMPANY
52710 | Currently in Use |  | 2017-06-13 |  | Petroleum | On road diesel | On road diesel | Retail | Fiberglass coated steel | Double Wall |  |  | Double Wall |  | 2017-06-13 | Catchment Basin | Automatic shutoff device At 95% full | Automatic shutoff device At 95% full | Interstitial Monitoring within Secondary Containment |  |  |  | Automatic shutoff device (AELLD) | Automatic shutoff device (AELLD) | Interstitial Monitoring within Secondary Containment |  | Continuous alarm system | Continuous alarm system |  | UST Currently In Use: 3; UST Temp Close: 0; AST Currently In Use: 0; AST Temp Closed: 0 | 3 | 0 | 0 | 11576-125-021210 | DUTCH OIL COMPANY
52711 | Currently in Use |  | 1995-01-01 |  | Petroleum | On road diesel | On road diesel | State/Federal Government | Fiberglass reinforced plastic | Double Wall |  |  | Fiberglass reinforced plastic |  |  | Catchment Basin | Flow Rest 90% Full | Flow Rest 90% Full | Interstitial Monitoring within Secondary Containment | [10 empty] | UST Currently In Use: 1; UST Temp Close: 0; AST Currently In Use: 0; AST Temp Closed: 0 | 1 | 0 | 0 | 16407-101-021211 | RETIREMENT SYSTEMS OF ALABAMA
52719 | Currently in Use |  | 2018-02-07 |  | Petroleum | Unleaded gasoline | Unleaded gasoline | Retail | Double Wall | Double Wall |  |  | Fiberglass reinforced plastic |  | 2018-02-07 | Catchment Basin | Automatic shutoff device At 95% full | Automatic shutoff device At 95% full | Interstitial Monitoring within Secondary Containment | SENSOR TO ATG | Continuous Automatic Tank Gauge |  | Automatic flow restrictor (MLLD) | Automatic flow restrictor (MLLD) | Interstitial Monitoring within Secondary Containment | SENSOR TO ATG | Continuous alarm system | Continuous alarm system |  | UST Currently In Use: 3; UST Temp Close: 0; AST Currently In Use: 0; AST Temp Closed: 0 | 3 | 0 | 0 | 23868-025-021212 | SLIDELL OIL COMPANY, LLC
52722 | Currently in Use |  | 2017-11-08 |  | Petroleum | Unleaded gasoline | Unleaded gasoline | Retail | Double Wall | Double Wall |  |  | Double Wall |  | 2017-11-08 | Catchment Basin | Automatic shutoff device At 95% full | Automatic shutoff device At 95% full | Interstitial Monitoring within Secondary Containment |  |  |  | Automatic shutoff device (AELLD) | Automatic shutoff device (AELLD) | Interstitial Monitoring within Secondary Containment |  |  |  |  | UST Currently In Use: 2; UST Temp Close: 0; AST Currently In Use: 0; AST Temp Closed: 0 | 2 | 0 | 0 | 25399-083-021213 | D & S INVESTMENTS INC
52723 | Currently in Use |  | 2017-11-08 |  | Petroleum | Premium gasoline | Premium gasoline | Retail | Double Wall | Double Wall |  |  | Fiberglass reinforced plastic |  | 2017-11-08 | Catchment Basin | Automatic shutoff device At 95% full | Automatic shutoff device At 95% full | Interstitial Monitoring within Secondary Containment |  |  |  | Automatic shutoff device (AELLD) | Automatic shutoff device (AELLD) | Interstitial Monitoring within Secondary Containment |  |  |  |  | UST Currently In Use: 2; UST Temp Close: 0; AST Currently In Use: 0; AST Temp Closed: 0 | 2 | 0 | 0 | 25399-083-021213 | D & S INVESTMENTS INC
52724 | Currently in Use |  | 2018-06-06 |  | Petroleum | Unleaded gasoline | Unleaded gasoline | Retail | Fiberglass coated steel | Double Wall |  |  | Fiberglass reinforced plastic |  | 2018-06-06 | Catchment Basin | Automatic shutoff device At 95% full | Automatic shutoff device At 95% full | Interstitial Monitoring within Secondary Containment | SENSOR TO ATG |  | Single walled submersible pump containment sump | Containment Sump | Automatic shutoff device (AELLD) | Interstitial Monitoring within Secondary Containment | MANUAL/VISUAL CHECK | Continuous alarm system | Continuous alarm system |  | UST Currently In Use: 1; UST Temp Close: 0; AST Currently In Use: 0; AST Temp Closed: 0 | 1 | 0 | 4 | 22888-081-004925 | PREM PROPERTIES LLC
52725 | Currently in Use |  | 2017-11-27 |  | Petroleum | Unleaded gasoline | Unleaded gasoline |  | Double Wall | Double Wall |  |  | Fiberglass reinforced plastic |  | 2017-11-27 | Catchment Basin | Automatic shutoff device At 95% full | Automatic shutoff device At 95% full | Interstitial Monitoring within Secondary Containment |  |  |  | Automatic shutoff device (AELLD) | Automatic shutoff device (AELLD) | Interstitial Monitoring within Secondary Containment |  |  |  |  | UST Currently In Use: 2; UST Temp Close: 0; AST Currently In Use: 0; AST Temp Closed: 0 | 2 | 0 | 0 | 25403-009-021217 | KASHMIR MAL
52727 | Currently in Use |  | 2017-11-27 |  | Petroleum | Premium gasoline | Premium gasoline | Retail | UNKNOWN | Double Wall |  |  | Double Wall |  | 2017-11-27 | Catchment Basin | Automatic shutoff device At 95% full | Automatic shutoff device At 95% full | Interstitial Monitoring within Secondary Containment |  |  |  | Automatic shutoff device (AELLD) | Automatic shutoff device (AELLD) | Interstitial Monitoring within Secondary Containment |  |  |  |  | UST Currently In Use: 2; UST Temp Close: 0; AST Currently In Use: 0; AST Temp Closed: 0 | 2 | 0 | 0 | 25403-009-021217 | KASHMIR MAL
52729 | Currently in Use |  | 2018-03-06 |  | Petroleum | Unleaded gasoline | Unleaded gasoline | Retail | Double Wall | Double Wall |  |  | Fiberglass reinforced plastic |  |  | Catchment Basin | Automatic shutoff device At 95% full | Automatic shutoff device At 95% full | Interstitial Monitoring within Secondary Containment | SENSOR TO ATG | Automatic Tank Gauge |  | Containment Sump | Automatic flow restrictor (MLLD) | Interstitial Monitoring within Secondary Containment |  | Continuous alarm system | Continuous alarm system |  | UST Currently In Use: 3; UST Temp Close: 0; AST Currently In Use: 0; AST Temp Closed: 0 | 3 | 0 | 3 | 23413-117-014356 | CIRCLE K STORES, INC.
52731 | Currently in Use |  | 2018-03-06 |  | Petroleum | Unleaded gasoline | Unleaded gasoline | Retail | Double Wall | Double Wall |  |  | Double Wall |  |  | Catchment Basin | Automatic shutoff device At 95% full | Automatic shutoff device At 95% full | Interstitial Monitoring within Secondary Containment | SENSOR TO ATG | Automatic Tank Gauge |  | Containment Sump | Automatic flow restrictor (MLLD) | Interstitial Monitoring within Secondary Containment |  | Continuous alarm system | Continuous alarm system |  | UST Currently In Use: 3; UST Temp Close: 0; AST Currently In Use: 0; AST Temp Closed: 0 | 3 | 0 | 3 | 23413-117-014356 | CIRCLE K STORES, INC.
52732 | Currently in Use |  | 2018-03-06 |  | Petroleum | Unleaded gasoline | Unleaded gasoline | Retail | Fiberglass coated steel | Double Wall |  |  | Fiberglass reinforced plastic |  |  | Catchment Basin | Automatic shutoff device At 95% full | Automatic shutoff device At 95% full | Interstitial Monitoring within Secondary Containment | SENSOR TO ATG | Automatic Tank Gauge |  | Containment Sump | Automatic flow restrictor (MLLD) | Interstitial Monitoring within Secondary Containment |  | Continuous alarm system | Continuous alarm system |  | UST Currently In Use: 3; UST Temp Close: 0; AST Currently In Use: 0; AST Temp Closed: 0 | 3 | 0 | 3 | 23413-117-014356 | CIRCLE K STORES, INC.
52733 | Permanently Closed | 2020-07-23 | 1984-01-01 | 2020-07-23 | Petroleum | On road diesel | On road diesel | Emergency Power Generator | Steel | Steel | [19 empty] | UST Currently In Use: 0; UST Temp Close: 0; AST Currently In Use: 0; AST Temp Closed: 0 | 0 | 0 | 1 | 15114-089-021230 | UNIVERSITY OF ALA IN HUNTSVILLE
52735 | Permanently Closed | 2020-07-24 | 1969-01-01 | 2020-07-24 | Petroleum | On road diesel | On road diesel | State/Federal Government | Steel | Steel | [19 empty] | UST Currently In Use: 0; UST Temp Close: 0; AST Currently In Use: 0; AST Temp Closed: 0 | 0 | 0 | 1 | 15114-089-021231 | UNIVERSITY OF ALA IN HUNTSVILLE
52736 | Currently in Use |  | 2014-12-14 |  | Petroleum | Unleaded gasoline | Unleaded gasoline | Retail | Double Wall | Double Wall |  |  | Flexible |  |  | Catchment Basin | Automatic shutoff device At 95% full | Automatic shutoff device At 95% full | Interstitial Monitoring within Secondary Containment |  | Other |  | Automatic shutoff device (AELLD) | Automatic shutoff device (AELLD) | Interstitial Monitoring within Secondary Containment |  | INTMON REQ | Continuous alarm system |  | UST Currently In Use: 3; UST Temp Close: 0; AST Currently In Use: 0; AST Temp Closed: 0 | 3 | 0 | 2 | 23429-115-009881 | MUSA PROPERTIES, LLC
52737 | Currently in Use |  | 2014-12-14 |  | Petroleum | Premium gasoline | Premium gasoline | Retail | Double Wall | Double Wall |  |  | Double Wall |  |  | Catchment Basin | Automatic shutoff device At 95% full | Automatic shutoff device At 95% full | Interstitial Monitoring within Secondary Containment |  | Other |  | Automatic shutoff device (AELLD) | Automatic shutoff device (AELLD) |  |  | Continuous alarm system | Continuous alarm system |  | UST Currently In Use: 3; UST Temp Close: 0; AST Currently In Use: 0; AST Temp Closed: 0 | 3 | 0 | 2 | 23429-115-009881 | MUSA PROPERTIES, LLC
52738 | Currently in Use |  | 2017-10-01 |  | Petroleum | Unleaded gasoline | Unleaded gasoline | Retail | Double Wall | Double Wall |  |  | Double Wall |  | 2017-10-01 | Catchment Basin | Automatic shutoff device At 95% full | Automatic shutoff device At 95% full | Interstitial Monitoring within Secondary Containment |  |  |  | Containment Sump | Containment Sump | Interstitial Monitoring within Secondary Containment |  |  |  |  | UST Currently In Use: 4; UST Temp Close: 0; AST Currently In Use: 0; AST Temp Closed: 0 | 4 | 0 | 0 | 22302-081-021233 | MARTIN GRIGGS - C/O FREEDOM FUELS
52739 | Currently in Use |  | 2017-10-01 |  | Petroleum | Premium gasoline | Premium gasoline | Retail | Double Wall | Double Wall |  |  | Fiberglass reinforced plastic |  | 2017-10-01 | Catchment Basin | Automatic shutoff device At 95% full | Automatic shutoff device At 95% full | Interstitial Monitoring within Secondary Containment |  |  |  | Containment Sump | Containment Sump | Interstitial Monitoring within Secondary Containment |  |  |  |  | UST Currently In Use: 4; UST Temp Close: 0; AST Currently In Use: 0; AST Temp Closed: 0 | 4 | 0 | 0 | 22302-081-021233 | MARTIN GRIGGS - C/O FREEDOM FUELS
52740 | Currently in Use |  | 2017-10-01 |  | Petroleum | Other, NON ETHANO | Other | Retail | Double Wall | Double Wall |  |  | Fiberglass reinforced plastic |  | 2017-10-01 | Catchment Basin | Automatic shutoff device At 95% full | Automatic shutoff device At 95% full | Interstitial Monitoring within Secondary Containment |  |  |  | Containment Sump | Containment Sump | Interstitial Monitoring within Secondary Containment |  |  |  |  | UST Currently In Use: 4; UST Temp Close: 0; AST Currently In Use: 0; AST Temp Closed: 0 | 4 | 0 | 0 | 22302-081-021233 | MARTIN GRIGGS - C/O FREEDOM FUELS
52741 | Currently in Use |  | 2017-10-01 |  | Petroleum | On road diesel | On road diesel | Retail | Double Wall | Double Wall |  |  | Fiberglass reinforced plastic |  | 2017-10-01 | Catchment Basin | Automatic shutoff device At 95% full | Automatic shutoff device At 95% full | Interstitial Monitoring within Secondary Containment |  |  |  | Containment Sump | Containment Sump | Interstitial Monitoring within Secondary Containment |  |  |  |  | UST Currently In Use: 4; UST Temp Close: 0; AST Currently In Use: 0; AST Temp Closed: 0 | 4 | 0 | 0 | 22302-081-021233 | MARTIN GRIGGS - C/O FREEDOM FUELS
52744 | Currently in Use |  | 2018-04-10 |  | Petroleum | Unleaded gasoline | Unleaded gasoline | Retail | Fiberglass reinforced plastic | Double Wall |  |  | Double Wall |  | 2018-04-10 | Catchment Basin | Automatic shutoff device At 95% full | Automatic shutoff device At 95% full | Interstitial Monitoring within Secondary Containment | SENSOR TO ATG |  |  | Containment Sump | Automatic flow restrictor (MLLD) | Interstitial Monitoring within Secondary Containment | SENSOR TO ATG | Continuous alarm system | Annual line testing |  | UST Currently In Use: 2; UST Temp Close: 0; AST Currently In Use: 0; AST Temp Closed: 0 | 2 | 0 | 0 | 13579-097-021229 | MURPHY OIL USA, INC.
52746 | Currently in Use |  | 2018-04-10 |  | Petroleum | Unleaded gasoline | Unleaded gasoline | Retail | Double Wall | Double Wall |  |  | Double Wall |  | 2018-04-10 | Catchment Basin | Automatic shutoff device At 95% full | Automatic shutoff device At 95% full | Interstitial Monitoring within Secondary Containment | SENSOR TO ATG |  |  | Automatic flow restrictor (MLLD) | Automatic flow restrictor (MLLD) | Interstitial Monitoring within Secondary Containment | SENSOR TO ATG | Continuous alarm system | Annual line testing |  | UST Currently In Use: 2; UST Temp Close: 0; AST Currently In Use: 0; AST Temp Closed: 0 | 2 | 0 | 0 | 13579-097-021229 | MURPHY OIL USA, INC.
52747 | Permanently Closed | 2018-06-01 | 1987-01-01 | 2019-08-12 | Petroleum | Used oil | Used oil | Industrial | Steel | Steel |  |  | Single Wall | [7 empty] | Manual Tank Gauging (only tanks 1000 gal. or less and 48” or 64” in diameter) | [8 empty] | UST Currently In Use: 0; UST Temp Close: 0; AST Currently In Use: 2; AST Temp Closed: 0 | 0 | 0 | 1 | 19154-099-021177 | BILLY BARNES ENTERPRISE INC
52748 | Currently in Use |  | 2018-06-15 |  | Petroleum | Unleaded gasoline | Unleaded gasoline | Retail | Double Wall | Double Wall |  |  | Fiberglass reinforced plastic |  |  | Catchment Basin | Automatic shutoff device At 95% full | Automatic shutoff device At 95% full | Interstitial Monitoring within Secondary Containment |  |  |  | Automatic shutoff device (AELLD) | Automatic shutoff device (AELLD) | Interstitial Monitoring within Secondary Containment | SENSOR TO ATG | Continuous alarm system | Continuous alarm system |  | UST Currently In Use: 4; UST Temp Close: 0; AST Currently In Use: 0; AST Temp Closed: 0 | 4 | 0 | 2 | 13343-065-001524 | MCCULLOUGH OIL COMPANY, INC.
52749 | Currently in Use |  | 2018-06-15 |  | Petroleum | Premium gasoline | Premium gasoline | Retail | Double Wall | Double Wall |  |  | Double Wall |  |  | Catchment Basin | Automatic shutoff device At 95% full | Automatic shutoff device At 95% full | Interstitial Monitoring within Secondary Containment |  |  |  | Automatic shutoff device (AELLD) | Automatic shutoff device (AELLD) | Interstitial Monitoring within Secondary Containment | SENSOR TO ATG | Continuous alarm system | Continuous alarm system |  | UST Currently In Use: 4; UST Temp Close: 0; AST Currently In Use: 0; AST Temp Closed: 0 | 4 | 0 | 2 | 13343-065-001524 | MCCULLOUGH OIL COMPANY, INC.
52750 | Currently in Use |  | 2018-06-15 |  | Petroleum | On road diesel | On road diesel | Retail | Double Wall | Double Wall |  |  | Fiberglass reinforced plastic |  |  | Catchment Basin | Automatic shutoff device At 95% full | Automatic shutoff device At 95% full | Interstitial Monitoring within Secondary Containment |  |  |  | Automatic shutoff device (AELLD) | Automatic shutoff device (AELLD) | Interstitial Monitoring within Secondary Containment | SENSOR TO ATG | Continuous alarm system | Continuous alarm system |  | UST Currently In Use: 4; UST Temp Close: 0; AST Currently In Use: 0; AST Temp Closed: 0 | 4 | 0 | 2 | 13343-065-001524 | MCCULLOUGH OIL COMPANY, INC.
52751 | Currently in Use |  | 2018-06-15 |  | Petroleum | Other, NON-ETHANO | Other | Retail | Double Wall | Double Wall |  |  | Fiberglass reinforced plastic |  |  | Catchment Basin | Automatic shutoff device At 95% full | Automatic shutoff device At 95% full | Interstitial Monitoring within Secondary Containment |  |  |  | Automatic shutoff device (AELLD) | Automatic shutoff device (AELLD) | Interstitial Monitoring within Secondary Containment | SENSOR TO ATG | Continuous alarm system | Continuous alarm system |  | UST Currently In Use: 4; UST Temp Close: 0; AST Currently In Use: 0; AST Temp Closed: 0 | 4 | 0 | 2 | 13343-065-001524 | MCCULLOUGH OIL COMPANY, INC.
52752 | Currently in Use |  | 2018-03-28 |  | Petroleum | Unleaded gasoline | Unleaded gasoline | Retail | Double Wall | Double Wall |  |  | Double Wall |  | 2018-03-28 | Catchment Basin | Automatic shutoff device At 95% full | Automatic shutoff device At 95% full | Interstitial Monitoring within Secondary Containment |  |  |  | Automatic shutoff device (AELLD) | Automatic shutoff device (AELLD) | Interstitial Monitoring within Secondary Containment |  | Continuous alarm system | Continuous alarm system |  | UST Currently In Use: 2; UST Temp Close: 0; AST Currently In Use: 0; AST Temp Closed: 0 | 2 | 0 | 0 | 25425-117-021234 | AL-WADUD LLC
52753 | Currently in Use |  | 2018-02-28 |  | Petroleum | Premium gasoline | Premium gasoline | Retail | Double Wall | Double Wall |  |  | Double Wall |  | 2018-03-28 | Catchment Basin | Automatic shutoff device At 95% full | Automatic shutoff device At 95% full | Interstitial Monitoring within Secondary Containment |  |  |  | Automatic shutoff device (AELLD) | Automatic shutoff device (AELLD) | Interstitial Monitoring within Secondary Containment |  | Continuous alarm system | Continuous alarm system |  | UST Currently In Use: 2; UST Temp Close: 0; AST Currently In Use: 0; AST Temp Closed: 0 | 2 | 0 | 0 | 25425-117-021234 | AL-WADUD LLC
52754 | Currently in Use |  | 2018-03-23 |  | Petroleum | Unleaded gasoline | Unleaded gasoline | Retail | Double Wall | Double Wall |  |  | Double Wall |  | 2018-03-23 | Catchment Basin | Automatic shutoff device At 95% full | Automatic shutoff device At 95% full | Interstitial Monitoring within Secondary Containment |  | Automatic Tank Gauge |  | Automatic flow restrictor (MLLD) | Automatic flow restrictor (MLLD) |  |  | Continuous alarm system | Continuous alarm system |  | UST Currently In Use: 2; UST Temp Close: 0; AST Currently In Use: 0; AST Temp Closed: 0 | 2 | 0 | 0 | 20411-117-021235 | DC OIL COMPANY
52755 | Currently in Use |  | 2018-03-23 |  | Petroleum | Premium gasoline | Premium gasoline | Retail | Double Wall | Double Wall |  |  | Fiberglass reinforced plastic |  | 2018-03-23 | Catchment Basin |  |  | Interstitial Monitoring within Secondary Containment |  | Automatic Tank Gauge |  | Automatic flow restrictor (MLLD) | Automatic flow restrictor (MLLD) |  |  | Continuous alarm system | Continuous alarm system |  | UST Currently In Use: 2; UST Temp Close: 0; AST Currently In Use: 0; AST Temp Closed: 0 | 2 | 0 | 0 | 20411-117-021235 | DC OIL COMPANY
52756 | Currently in Use |  | 2018-05-02 |  | Petroleum | Unleaded gasoline | Unleaded gasoline | Retail | Fiberglass coated steel | Double Wall |  |  | Fiberglass reinforced plastic |  | 2018-05-02 | Catchment Basin | Automatic shutoff device At 95% full | Automatic shutoff device At 95% full | Interstitial Monitoring within Secondary Containment |  | Continuous Automatic Tank Gauge | Double walled submersible pump containment sump | Containment Sump | Automatic shutoff device (AELLD) | Interstitial Monitoring within Secondary Containment |  | Continuous alarm system | Continuous alarm system |  | UST Currently In Use: 4; UST Temp Close: 0; AST Currently In Use: 0; AST Temp Closed: 0 | 4 | 0 | 0 | 25440-097-021236 | BKS
52759 | Currently in Use |  | 2018-05-02 |  | Petroleum | Premium gasoline | Premium gasoline | Retail | Double Wall | Double Wall |  |  | Fiberglass reinforced plastic |  | 2018-05-02 | Catchment Basin | Automatic shutoff device At 95% full | Automatic shutoff device At 95% full | Interstitial Monitoring within Secondary Containment |  | Continuous Automatic Tank Gauge | Double walled submersible pump containment sump | Automatic shutoff device (AELLD) | Automatic shutoff device (AELLD) | Interstitial Monitoring within Secondary Containment |  | Continuous alarm system | Continuous alarm system |  | UST Currently In Use: 4; UST Temp Close: 0; AST Currently In Use: 0; AST Temp Closed: 0 | 4 | 0 | 0 | 25440-097-021236 | BKS
52762 | Currently in Use |  | 2018-05-02 |  | Petroleum | Premium gasoline | Premium gasoline | Retail | Double Wall | Double Wall |  |  | Fiberglass reinforced plastic |  | 2018-05-02 | Catchment Basin | Automatic shutoff device At 95% full | Automatic shutoff device At 95% full | Interstitial Monitoring within Secondary Containment |  | Continuous Automatic Tank Gauge | Double walled submersible pump containment sump | Containment Sump | Automatic shutoff device (AELLD) | Interstitial Monitoring within Secondary Containment |  | Continuous alarm system | Continuous alarm system |  | UST Currently In Use: 4; UST Temp Close: 0; AST Currently In Use: 0; AST Temp Closed: 0 | 4 | 0 | 0 | 25440-097-021236 | BKS
52763 | Currently in Use |  | 2018-05-02 |  | Petroleum | On road diesel | On road diesel | Retail | Double Wall | Double Wall |  |  | Fiberglass reinforced plastic |  | 2018-05-02 | Catchment Basin | Automatic shutoff device At 95% full | Automatic shutoff device At 95% full | Interstitial Monitoring within Secondary Containment |  | Continuous Automatic Tank Gauge | Double walled submersible pump containment sump | Automatic shutoff device (AELLD) | Automatic shutoff device (AELLD) | Interstitial Monitoring within Secondary Containment |  | Continuous alarm system | Continuous alarm system |  | UST Currently In Use: 4; UST Temp Close: 0; AST Currently In Use: 0; AST Temp Closed: 0 | 4 | 0 | 0 | 25440-097-021236 | BKS
52764 | Currently in Use |  | 2018-07-13 |  | Petroleum | On road diesel | On road diesel | Emergency Power Generator | Fiberglass reinforced plastic | Double Wall |  |  | Flexible |  | 2018-07-13 | Catchment Basin | Audible high level alarm At 90% full | Audible high level alarm At 90% full | Interstitial Monitoring within Secondary Containment | [10 empty] | UST Currently In Use: 1; UST Temp Close: 0; AST Currently In Use: 0; AST Temp Closed: 0 | 1 | 0 | 0 | 25443-101-021237 | ALABAMA STATE LEGISLATURE
52765 | Currently in Use |  | 2018-07-21 |  | Petroleum | Unleaded gasoline | Unleaded gasoline | Retail | Fiberglass coated steel | Double Wall |  |  | Double Wall |  | 2018-07-21 | Catchment Basin | Automatic shutoff device At 95% full | Automatic shutoff device At 95% full | Interstitial Monitoring within Secondary Containment |  | Continuous Automatic Tank Gauge |  | Automatic flow restrictor (MLLD) | Automatic flow restrictor (MLLD) | Interstitial Monitoring within Secondary Containment |  | Annual line testing | Annual line testing |  | UST Currently In Use: 1; UST Temp Close: 0; AST Currently In Use: 0; AST Temp Closed: 0 | 1 | 0 | 0 | 21499-015-009541 | YOUSEF YAQOUB INC
52766 | Currently in Use |  | 1997-04-01 |  | Petroleum | On road diesel | On road diesel | Emergency Power Generator | Double Wall | Double Wall | [6 empty] | Audible high level alarm At 90% full | Audible high level alarm At 90% full |  |  | Automatic Tank Gauge | [8 empty] | UST Currently In Use: 1; UST Temp Close: 0; AST Currently In Use: 0; AST Temp Closed: 0 | 1 | 0 | 0 | 25404-015-021218 | CALHOUN COUNTY COMMISSION (EMA)
52768 | Temporary Closed | 2005-12-01 | 1990-05-15 |  | Petroleum | Unleaded gasoline | Unleaded gasoline | Retail | [21 empty] | UST Currently In Use: 0; UST Temp Close: 2; AST Currently In Use: 0; AST Temp Closed: 0 | 0 | 2 | 0 | 25459-015-021247 | NOBLE CURLEE
52769 | Temporary Closed | 2005-10-01 | 1990-05-15 |  | Petroleum | Unleaded gasoline | Unleaded gasoline | Retail | [21 empty] | UST Currently In Use: 0; UST Temp Close: 2; AST Currently In Use: 0; AST Temp Closed: 0 | 0 | 2 | 0 | 25459-015-021247 | NOBLE CURLEE
52772 | Currently in Use |  | 2018-02-07 |  | Petroleum | Premium gasoline | Premium gasoline | Retail | Double Wall | Double Wall |  |  | Double Wall |  | 2018-02-07 | Catchment Basin | Automatic shutoff device At 95% full | Automatic shutoff device At 95% full | Interstitial Monitoring within Secondary Containment | SENSOR TO ATG | Continuous Automatic Tank Gauge |  | Automatic flow restrictor (MLLD) | Automatic flow restrictor (MLLD) | Interstitial Monitoring within Secondary Containment | SENSOR TO ATG | Continuous alarm system | Continuous alarm system |  | UST Currently In Use: 3; UST Temp Close: 0; AST Currently In Use: 0; AST Temp Closed: 0 | 3 | 0 | 0 | 23868-025-021212 | SLIDELL OIL COMPANY, LLC
52773 | Currently in Use |  | 2018-02-07 |  | Petroleum | On road diesel | On road diesel | Retail | Double Wall | Double Wall |  |  | Fiberglass reinforced plastic |  | 2018-02-07 | Catchment Basin | Automatic shutoff device At 95% full | Automatic shutoff device At 95% full | Interstitial Monitoring within Secondary Containment | SENSOR TO ATG | Continuous Automatic Tank Gauge |  | Containment Sump | Automatic flow restrictor (MLLD) | Interstitial Monitoring within Secondary Containment | SENSOR TO ATG | Continuous alarm system | Continuous alarm system |  | UST Currently In Use: 3; UST Temp Close: 0; AST Currently In Use: 0; AST Temp Closed: 0 | 3 | 0 | 0 | 23868-025-021212 | SLIDELL OIL COMPANY, LLC
52775 | Currently in Use |  | 2018-10-01 |  | Petroleum | Unleaded gasoline | Unleaded gasoline | Bulk facility | Double Wall | Double Wall |  |  | Fiberglass reinforced plastic |  | 2018-10-01 | Catchment Basin | Automatic shutoff device At 95% full | Automatic shutoff device At 95% full | Interstitial Monitoring within Secondary Containment | SENSOR TO ATG |  | Single walled submersible pump containment sump | Automatic shutoff device (AELLD) | Automatic shutoff device (AELLD) | Interstitial Monitoring within Secondary Containment | SENSOR TO ATG |  |  |  | UST Currently In Use: 4; UST Temp Close: 0; AST Currently In Use: 0; AST Temp Closed: 0 | 4 | 0 | 0 | 25466-093-021248 | FOWLER'S HAMILTON PETROLEUM, LLC
52776 | Currently in Use |  | 2018-10-01 |  | Petroleum | Unleaded gasoline | Unleaded gasoline | Bulk facility | Fiberglass coated steel | Double Wall |  |  | Double Wall |  | 2018-10-01 | Catchment Basin | Automatic shutoff device At 95% full | Automatic shutoff device At 95% full | Interstitial Monitoring within Secondary Containment | SENSOR TO ATG |  | Single walled submersible pump containment sump | Automatic shutoff device (AELLD) | Automatic shutoff device (AELLD) | Interstitial Monitoring within Secondary Containment | SENSOR TO ATG |  |  |  | UST Currently In Use: 4; UST Temp Close: 0; AST Currently In Use: 0; AST Temp Closed: 0 | 4 | 0 | 0 | 25466-093-021248 | FOWLER'S HAMILTON PETROLEUM, LLC
52777 | Currently in Use |  | 2018-10-01 |  | Petroleum | On road diesel | On road diesel | Bulk facility | Double Wall | Double Wall |  |  | Fiberglass reinforced plastic |  | 2018-10-01 | Catchment Basin | Automatic shutoff device At 95% full | Automatic shutoff device At 95% full | Interstitial Monitoring within Secondary Containment | SENSOR TO ATG |  | Single walled submersible pump containment sump | Automatic shutoff device (AELLD) | Automatic shutoff device (AELLD) | Interstitial Monitoring within Secondary Containment | SENSOR TO ATG |  |  |  | UST Currently In Use: 4; UST Temp Close: 0; AST Currently In Use: 0; AST Temp Closed: 0 | 4 | 0 | 0 | 25466-093-021248 | FOWLER'S HAMILTON PETROLEUM, LLC
52778 | Currently in Use |  | 2018-10-01 |  | Petroleum | On road diesel | On road diesel | Bulk facility | Double Wall | Double Wall |  |  | Double Wall |  | 2018-10-01 | Catchment Basin | Automatic shutoff device At 95% full | Automatic shutoff device At 95% full | Interstitial Monitoring within Secondary Containment | SENSOR TO ATG |  | Single walled submersible pump containment sump | Containment Sump | Automatic shutoff device (AELLD) | Interstitial Monitoring within Secondary Containment | SENSOR TO ATG |  |  |  | UST Currently In Use: 4; UST Temp Close: 0; AST Currently In Use: 0; AST Temp Closed: 0 | 4 | 0 | 0 | 25466-093-021248 | FOWLER'S HAMILTON PETROLEUM, LLC
52779 | Currently in Use |  | 2018-10-01 |  | Petroleum | Unleaded gasoline | Unleaded gasoline | Retail | Fiberglass coated steel | Double Wall |  |  | Double Wall |  | 2018-10-01 | Catchment Basin | Automatic shutoff device At 95% full | Automatic shutoff device At 95% full | Interstitial Monitoring within Secondary Containment |  |  |  | Automatic shutoff device (AELLD) | Automatic shutoff device (AELLD) | Interstitial Monitoring within Secondary Containment |  |  |  |  | UST Currently In Use: 2; UST Temp Close: 0; AST Currently In Use: 0; AST Temp Closed: 0 | 2 | 0 | 0 | 25467-081-021249 | WEAGLE'S ONE STOP LLC
52780 | Currently in Use |  | 2018-10-01 |  | Petroleum | Premium gasoline | Premium gasoline | Retail | Double Wall | Double Wall |  |  | Flexible |  | 2018-10-01 | Catchment Basin | Automatic shutoff device At 95% full | Automatic shutoff device At 95% full | Interstitial Monitoring within Secondary Containment |  |  |  | Automatic shutoff device (AELLD) | Automatic shutoff device (AELLD) | Interstitial Monitoring within Secondary Containment |  |  |  |  | UST Currently In Use: 2; UST Temp Close: 0; AST Currently In Use: 0; AST Temp Closed: 0 | 2 | 0 | 0 | 25467-081-021249 | WEAGLE'S ONE STOP LLC
52781 | Currently in Use |  | 2003-08-23 |  | Petroleum | On road diesel | On road diesel | State/federal government | Double Wall | Double Wall |  |  | Double Wall |  |  | Catchment Basin | Audible high level alarm At 90% full | Audible high level alarm At 90% full | Interstitial Monitoring within Secondary Containment |  | Automatic Tank Gauge |  | Sump sensor relayed to automatically shut off submersible pump | Containment Sump |  |  | Continuous alarm system | Continuous alarm system |  | UST Currently In Use: 16; UST Temp Close: 0; AST Currently In Use: 4; AST Temp Closed: 0 | 16 | 0 | 39 | 10267-015-003643 | DEPT OF ARMY
52782 | Currently in Use |  | 2003-08-23 |  | Petroleum | On road diesel | On road diesel | State/federal government | Double Wall | Double Wall |  |  | Fiberglass reinforced plastic |  |  | Catchment Basin | Audible high level alarm At 90% full | Audible high level alarm At 90% full | Interstitial Monitoring within Secondary Containment |  | Automatic Tank Gauge |  | Containment Sump | Containment Sump |  |  | Continuous alarm system | Continuous alarm system |  | UST Currently In Use: 16; UST Temp Close: 0; AST Currently In Use: 4; AST Temp Closed: 0 | 16 | 0 | 39 | 10267-015-003643 | DEPT OF ARMY
52783 | Currently in Use |  | 2018-10-01 |  | Petroleum | Unleaded gasoline | Unleaded gasoline | Retail | Double Wall | Double Wall |  |  | Flexible |  | 2018-10-01 | Catchment Basin | Automatic shutoff device At 95% full | Automatic shutoff device At 95% full | Interstitial Monitoring within Secondary Containment | SENSOR TO ATG |  | Single walled submersible pump containment sump | Automatic flow restrictor (MLLD) | Automatic flow restrictor (MLLD) | Interstitial Monitoring within Secondary Containment | SENSOR TO ATG | Continuous alarm system | Continuous alarm system |  | UST Currently In Use: 2; UST Temp Close: 0; AST Currently In Use: 0; AST Temp Closed: 0 | 2 | 0 | 0 | 13579-077-021251 | MURPHY OIL USA, INC.
52784 | Currently in Use |  | 2018-10-01 |  | Petroleum | Premium gasoline | Premium gasoline | Retail | Fiberglass reinforced plastic | Double Wall |  |  | Flexible |  | 2018-10-01 | Catchment Basin | Automatic shutoff device At 95% full | Automatic shutoff device At 95% full | Interstitial Monitoring within Secondary Containment | SENSOR TO ATG |  | Single walled submersible pump containment sump | Automatic flow restrictor (MLLD) | Automatic flow restrictor (MLLD) | Interstitial Monitoring within Secondary Containment | SENSOR TO ATG | Continuous alarm system | Continuous alarm system |  | UST Currently In Use: 2; UST Temp Close: 0; AST Currently In Use: 0; AST Temp Closed: 0 | 2 | 0 | 0 | 13579-077-021251 | MURPHY OIL USA, INC.
52785 | Currently in Use |  | 2018-10-01 |  | Petroleum | Unleaded gasoline | Unleaded gasoline | Retail | Fiberglass reinforced plastic | Double Wall |  |  | Fiberglass reinforced plastic |  | 2018-10-01 | Catchment Basin |  |  | Interstitial Monitoring within Secondary Containment |  |  |  | Automatic shutoff device (AELLD) | Automatic shutoff device (AELLD) | Interstitial Monitoring within Secondary Containment |  |  |  |  | UST Currently In Use: 5; UST Temp Close: 0; AST Currently In Use: 0; AST Temp Closed: 0 | 5 | 0 | 0 | 22285-009-021252 | HIGH TIDE OIL COMPANY, INC.
52786 | Currently in Use |  | 2018-10-01 |  | Petroleum | Premium gasoline | Premium gasoline | Retail | Double Wall | Double Wall |  |  | Double Wall |  | 2018-10-01 | Catchment Basin | Automatic shutoff device At 95% full | Automatic shutoff device At 95% full | Interstitial Monitoring within Secondary Containment |  |  |  | Automatic shutoff device (AELLD) | Automatic shutoff device (AELLD) | Interstitial Monitoring within Secondary Containment |  |  |  |  | UST Currently In Use: 5; UST Temp Close: 0; AST Currently In Use: 0; AST Temp Closed: 0 | 5 | 0 | 0 | 22285-009-021252 | HIGH TIDE OIL COMPANY, INC.
52787 | Currently in Use |  | 2018-10-01 |  | Petroleum | On road diesel | On road diesel | Retail | Fiberglass reinforced plastic | Double Wall |  |  | Fiberglass reinforced plastic |  | 2018-10-01 | Catchment Basin | Automatic shutoff device At 95% full | Automatic shutoff device At 95% full | Interstitial Monitoring within Secondary Containment |  |  |  | Automatic flow restrictor (MLLD) | Automatic flow restrictor (MLLD) | Interstitial Monitoring within Secondary Containment |  |  |  |  | UST Currently In Use: 5; UST Temp Close: 0; AST Currently In Use: 0; AST Temp Closed: 0 | 5 | 0 | 0 | 22285-009-021252 | HIGH TIDE OIL COMPANY, INC.
52788 | Currently in Use |  | 2018-10-01 |  | Petroleum | Other, CONV | Other | Retail | Double Wall | Double Wall |  |  | Double Wall |  | 2018-10-01 | Catchment Basin | Automatic shutoff device At 95% full | Automatic shutoff device At 95% full | Interstitial Monitoring within Secondary Containment |  |  |  | Automatic shutoff device (AELLD) | Automatic shutoff device (AELLD) | Interstitial Monitoring within Secondary Containment |  |  |  |  | UST Currently In Use: 5; UST Temp Close: 0; AST Currently In Use: 0; AST Temp Closed: 0 | 5 | 0 | 0 | 22285-009-021252 | HIGH TIDE OIL COMPANY, INC.
52789 | Currently in Use |  | 2018-10-01 |  | Petroleum | On road diesel | On road diesel | Retail | Double Wall | Double Wall |  |  | Fiberglass reinforced plastic |  | 2018-10-01 | Catchment Basin | Automatic shutoff device At 95% full | Automatic shutoff device At 95% full | Interstitial Monitoring within Secondary Containment |  |  |  | Automatic shutoff device (AELLD) | Automatic shutoff device (AELLD) | Interstitial Monitoring within Secondary Containment |  |  |  |  | UST Currently In Use: 5; UST Temp Close: 0; AST Currently In Use: 0; AST Temp Closed: 0 | 5 | 0 | 0 | 22285-009-021252 | HIGH TIDE OIL COMPANY, INC.
52791 | Currently in Use |  | 2018-10-01 |  | Petroleum | Unleaded gasoline | Unleaded gasoline | Retail | Fiberglass reinforced plastic | Double Wall |  |  | Double Wall |  | 2018-10-01 | Catchment Basin | Automatic shutoff device At 95% full | Automatic shutoff device At 95% full | Interstitial Monitoring within Secondary Containment |  |  |  | Automatic flow restrictor (MLLD) | Automatic flow restrictor (MLLD) | Interstitial Monitoring within Secondary Containment |  | Continuous alarm system | Continuous alarm system |  | UST Currently In Use: 2; UST Temp Close: 0; AST Currently In Use: 0; AST Temp Closed: 0 | 2 | 0 | 0 | 13579-125-021254 | MURPHY OIL USA, INC.
52792 | Currently in Use |  | 2018-10-01 |  | Petroleum | Premium gasoline | Premium gasoline | Retail | Fiberglass reinforced plastic | Double Wall |  |  | Double Wall |  | 2018-10-01 | Catchment Basin | Automatic shutoff device At 95% full | Automatic shutoff device At 95% full | Interstitial Monitoring within Secondary Containment |  |  |  | Automatic flow restrictor (MLLD) | Automatic flow restrictor (MLLD) | Interstitial Monitoring within Secondary Containment |  | Continuous alarm system | Continuous alarm system |  | UST Currently In Use: 2; UST Temp Close: 0; AST Currently In Use: 0; AST Temp Closed: 0 | 2 | 0 | 0 | 13579-125-021254 | MURPHY OIL USA, INC.
52793 | Currently in Use |  | 2018-11-02 |  | Petroleum | Unleaded gasoline | Unleaded gasoline | Retail | Fiberglass coated steel | Double Wall |  |  | Fiberglass reinforced plastic |  |  | Catchment Basin | Automatic shutoff device At 95% full | Automatic shutoff device At 95% full | Interstitial Monitoring within Secondary Containment |  | Continuous Automatic Tank Gauge |  | Automatic shutoff device (AELLD) | Automatic shutoff device (AELLD) | Interstitial Monitoring within Secondary Containment |  |  |  |  | UST Currently In Use: 1; UST Temp Close: 0; AST Currently In Use: 0; AST Temp Closed: 0 | 1 | 0 | 4 | 21499-015-000611 | YOUSEF YAQOUB INC
52794 | Currently in Use |  | 2018-07-30 |  | Petroleum | Unleaded gasoline | Unleaded gasoline | Local government | Double Wall | Double Wall |  |  | Double Wall |  | 2018-07-30 | Catchment Basin | Audible high level alarm At 90% full | Audible high level alarm At 90% full | Interstitial Monitoring within Secondary Containment | SENSOR TO ATG |  |  | Automatic flow restrictor (MLLD) | Automatic flow restrictor (MLLD) | Interstitial Monitoring within Secondary Containment | SENSOR TO ATG |  |  |  | UST Currently In Use: 2; UST Temp Close: 0; AST Currently In Use: 0; AST Temp Closed: 0 | 2 | 0 | 0 | 25484-081-021255 | JOHNATHAN THOMAS
52795 | Currently in Use |  | 2018-07-30 |  | Petroleum | On road diesel | On road diesel | Local government | Double Wall | Double Wall |  |  | Double Wall |  | 2018-07-30 | Catchment Basin | Audible high level alarm At 90% full | Audible high level alarm At 90% full | Interstitial Monitoring within Secondary Containment | SENSOR TO ATG |  |  | Automatic flow restrictor (MLLD) | Automatic flow restrictor (MLLD) | Interstitial Monitoring within Secondary Containment | SENSOR TO ATG |  |  |  | UST Currently In Use: 2; UST Temp Close: 0; AST Currently In Use: 0; AST Temp Closed: 0 | 2 | 0 | 0 | 25484-081-021255 | JOHNATHAN THOMAS
52796 | Currently in Use |  | 2018-10-01 |  | Petroleum | Unleaded gasoline | Unleaded gasoline | Retail | Double Wall | Double Wall |  |  | Double Wall |  | 2018-10-01 | Catchment Basin | Automatic shutoff device At 95% full | Automatic shutoff device At 95% full | Interstitial Monitoring within Secondary Containment | SENSOR TO ATG |  | Single walled submersible pump containment sump | Automatic shutoff device (AELLD) | Automatic shutoff device (AELLD) | Interstitial Monitoring within Secondary Containment | SENSOR TO ATG |  |  |  | UST Currently In Use: 2; UST Temp Close: 0; AST Currently In Use: 0; AST Temp Closed: 0 | 2 | 0 | 0 | 25486-043-021256 | DALE'S LLC.
52799 | Currently in Use |  | 2018-10-01 |  | Petroleum | Premium gasoline | Premium gasoline | Retail | Fiberglass coated steel | Double Wall |  |  | Double Wall |  | 2018-10-01 | Catchment Basin | Automatic shutoff device At 95% full | Automatic shutoff device At 95% full | Interstitial Monitoring within Secondary Containment | SENSOR TO ATG |  | Single walled submersible pump containment sump | Automatic shutoff device (AELLD) | Automatic shutoff device (AELLD) | Interstitial Monitoring within Secondary Containment | SENSOR TO ATG |  |  |  | UST Currently In Use: 2; UST Temp Close: 0; AST Currently In Use: 0; AST Temp Closed: 0 | 2 | 0 | 0 | 25486-043-021256 | DALE'S LLC.
52800 | Currently in Use |  | 2018-04-05 |  | Petroleum | Unleaded gasoline | Unleaded gasoline | Retail | Double Wall | Double Wall |  |  | Double Wall |  | 2018-04-05 | Catchment Basin | Automatic shutoff device At 95% full | Audible high level alarm At 90% full | Interstitial Monitoring within Secondary Containment | SENSOR TO ATG |  | Single walled submersible pump containment sump | Automatic shutoff device (AELLD) | Automatic shutoff device (AELLD) | Interstitial Monitoring within Secondary Containment |  | Annual line testing | Annual line testing |  | UST Currently In Use: 5; UST Temp Close: 0; AST Currently In Use: 0; AST Temp Closed: 0 | 5 | 0 | 0 | 25488-003-021257 | BUC-EE'S ALABAMA, LLC
52804 | Currently in Use |  | 2018-04-05 |  | Petroleum | Premium gasoline | Premium gasoline | Retail | Double Wall | Double Wall |  |  | Double Wall |  | 2018-04-05 | Catchment Basin | Automatic shutoff device At 95% full | Automatic shutoff device At 95% full | Interstitial Monitoring within Secondary Containment | SENSOR TO ATG |  | Single walled submersible pump containment sump | Automatic shutoff device (AELLD) | Automatic shutoff device (AELLD) | Interstitial Monitoring within Secondary Containment |  | Continuous alarm system | Annual line testing |  | UST Currently In Use: 5; UST Temp Close: 0; AST Currently In Use: 0; AST Temp Closed: 0 | 5 | 0 | 0 | 25488-003-021257 | BUC-EE'S ALABAMA, LLC
52806 | Currently in Use |  | 2018-04-05 |  | Petroleum | Unleaded gasoline | Unleaded gasoline | Retail | Double Wall | Double Wall |  |  | Double Wall |  | 2018-04-05 | Single walled catchment basin | Automatic shutoff device At 95% full | Automatic shutoff device At 95% full | Interstitial Monitoring within Secondary Containment | SENSOR TO ATG |  | Single walled submersible pump containment sump | Automatic shutoff device (AELLD) | Automatic shutoff device (AELLD) | Interstitial Monitoring within Secondary Containment |  | Annual line testing | Annual line testing |  | UST Currently In Use: 5; UST Temp Close: 0; AST Currently In Use: 0; AST Temp Closed: 0 | 5 | 0 | 0 | 25488-003-021257 | BUC-EE'S ALABAMA, LLC
52808 | Currently in Use |  | 2018-04-05 |  | Petroleum | Unleaded gasoline | Unleaded gasoline | Retail | Fiberglass reinforced plastic | Double Wall |  |  | Fiberglass reinforced plastic |  | 2018-04-05 | Single walled catchment basin | Automatic shutoff device At 95% full | Automatic shutoff device At 95% full | Interstitial Monitoring within Secondary Containment | SENSOR TO ATG |  | Single walled submersible pump containment sump | Automatic shutoff device (AELLD) | Automatic shutoff device (AELLD) | Interstitial Monitoring within Secondary Containment |  | Annual line testing | Annual line testing |  | UST Currently In Use: 5; UST Temp Close: 0; AST Currently In Use: 0; AST Temp Closed: 0 | 5 | 0 | 0 | 25488-003-021257 | BUC-EE'S ALABAMA, LLC
52809 | Currently in Use |  | 2018-04-05 |  | Petroleum | Premium gasoline | Premium gasoline | Retail | Double Wall | Double Wall |  |  | Double Wall |  | 2018-04-05 | Single walled catchment basin | Automatic shutoff device At 95% full | Automatic shutoff device At 95% full | Interstitial Monitoring within Secondary Containment | SENSOR TO ATG |  | Single walled submersible pump containment sump | Automatic shutoff device (AELLD) | Automatic shutoff device (AELLD) | Interstitial Monitoring within Secondary Containment |  | Continuous alarm system | Annual line testing |  | UST Currently In Use: 5; UST Temp Close: 0; AST Currently In Use: 0; AST Temp Closed: 0 | 5 | 0 | 0 | 25488-003-021257 | BUC-EE'S ALABAMA, LLC
52810 | Currently in Use |  | 2018-10-02 |  | Petroleum | Unleaded gasoline | Unleaded gasoline | Industrial | Double Wall | Double Wall |  |  | Double Wall |  | 2018-10-02 | Catchment Basin | Automatic shutoff device At 95% full | Audible high level alarm At 90% full | Interstitial Monitoring within Secondary Containment |  |  |  | Automatic shutoff device (AELLD) | Automatic shutoff device (AELLD) |  |  | Continuous alarm system | Continuous alarm system |  | UST Currently In Use: 1; UST Temp Close: 0; AST Currently In Use: 0; AST Temp Closed: 0 | 1 | 0 | 0 | 21743-101-021260 | CARMAX AUTO SUPERSTORES INC.
52813 | Currently in Use |  | 2018-12-08 |  | Petroleum | Unleaded gasoline | Unleaded gasoline | Retail | Fiberglass coated steel | Double Wall |  |  | Double Wall |  | 2018-12-08 | Catchment Basin | Automatic shutoff device At 95% full | Automatic shutoff device At 95% full | Interstitial Monitoring within Secondary Containment |  |  |  | Automatic shutoff device (AELLD) | Automatic shutoff device (AELLD) | Interstitial Monitoring within Secondary Containment |  |  |  |  | UST Currently In Use: 1; UST Temp Close: 0; AST Currently In Use: 0; AST Temp Closed: 0 | 1 | 0 | 5 | 25249-117-001287 | AHMED (MIKE) BHADIGIA
52814 | Currently in Use |  | 2018-09-15 |  | Petroleum | Unleaded gasoline | Unleaded gasoline | Retail | Double Wall | Double Wall |  |  | Double Wall |  |  | Catchment Basin | Automatic shutoff device At 95% full | Automatic shutoff device At 95% full | Interstitial Monitoring within Secondary Containment | SENSOR TO ATG | Continuous Automatic Tank Gauge |  | Automatic shutoff device (AELLD) | Automatic shutoff device (AELLD) | Interstitial Monitoring within Secondary Containment | SENSOR TO ATG | Continuous alarm system | Continuous alarm system |  | UST Currently In Use: 2; UST Temp Close: 0; AST Currently In Use: 0; AST Temp Closed: 0 | 2 | 0 | 3 | 22176-073-017874 | CIRCLE K
52815 | Currently in Use |  | 2018-09-15 |  | Petroleum | Premium gasoline | Premium gasoline | Retail | Double Wall | Double Wall |  |  | Fiberglass reinforced plastic |  |  | Single walled catchment basin | Automatic shutoff device At 95% full | Automatic shutoff device At 95% full | Interstitial Monitoring within Secondary Containment | SENSOR TO ATG | Other |  | Automatic shutoff device (AELLD) | Automatic shutoff device (AELLD) | Interstitial Monitoring within Secondary Containment | SENSOR TO ATG | Continuous alarm system | Continuous alarm system |  | UST Currently In Use: 2; UST Temp Close: 0; AST Currently In Use: 0; AST Temp Closed: 0 | 2 | 0 | 3 | 22176-073-017874 | CIRCLE K
52816 | Currently in Use |  | 2018-11-21 |  | Petroleum | Unleaded gasoline | Unleaded gasoline | Retail | Double Wall | Double Wall |  |  | Fiberglass reinforced plastic |  | 2017-11-21 | Catchment Basin | Flow Rest 90% Full | Flow Rest 90% Full | Interstitial Monitoring within Secondary Containment |  | Automatic Tank Gauge | Double walled submersible pump containment sump | Automatic flow restrictor (MLLD) | Automatic flow restrictor (MLLD) | Interstitial Monitoring within Secondary Containment |  |  |  |  | UST Currently In Use: 1; UST Temp Close: 0; AST Currently In Use: 0; AST Temp Closed: 0 | 1 | 0 | 0 | 10300-101-021261 | ARMORY COMMISSION
52817 | Currently in Use |  | 2018-12-16 |  | Petroleum | Unleaded gasoline | Unleaded gasoline | Retail | Double Wall | Double Wall |  |  | Fiberglass reinforced plastic |  |  | Catchment Basin | Automatic shutoff device At 95% full | Automatic shutoff device At 95% full | Interstitial Monitoring within Secondary Containment |  |  |  | Automatic shutoff device (AELLD) | Automatic shutoff device (AELLD) | Interstitial Monitoring within Secondary Containment |  | Continuous alarm system | Continuous alarm system |  | UST Currently In Use: 2; UST Temp Close: 0; AST Currently In Use: 0; AST Temp Closed: 0 | 2 | 0 | 4 | 22888-101-003001 | PREM PROPERTIES LLC
52818 | Currently in Use |  | 2018-12-16 |  | Petroleum | On road diesel | On road diesel | Retail | Double Wall | Double Wall |  |  | Double Wall |  |  | Catchment Basin | Automatic shutoff device At 95% full | Automatic shutoff device At 95% full | Interstitial Monitoring within Secondary Containment |  |  |  | Automatic shutoff device (AELLD) | Automatic shutoff device (AELLD) | Interstitial Monitoring within Secondary Containment |  | Continuous alarm system | Continuous alarm system |  | UST Currently In Use: 2; UST Temp Close: 0; AST Currently In Use: 0; AST Temp Closed: 0 | 2 | 0 | 4 | 22888-101-003001 | PREM PROPERTIES LLC
52819 | Currently in Use |  | 2019-02-01 |  | Petroleum | Unleaded gasoline | Unleaded gasoline | Retail | Fiberglass reinforced plastic | Double Wall |  |  | Double Wall |  | 2019-02-01 | Catchment Basin | Audible high level alarm At 90% full | Audible high level alarm At 90% full | Interstitial Monitoring within Secondary Containment | SENSOR TO ATG |  | Single walled submersible pump containment sump | Automatic shutoff device (AELLD) | Automatic shutoff device (AELLD) | Interstitial Monitoring within Secondary Containment | SENSOR TO ATG | Continuous alarm system | Continuous alarm system |  | UST Currently In Use: 2; UST Temp Close: 0; AST Currently In Use: 0; AST Temp Closed: 0 | 2 | 0 | 0 | 21257-103-021262 | KROGER BUSINESS LICENSES
52820 | Currently in Use |  | 2019-02-01 |  | Petroleum | Premium gasoline | Premium gasoline | Retail | Fiberglass reinforced plastic | Double Wall |  |  | Double Wall |  | 2019-02-01 | Catchment Basin | Audible high level alarm At 90% full | Audible high level alarm At 90% full | Interstitial Monitoring within Secondary Containment | SENSOR TO ATG |  | Single walled submersible pump containment sump | Automatic shutoff device (AELLD) | Automatic shutoff device (AELLD) | Interstitial Monitoring within Secondary Containment | SENSOR TO ATG | Continuous alarm system | Continuous alarm system |  | UST Currently In Use: 2; UST Temp Close: 0; AST Currently In Use: 0; AST Temp Closed: 0 | 2 | 0 | 0 | 21257-103-021262 | KROGER BUSINESS LICENSES
52821 | Currently in Use |  | 2019-01-16 |  | Petroleum | Unleaded gasoline | Unleaded gasoline | Retail | Double Wall | Double Wall |  |  | Double Wall |  |  | Catchment Basin | Automatic shutoff device At 95% full | Automatic shutoff device At 95% full | Interstitial Monitoring within Secondary Containment |  | Continuous Automatic Tank Gauge | [8 empty] | UST Currently In Use: 1; UST Temp Close: 0; AST Currently In Use: 0; AST Temp Closed: 0 | 1 | 0 | 3 | 24839-097-005662 | RAZAN ALMUHISEN
52822 | Currently in Use |  | 2019-02-15 |  | Petroleum | Unleaded gasoline | Unleaded gasoline | Retail | Double Wall | Double Wall |  |  | Fiberglass reinforced plastic |  | 2019-02-15 | Catchment Basin | Automatic shutoff device At 95% full | Automatic shutoff device At 95% full | Interstitial Monitoring within Secondary Containment |  |  |  | Automatic flow restrictor (MLLD) | Automatic flow restrictor (MLLD) | Interstitial Monitoring within Secondary Containment |  |  |  |  | UST Currently In Use: 3; UST Temp Close: 0; AST Currently In Use: 0; AST Temp Closed: 0 | 3 | 0 | 0 | 25538-055-021266 | HINABEN B PATEL
52823 | Currently in Use |  | 2019-02-15 |  | Petroleum | On road diesel | On road diesel | Retail | Fiberglass coated steel | Double Wall |  |  | Double Wall |  | 2019-02-15 | Catchment Basin | Automatic shutoff device At 95% full | Automatic shutoff device At 95% full | Interstitial Monitoring within Secondary Containment |  |  |  | Automatic flow restrictor (MLLD) | Automatic flow restrictor (MLLD) | Interstitial Monitoring within Secondary Containment |  |  |  |  | UST Currently In Use: 3; UST Temp Close: 0; AST Currently In Use: 0; AST Temp Closed: 0 | 3 | 0 | 0 | 25538-055-021266 | HINABEN B PATEL
52824 | Currently in Use |  | 2019-02-15 |  | Petroleum | Other, CONV | Other | Retail | Fiberglass coated steel | Double Wall |  |  | Double Wall |  | 2019-02-15 | Catchment Basin | Automatic shutoff device At 95% full | Automatic shutoff device At 95% full | Interstitial Monitoring within Secondary Containment |  |  |  | Automatic flow restrictor (MLLD) | Automatic flow restrictor (MLLD) | Interstitial Monitoring within Secondary Containment |  |  |  |  | UST Currently In Use: 3; UST Temp Close: 0; AST Currently In Use: 0; AST Temp Closed: 0 | 3 | 0 | 0 | 25538-055-021266 | HINABEN B PATEL
52825 | Currently in Use |  | 2018-10-01 |  | Petroleum | Unleaded gasoline | Unleaded gasoline | Retail | Double Wall | Double Wall |  |  | Fiberglass reinforced plastic |  | 2018-10-01 | Catchment Basin | Automatic shutoff device At 95% full | Automatic shutoff device At 95% full | Interstitial Monitoring within Secondary Containment |  | Continuous Automatic Tank Gauge | Single walled submersible pump containment sump | Automatic shutoff device (AELLD) | Automatic shutoff device (AELLD) | Interstitial Monitoring within Secondary Containment | SENSOR TO ATG | Continuous alarm system | Continuous alarm system |  | UST Currently In Use: 2; UST Temp Close: 0; AST Currently In Use: 0; AST Temp Closed: 0 | 2 | 0 | 0 | 25540-089-021267 | HOUCHENS INDUSTRIES INC
52826 | Currently in Use |  | 2018-10-01 |  | Petroleum | Premium gasoline | Premium gasoline | Retail | Double Wall | Double Wall |  |  | Double Wall |  | 2018-10-01 | Catchment Basin | Automatic shutoff device At 95% full | Automatic shutoff device At 95% full | Interstitial Monitoring within Secondary Containment |  | Continuous Automatic Tank Gauge | Single walled submersible pump containment sump | Automatic shutoff device (AELLD) | Automatic shutoff device (AELLD) | Interstitial Monitoring within Secondary Containment | SENSOR TO ATG | Continuous alarm system | Continuous alarm system |  | UST Currently In Use: 2; UST Temp Close: 0; AST Currently In Use: 0; AST Temp Closed: 0 | 2 | 0 | 0 | 25540-089-021267 | HOUCHENS INDUSTRIES INC
52827 | Currently in Use |  | 2018-10-01 |  | Petroleum | Premium gasoline | Premium gasoline | Retail | Double Wall | Double Wall |  |  | Double Wall |  | 2018-10-01 | Catchment Basin | Automatic shutoff device At 95% full | Automatic shutoff device At 95% full | Interstitial Monitoring within Secondary Containment | SENSOR TO ATG |  | Single walled submersible pump containment sump | Automatic shutoff device (AELLD) | Automatic shutoff device (AELLD) | Interstitial Monitoring within Secondary Containment | SENSOR TO ATG |  |  |  | UST Currently In Use: 2; UST Temp Close: 0; AST Currently In Use: 0; AST Temp Closed: 0 | 2 | 0 | 0 | 11379-093-021268 | SIBLEY OIL COMPANY
52830 | Currently in Use |  | 2018-10-01 |  | Petroleum | Unleaded gasoline | Unleaded gasoline | Retail | Fiberglass coated steel | Double Wall |  |  | Flexible |  | 2018-10-01 | Catchment Basin | Automatic shutoff device At 95% full | Automatic shutoff device At 95% full | Interstitial Monitoring within Secondary Containment | SENSOR TO ATG |  | Single walled submersible pump containment sump | Automatic shutoff device (AELLD) | Automatic shutoff device (AELLD) | Interstitial Monitoring within Secondary Containment | SENSOR TO ATG |  |  |  | UST Currently In Use: 2; UST Temp Close: 0; AST Currently In Use: 0; AST Temp Closed: 0 | 2 | 0 | 0 | 11379-093-021268 | SIBLEY OIL COMPANY
52833 | Currently in Use |  | 2019-09-25 |  | Petroleum | Unleaded gasoline | Unleaded gasoline | Retail | Double Wall | Double Wall |  |  | Fiberglass reinforced plastic |  |  | Catchment Basin | Audible high level alarm At 90% full | Audible high level alarm At 90% full | Interstitial Monitoring within Secondary Containment | SENSOR TO ATG | Continuous Automatic Tank Gauge |  | Automatic shutoff device (AELLD) | Automatic shutoff device (AELLD) | Interstitial Monitoring within Secondary Containment | SENSOR TO ATG | Continuous alarm system | Continuous alarm system |  | UST Currently In Use: 6; UST Temp Close: 0; AST Currently In Use: 0; AST Temp Closed: 0 | 6 | 0 | 0 | 21090-063-021271 | LOVES COUNTRY STORES
52834 | Currently in Use |  | 2019-09-25 |  | Petroleum | Unleaded gasoline | Unleaded gasoline | Retail | Double Wall | Double Wall |  |  | Fiberglass reinforced plastic |  |  | Catchment Basin | Automatic shutoff device At 95% full | Audible high level alarm At 90% full | Interstitial Monitoring within Secondary Containment | SENSOR TO ATG | Continuous Automatic Tank Gauge |  | Containment Sump | Automatic shutoff device (AELLD) | Interstitial Monitoring within Secondary Containment | SENSOR TO ATG | Continuous alarm system | Continuous alarm system |  | UST Currently In Use: 6; UST Temp Close: 0; AST Currently In Use: 0; AST Temp Closed: 0 | 6 | 0 | 0 | 21090-063-021271 | LOVES COUNTRY STORES
52836 | Currently in Use |  | 2019-09-25 |  | Petroleum | On road diesel | On road diesel | Retail | Fiberglass reinforced plastic | Double Wall |  |  | Fiberglass reinforced plastic |  |  | Catchment Basin | Automatic shutoff device At 95% full | Audible high level alarm At 90% full | Interstitial Monitoring within Secondary Containment | SENSOR TO ATG | Continuous Automatic Tank Gauge |  | Containment Sump | Automatic shutoff device (AELLD) | Interstitial Monitoring within Secondary Containment | SENSOR TO ATG | Continuous alarm system | Continuous alarm system |  | UST Currently In Use: 6; UST Temp Close: 0; AST Currently In Use: 0; AST Temp Closed: 0 | 6 | 0 | 0 | 21090-063-021271 | LOVES COUNTRY STORES
52837 | Currently in Use |  | 2019-09-25 |  | Petroleum | On road diesel | On road diesel | Retail | Double Wall | Double Wall |  |  | Fiberglass reinforced plastic |  |  | Catchment Basin | Audible high level alarm At 90% full | Audible high level alarm At 90% full | Interstitial Monitoring within Secondary Containment | SENSOR TO ATG | Continuous Automatic Tank Gauge |  | Automatic shutoff device (AELLD) | Automatic shutoff device (AELLD) | Interstitial Monitoring within Secondary Containment | SENSOR TO ATG | Continuous alarm system | Continuous alarm system |  | UST Currently In Use: 6; UST Temp Close: 0; AST Currently In Use: 0; AST Temp Closed: 0 | 6 | 0 | 0 | 21090-063-021271 | LOVES COUNTRY STORES
52838 | Currently in Use |  | 2019-09-25 |  | Petroleum | Diesel containing greater than 20% biodiesel | Diesel containing greater than 20% biodiesel | Retail | Fiberglass reinforced plastic | Double Wall |  |  | Fiberglass reinforced plastic |  |  | Catchment Basin | Automatic shutoff device At 95% full | Audible high level alarm At 90% full | Interstitial Monitoring within Secondary Containment | SENSOR TO ATG | Continuous Automatic Tank Gauge |  | Automatic shutoff device (AELLD) | Automatic shutoff device (AELLD) | Interstitial Monitoring within Secondary Containment | SENSOR TO ATG | Continuous alarm system | Continuous alarm system |  | UST Currently In Use: 6; UST Temp Close: 0; AST Currently In Use: 0; AST Temp Closed: 0 | 6 | 0 | 0 | 21090-063-021271 | LOVES COUNTRY STORES
52841 | Currently in Use |  | 2019-09-25 |  | Petroleum | Virgin oil | Virgin oil | Retail | Double Wall | Double Wall |  |  | Fiberglass reinforced plastic |  |  | Catchment Basin | Audible high level alarm At 90% full | Audible high level alarm At 90% full | Interstitial Monitoring within Secondary Containment | SENSOR TO ATG | Continuous Automatic Tank Gauge | [8 empty] | UST Currently In Use: 6; UST Temp Close: 0; AST Currently In Use: 0; AST Temp Closed: 0 | 6 | 0 | 0 | 21090-063-021271 | LOVES COUNTRY STORES
52842 | Currently in Use |  | 2019-03-18 |  | Petroleum | Unleaded gasoline | Unleaded gasoline | Retail | Double Wall | Double Wall |  |  | Double Wall |  | 2019-03-18 | Catchment Basin | Automatic shutoff device At 95% full | Automatic shutoff device At 95% full | Interstitial Monitoring within Secondary Containment |  |  |  | Automatic flow restrictor (MLLD) | Automatic flow restrictor (MLLD) | Interstitial Monitoring within Secondary Containment |  |  |  |  | UST Currently In Use: 2; UST Temp Close: 0; AST Currently In Use: 0; AST Temp Closed: 0 | 2 | 0 | 0 | 23806-021-021273 | ROYAL INVESTMENT GROUP LLC
52844 | Currently in Use |  | 2019-03-18 |  | Petroleum | Premium gasoline | Premium gasoline | Retail | Double Wall | Double Wall |  |  | Double Wall |  |  | Catchment Basin | Automatic shutoff device At 95% full | Automatic shutoff device At 95% full | Interstitial Monitoring within Secondary Containment |  |  |  | Automatic flow restrictor (MLLD) | Automatic flow restrictor (MLLD) | Interstitial Monitoring within Secondary Containment |  |  |  |  | UST Currently In Use: 2; UST Temp Close: 0; AST Currently In Use: 0; AST Temp Closed: 0 | 2 | 0 | 0 | 23806-021-021273 | ROYAL INVESTMENT GROUP LLC
52845 | Currently in Use |  | 2019-03-18 |  | Petroleum | Unleaded gasoline | Unleaded gasoline | Retail | Double Wall | Double Wall |  |  | Double Wall |  | 2019-03-18 | Catchment Basin | Automatic shutoff device At 95% full | Automatic shutoff device At 95% full | Interstitial Monitoring within Secondary Containment |  |  |  | Containment Sump | Automatic flow restrictor (MLLD) | Interstitial Monitoring within Secondary Containment |  | Continuous alarm system | Continuous alarm system |  | UST Currently In Use: 2; UST Temp Close: 0; AST Currently In Use: 0; AST Temp Closed: 0 | 2 | 0 | 0 | 23806-117-021274 | ROYAL INVESTMENT GROUP LLC
52846 | Currently in Use |  | 2019-03-18 |  | Petroleum | Premium gasoline | Premium gasoline | Retail | Double Wall | Double Wall |  |  | Double Wall |  | 2019-03-18 | Catchment Basin | Automatic shutoff device At 95% full | Automatic shutoff device At 95% full | Interstitial Monitoring within Secondary Containment |  |  |  | Automatic flow restrictor (MLLD) | Automatic flow restrictor (MLLD) | Interstitial Monitoring within Secondary Containment |  | Continuous alarm system | Continuous alarm system |  | UST Currently In Use: 2; UST Temp Close: 0; AST Currently In Use: 0; AST Temp Closed: 0 | 2 | 0 | 0 | 23806-117-021274 | ROYAL INVESTMENT GROUP LLC
52847 | Currently in Use |  | 2018-08-21 |  | Petroleum | On road diesel | On road diesel | Retail | Double Wall | Double Wall |  |  | Double Wall |  | 2018-08-21 | Catchment Basin | Automatic shutoff device At 95% full | Automatic shutoff device At 95% full | Interstitial Monitoring within Secondary Containment |  | Automatic Tank Gauge | Single walled submersible pump containment sump | Automatic shutoff device (AELLD) | Automatic shutoff device (AELLD) | Interstitial Monitoring within Secondary Containment | SENSOR TO ATG | Continuous alarm system | Continuous alarm system |  | UST Currently In Use: 7; UST Temp Close: 0; AST Currently In Use: 0; AST Temp Closed: 0 | 7 | 0 | 0 | 21012-003-021275 | SPEEDWAY LLC
52848 | Currently in Use |  | 2018-08-21 |  | Petroleum | On road diesel | On road diesel | Retail | Fiberglass reinforced plastic | Double Wall |  |  | Flexible |  | 2018-08-21 | Catchment Basin | Automatic shutoff device At 95% full | Automatic shutoff device At 95% full | Interstitial Monitoring within Secondary Containment |  | Automatic Tank Gauge | Single walled submersible pump containment sump | Containment Sump | Automatic shutoff device (AELLD) | Interstitial Monitoring within Secondary Containment | SENSOR TO ATG | Continuous alarm system | Continuous alarm system |  | UST Currently In Use: 7; UST Temp Close: 0; AST Currently In Use: 0; AST Temp Closed: 0 | 7 | 0 | 0 | 21012-003-021275 | SPEEDWAY LLC
52850 | Currently in Use |  | 2018-08-21 |  | Petroleum | Unleaded gasoline | Unleaded gasoline | Retail | Double Wall | Double Wall |  |  | Flexible |  | 2018-08-21 | Catchment Basin | Automatic shutoff device At 95% full | Automatic shutoff device At 95% full | Interstitial Monitoring within Secondary Containment |  | Automatic Tank Gauge | Single walled submersible pump containment sump | Automatic shutoff device (AELLD) | Automatic shutoff device (AELLD) | Interstitial Monitoring within Secondary Containment | SENSOR TO ATG | Continuous alarm system | Continuous alarm system |  | UST Currently In Use: 7; UST Temp Close: 0; AST Currently In Use: 0; AST Temp Closed: 0 | 7 | 0 | 0 | 21012-003-021275 | SPEEDWAY LLC
52851 | Currently in Use |  | 2018-08-21 |  | Petroleum | Unleaded gasoline | Unleaded gasoline | Retail | Double Wall | Double Wall |  |  | Flexible |  | 2018-08-21 | Catchment Basin | Automatic shutoff device At 95% full | Automatic shutoff device At 95% full | Interstitial Monitoring within Secondary Containment |  | Automatic Tank Gauge | Single walled submersible pump containment sump | Automatic shutoff device (AELLD) | Automatic shutoff device (AELLD) | Interstitial Monitoring within Secondary Containment | SENSOR TO ATG | Continuous alarm system | Continuous alarm system |  | UST Currently In Use: 7; UST Temp Close: 0; AST Currently In Use: 0; AST Temp Closed: 0 | 7 | 0 | 0 | 21012-003-021275 | SPEEDWAY LLC
52852 | Currently in Use |  | 2018-08-21 |  | Petroleum | On road diesel | On road diesel |  | Double Wall | Double Wall |  |  | Flexible |  | 2018-08-21 | Catchment Basin | Automatic shutoff device At 95% full | Automatic shutoff device At 95% full | Interstitial Monitoring within Secondary Containment |  | Automatic Tank Gauge | Single walled submersible pump containment sump | Sump sensor relayed to automatically shut off submersible pump | Automatic shutoff device (AELLD) | Interstitial Monitoring within Secondary Containment | SENSOR TO ATG | Continuous alarm system | Continuous alarm system |  | UST Currently In Use: 7; UST Temp Close: 0; AST Currently In Use: 0; AST Temp Closed: 0 | 7 | 0 | 0 | 21012-003-021275 | SPEEDWAY LLC
52853 | Currently in Use |  | 2018-08-21 |  | Petroleum | Other, REC 90 | Other | Retail | Double Wall | Double Wall |  |  | Double Wall |  | 2018-08-21 | Catchment Basin | Automatic shutoff device At 95% full | Automatic shutoff device At 95% full | Interstitial Monitoring within Secondary Containment |  | Automatic Tank Gauge | Single walled submersible pump containment sump | Sump sensor relayed to automatically shut off submersible pump | Automatic shutoff device (AELLD) | Interstitial Monitoring within Secondary Containment | SENSOR TO ATG | Continuous alarm system | Continuous alarm system |  | UST Currently In Use: 7; UST Temp Close: 0; AST Currently In Use: 0; AST Temp Closed: 0 | 7 | 0 | 0 | 21012-003-021275 | SPEEDWAY LLC
52856 | Currently in Use |  | 2018-08-21 |  | Petroleum | Premium gasoline | Premium gasoline | Retail | Double Wall | Double Wall |  |  | Double Wall |  | 2018-08-21 | Catchment Basin | Automatic shutoff device At 95% full | Automatic shutoff device At 95% full | Interstitial Monitoring within Secondary Containment |  | Automatic Tank Gauge | Single walled submersible pump containment sump | Automatic shutoff device (AELLD) | Automatic shutoff device (AELLD) | Interstitial Monitoring within Secondary Containment | SENSOR TO ATG | Continuous alarm system | Continuous alarm system |  | UST Currently In Use: 7; UST Temp Close: 0; AST Currently In Use: 0; AST Temp Closed: 0 | 7 | 0 | 0 | 21012-003-021275 | SPEEDWAY LLC
52858 | Currently in Use |  | 2019-03-25 |  | Petroleum | Unleaded gasoline | Unleaded gasoline | Industrial | Double Wall | Double Wall |  |  | Fiberglass reinforced plastic |  | 2019-03-25 | Catchment Basin | Automatic shutoff device At 95% full | Automatic shutoff device At 95% full | Interstitial Monitoring within Secondary Containment |  | Automatic Tank Gauge |  | Containment Sump | Automatic shutoff device (AELLD) | Interstitial Monitoring within Secondary Containment |  | Continuous alarm system | Continuous alarm system |  | UST Currently In Use: 3; UST Temp Close: 0; AST Currently In Use: 0; AST Temp Closed: 0 | 3 | 0 | 0 | 15295-073-021277 | WARRIOR TRACTOR AND EQUIPMENT CO INC
52859 | Currently in Use |  | 2019-03-25 |  | Petroleum | Other, OFF ROAD | Other | Industrial | Fiberglass coated steel | Double Wall |  |  | Double Wall |  | 2019-03-25 | Catchment Basin | Automatic shutoff device At 95% full | Automatic shutoff device At 95% full | Interstitial Monitoring within Secondary Containment |  | Automatic Tank Gauge | Single walled submersible pump containment sump | Automatic shutoff device (AELLD) | Automatic shutoff device (AELLD) | Interstitial Monitoring within Secondary Containment |  | Continuous alarm system | Continuous alarm system |  | UST Currently In Use: 3; UST Temp Close: 0; AST Currently In Use: 0; AST Temp Closed: 0 | 3 | 0 | 0 | 15295-073-021277 | WARRIOR TRACTOR AND EQUIPMENT CO INC
52860 | Currently in Use |  | 2018-12-05 |  | Petroleum | On road diesel | On road diesel | Industrial | Double Wall | Double Wall |  |  | Fiberglass reinforced plastic |  | 2018-12-05 | Catchment Basin | Automatic shutoff device At 95% full | Automatic shutoff device At 95% full | Interstitial Monitoring within Secondary Containment |  |  |  | Automatic shutoff device (AELLD) | Automatic shutoff device (AELLD) |  |  | Continuous alarm system | Continuous alarm system |  | UST Currently In Use: 1; UST Temp Close: 0; AST Currently In Use: 0; AST Temp Closed: 0 | 1 | 0 | 0 | 25576-117-021279 | BEELMAN TRUCK COMPANY
52861 | Currently in Use |  | 2019-05-27 |  | Petroleum | Unleaded gasoline | Unleaded gasoline | Retail | Double Wall | Double Wall |  |  | Double Wall |  | 2019-05-27 | Catchment Basin | Automatic shutoff device At 95% full | Automatic shutoff device At 95% full | Interstitial Monitoring within Secondary Containment |  |  |  | Automatic flow restrictor (MLLD) | Automatic flow restrictor (MLLD) | Interstitial Monitoring within Secondary Containment |  | Continuous alarm system | Continuous alarm system |  | UST Currently In Use: 2; UST Temp Close: 0; AST Currently In Use: 0; AST Temp Closed: 0 | 2 | 0 | 0 | 25492-089-021280 | TRI STAR ENERGY
52863 | Currently in Use |  | 2019-05-27 |  | Petroleum | Premium gasoline | Premium gasoline | Retail | Fiberglass reinforced plastic | Double Wall |  |  | Flexible |  | 2019-05-27 | Catchment Basin | Automatic shutoff device At 95% full | Automatic shutoff device At 95% full | Interstitial Monitoring within Secondary Containment |  |  |  | Automatic flow restrictor (MLLD) | Automatic flow restrictor (MLLD) | Interstitial Monitoring within Secondary Containment |  | Continuous alarm system | Continuous alarm system |  | UST Currently In Use: 2; UST Temp Close: 0; AST Currently In Use: 0; AST Temp Closed: 0 | 2 | 0 | 0 | 25492-089-021280 | TRI STAR ENERGY
52867 | Currently in Use |  | 2019-03-25 |  | Petroleum | On road diesel | On road diesel |  | Double Wall | Double Wall |  |  | Double Wall |  |  | Catchment Basin | Automatic shutoff device At 95% full | Automatic shutoff device At 95% full | Interstitial Monitoring within Secondary Containment |  |  |  | Automatic shutoff device (AELLD) | Automatic shutoff device (AELLD) | Interstitial Monitoring within Secondary Containment |  | Continuous alarm system | Continuous alarm system |  | UST Currently In Use: 3; UST Temp Close: 0; AST Currently In Use: 0; AST Temp Closed: 0 | 3 | 0 | 0 | 15295-073-021277 | WARRIOR TRACTOR AND EQUIPMENT CO INC
52868 | Currently in Use |  | 2019-04-03 |  | Petroleum | Unleaded gasoline | Unleaded gasoline | Retail | Double Wall | Double Wall |  |  | Fiberglass reinforced plastic |  | 2019-04-03 | Catchment Basin | Automatic shutoff device At 95% full | Automatic shutoff device At 95% full | Interstitial Monitoring within Secondary Containment | SENSOR TO ATG |  | Single walled submersible pump containment sump | Automatic flow restrictor (MLLD) | Automatic flow restrictor (MLLD) | Interstitial Monitoring within Secondary Containment | MANUAL/VISUAL CHECK |  |  |  | UST Currently In Use: 1; UST Temp Close: 0; AST Currently In Use: 0; AST Temp Closed: 0 | 1 | 0 | 0 | 23372-077-021296 | MIDSTATES PETROLEUM COMPANY
52871 | Currently in Use |  | 2018-06-27 |  | Petroleum | Unleaded gasoline | Unleaded gasoline | Retail | Double Wall | Double Wall |  |  | Double Wall |  | 2018-06-27 | Single walled catchment basin | Automatic shutoff device At 95% full | Automatic shutoff device At 95% full | Interstitial Monitoring within Secondary Containment | SENSOR TO ATG | Automatic Tank Gauge |  | Automatic flow restrictor (MLLD) | Automatic flow restrictor (MLLD) | Interstitial Monitoring within Secondary Containment | SENSOR TO ATG | Other | Continuous alarm system |  | UST Currently In Use: 1; UST Temp Close: 0; AST Currently In Use: 0; AST Temp Closed: 0 | 1 | 0 | 0 | 25249-073-021297 | AHMED (MIKE) BHADIGIA
52872 | Currently in Use |  | 2019-01-08 |  | Petroleum | Unleaded gasoline | Unleaded gasoline | Retail | Fiberglass coated steel | Double Wall |  |  | Double Wall |  |  | Catchment Basin | Automatic shutoff device At 95% full | Automatic shutoff device At 95% full | Interstitial Monitoring within Secondary Containment |  |  | Single walled submersible pump containment sump | Automatic flow restrictor (MLLD) | Automatic flow restrictor (MLLD) |  |  | Continuous alarm system | Continuous alarm system |  | UST Currently In Use: 2; UST Temp Close: 0; AST Currently In Use: 0; AST Temp Closed: 0 | 2 | 0 | 3 | 22198-101-004552 | STORE ASSOCIATES, LLC
52873 | Currently in Use |  | 2019-01-08 |  | Petroleum | On road diesel | On road diesel | Retail | Double Wall | Double Wall |  |  | Fiberglass reinforced plastic |  |  | Catchment Basin | Automatic shutoff device At 95% full | Automatic shutoff device At 95% full | Interstitial Monitoring within Secondary Containment |  |  | Single walled submersible pump containment sump | Containment Sump | Automatic flow restrictor (MLLD) |  |  | Continuous alarm system | Continuous alarm system |  | UST Currently In Use: 2; UST Temp Close: 0; AST Currently In Use: 0; AST Temp Closed: 0 | 2 | 0 | 3 | 22198-101-004552 | STORE ASSOCIATES, LLC
52874 | Currently in Use |  | 2019-06-12 |  | Petroleum | Unleaded gasoline | Unleaded gasoline | Retail | Double Wall | Double Wall |  |  | Double Wall |  | 2019-06-12 | Catchment Basin | Automatic shutoff device At 95% full | Automatic shutoff device At 95% full | Interstitial Monitoring within Secondary Containment | SENSOR TO ATG | Continuous Automatic Tank Gauge |  | Automatic shutoff device (AELLD) | Automatic shutoff device (AELLD) | Interstitial Monitoring within Secondary Containment | SENSOR TO ATG | Continuous alarm system | Continuous alarm system |  | UST Currently In Use: 4; UST Temp Close: 0; AST Currently In Use: 0; AST Temp Closed: 0 | 4 | 0 | 0 | 13786-023-021305 | PARRS, INC.
52876 | Currently in Use |  | 2019-06-12 |  | Petroleum | Premium gasoline | Premium gasoline | Retail | Fiberglass reinforced plastic | Double Wall |  |  | Fiberglass reinforced plastic |  | 2019-06-12 | Catchment Basin | Automatic shutoff device At 95% full | Automatic shutoff device At 95% full | Interstitial Monitoring within Secondary Containment | SENSOR TO ATG | Continuous Automatic Tank Gauge |  | Containment Sump | Automatic shutoff device (AELLD) | Interstitial Monitoring within Secondary Containment | SENSOR TO ATG | Continuous alarm system | Continuous alarm system |  | UST Currently In Use: 4; UST Temp Close: 0; AST Currently In Use: 0; AST Temp Closed: 0 | 4 | 0 | 0 | 13786-023-021305 | PARRS, INC.
52877 | Currently in Use |  | 2019-06-12 |  | Petroleum | On road diesel | On road diesel | Retail | Double Wall | Double Wall |  |  | Double Wall |  | 2019-06-12 | Catchment Basin | Automatic shutoff device At 95% full | Automatic shutoff device At 95% full | Interstitial Monitoring within Secondary Containment | SENSOR TO ATG | Continuous Automatic Tank Gauge |  | Automatic shutoff device (AELLD) | Automatic shutoff device (AELLD) | Interstitial Monitoring within Secondary Containment | SENSOR TO ATG | Continuous alarm system | Continuous alarm system |  | UST Currently In Use: 4; UST Temp Close: 0; AST Currently In Use: 0; AST Temp Closed: 0 | 4 | 0 | 0 | 13786-023-021305 | PARRS, INC.
52880 | Currently in Use |  | 2019-06-12 |  | Petroleum | On road diesel | On road diesel | Retail | Double Wall | Double Wall |  |  | Fiberglass reinforced plastic |  | 2019-06-12 | Catchment Basin | Automatic shutoff device At 95% full | Automatic shutoff device At 95% full | Interstitial Monitoring within Secondary Containment | SENSOR TO ATG | Continuous Automatic Tank Gauge |  | Containment Sump | Automatic shutoff device (AELLD) | Interstitial Monitoring within Secondary Containment | SENSOR TO ATG | Continuous alarm system | Continuous alarm system |  | UST Currently In Use: 4; UST Temp Close: 0; AST Currently In Use: 0; AST Temp Closed: 0 | 4 | 0 | 0 | 13786-023-021305 | PARRS, INC.
52885 | Currently in Use |  | 2019-03-15 |  | Petroleum | Other, OFF RD DSL | Other | Emergency power generator | Double Wall | Double Wall |  |  | Double Wall |  | 2019-03-15 | Other | Automatic shutoff device At 95% full | Automatic shutoff device At 95% full | Interstitial Monitoring within Secondary Containment | SENSOR TO ATG |  |  | Containment Sump | Containment Sump | Interstitial Monitoring within Secondary Containment | SENSOR TO ATG | Continuous alarm system | Continuous alarm system |  | UST Currently In Use: 1; UST Temp Close: 0; AST Currently In Use: 0; AST Temp Closed: 0 | 1 | 0 | 0 | 25656-073-021306 | PROTON INTERNATIONAL ALABAMA LLC
52890 | Currently in Use |  | 2019-06-20 |  | Petroleum | Other, ETH FREE | Other | Retail | Double Wall | Double Wall |  |  | Double Wall |  |  | Catchment Basin | Automatic shutoff device At 95% full | Automatic shutoff device At 95% full | Interstitial Monitoring within Secondary Containment | SENSOR TO ATG |  | Single walled submersible pump containment sump | Containment Sump | Automatic flow restrictor (MLLD) | Interstitial Monitoring within Secondary Containment | SENSOR TO ATG | Annual line testing | Annual line testing |  | UST Currently In Use: 4; UST Temp Close: 0; AST Currently In Use: 0; AST Temp Closed: 0 | 4 | 0 | 0 | 25311-003-018507 | SUMMERDALE FOOD MART INC
52892 | Currently in Use |  | 2018-08-23 |  | Petroleum | Unleaded gasoline | Unleaded gasoline | Local government | Double Wall | Double Wall |  |  | Double Wall |  | 2018-08-23 | Catchment Basin | Automatic shutoff device At 95% full | Automatic shutoff device At 95% full | Interstitial Monitoring within Secondary Containment |  |  | Single walled submersible pump containment sump | Containment Sump | Containment Sump | Interstitial Monitoring within Secondary Containment | SENSOR TO ATG | Continuous alarm system | Continuous alarm system |  | UST Currently In Use: 1; UST Temp Close: 0; AST Currently In Use: 0; AST Temp Closed: 0 | 1 | 0 | 0 | 13860-113-021307 | PHENIX CITY BOARD OF EDUCATION
52893 | Currently in Use |  | 2019-08-01 |  | Petroleum | Unleaded gasoline | Unleaded gasoline | Retail | Double Wall | Double Wall |  |  | Double Wall |  | 2019-08-01 | Catchment Basin | Automatic shutoff device At 95% full | Automatic shutoff device At 95% full | Interstitial Monitoring within Secondary Containment |  |  |  | Automatic shutoff device (AELLD) | Automatic shutoff device (AELLD) | Interstitial Monitoring within Secondary Containment |  | Continuous alarm system | Continuous alarm system |  | UST Currently In Use: 2; UST Temp Close: 0; AST Currently In Use: 0; AST Temp Closed: 0 | 2 | 0 | 0 | 24420-117-021308 | SPRING CREEK PROPERTIES LLC
52894 | Currently in Use |  | 2019-08-01 |  | Petroleum | Premium gasoline | Premium gasoline | Retail | Double Wall | Double Wall |  |  | Double Wall |  | 2019-08-01 | Catchment Basin | Automatic shutoff device At 95% full | Automatic shutoff device At 95% full | Interstitial Monitoring within Secondary Containment |  |  |  | Containment Sump | Automatic shutoff device (AELLD) | Interstitial Monitoring within Secondary Containment |  | Continuous alarm system | Continuous alarm system |  | UST Currently In Use: 2; UST Temp Close: 0; AST Currently In Use: 0; AST Temp Closed: 0 | 2 | 0 | 0 | 24420-117-021308 | SPRING CREEK PROPERTIES LLC
52895 | Currently in Use |  | 2019-10-15 |  | Petroleum | Unleaded gasoline | Unleaded gasoline | Retail | Double Wall | Double Wall |  |  | Flexible |  | 2019-10-15 | Catchment Basin | Automatic shutoff device At 95% full | Automatic shutoff device At 95% full | Interstitial Monitoring within Secondary Containment |  |  |  | Automatic flow restrictor (MLLD) | Automatic flow restrictor (MLLD) | Interstitial Monitoring within Secondary Containment |  |  |  |  | UST Currently In Use: 2; UST Temp Close: 0; AST Currently In Use: 0; AST Temp Closed: 0 | 2 | 0 | 0 | 25658-021-021309 | CHERYLE GREENE
52896 | Currently in Use |  | 2019-10-05 |  | Petroleum | On road diesel | On road diesel | Retail | Fiberglass coated steel | Double Wall |  |  | Flexible |  | 2019-10-15 | Catchment Basin | Automatic shutoff device At 95% full | Automatic shutoff device At 95% full | Interstitial Monitoring within Secondary Containment |  |  |  | Automatic flow restrictor (MLLD) | Automatic flow restrictor (MLLD) | Interstitial Monitoring within Secondary Containment |  |  |  |  | UST Currently In Use: 2; UST Temp Close: 0; AST Currently In Use: 0; AST Temp Closed: 0 | 2 | 0 | 0 | 25658-021-021309 | CHERYLE GREENE
52897 | Currently in Use |  | 2019-11-01 |  | Petroleum | Unleaded gasoline | Unleaded gasoline | Retail | Double Wall | Double Wall |  |  | Flexible |  | 2019-11-01 | Catchment Basin | Automatic shutoff device At 95% full | Automatic shutoff device At 95% full | Interstitial Monitoring within Secondary Containment |  | Automatic Tank Gauge |  | Automatic flow restrictor (MLLD) | Automatic flow restrictor (MLLD) | Interstitial Monitoring within Secondary Containment |  |  |  |  | UST Currently In Use: 2; UST Temp Close: 0; AST Currently In Use: 0; AST Temp Closed: 0 | 2 | 0 | 0 | 25659-125-021310 | NAJIB KASIM
52898 | Currently in Use |  | 2019-11-01 |  | Petroleum | Premium gasoline | Premium gasoline | Retail | Fiberglass coated steel | Double Wall |  |  | Flexible |  | 2019-11-01 | Catchment Basin | Automatic shutoff device At 95% full | Automatic shutoff device At 95% full | Interstitial Monitoring within Secondary Containment |  | Automatic Tank Gauge |  | Automatic flow restrictor (MLLD) | Automatic flow restrictor (MLLD) | Interstitial Monitoring within Secondary Containment |  |  |  |  | UST Currently In Use: 2; UST Temp Close: 0; AST Currently In Use: 0; AST Temp Closed: 0 | 2 | 0 | 0 | 25659-125-021310 | NAJIB KASIM
52900 | Currently in Use |  | 2019-09-16 |  | Petroleum | Other, NO ETH GAS | Other | Retail | Double Wall | Double Wall |  |  | Double Wall |  |  | Catchment Basin | Automatic shutoff device At 95% full | Automatic shutoff device At 95% full | Interstitial Monitoring within Secondary Containment | SENSOR TO ATG | [9 empty] | UST Currently In Use: 3; UST Temp Close: 0; AST Currently In Use: 0; AST Temp Closed: 0 | 3 | 0 | 0 | 13364-097-018257 | MCKENZIE OIL COMPANY, INC.
52901 | Currently in Use |  | 2018-11-01 |  | Petroleum | On road diesel | On road diesel | Retail | Fiberglass reinforced plastic | Double Wall |  |  | Double Wall |  | 2018-11-01 | Catchment Basin | Automatic shutoff device At 95% full | Automatic shutoff device At 95% full | Interstitial Monitoring within Secondary Containment |  |  |  | Automatic shutoff device (AELLD) | Automatic shutoff device (AELLD) | Interstitial Monitoring within Secondary Containment |  |  |  |  | UST Currently In Use: 2; UST Temp Close: 0; AST Currently In Use: 0; AST Temp Closed: 0 | 2 | 0 | 0 | 25664-117-021312 | SHANE JONES
52902 | Currently in Use |  | 2018-11-11 |  | Petroleum | Unleaded gasoline | Unleaded gasoline | Retail | Double Wall | Double Wall |  |  | Double Wall |  | 2018-11-01 | Catchment Basin | Automatic shutoff device At 95% full | Automatic shutoff device At 95% full | Interstitial Monitoring within Secondary Containment |  |  |  | Automatic shutoff device (AELLD) | Automatic shutoff device (AELLD) | Interstitial Monitoring within Secondary Containment |  |  |  |  | UST Currently In Use: 2; UST Temp Close: 0; AST Currently In Use: 0; AST Temp Closed: 0 | 2 | 0 | 0 | 25664-117-021312 | SHANE JONES
52903 | Currently in Use |  | 2019-08-02 |  | Petroleum | Unleaded gasoline | Unleaded gasoline | Retail | Double Wall | Double Wall |  |  | Double Wall |  |  | Catchment Basin | Automatic shutoff device At 95% full | Automatic shutoff device At 95% full | Interstitial Monitoring within Secondary Containment |  |  |  | Containment Sump | Automatic flow restrictor (MLLD) | Interstitial Monitoring within Secondary Containment |  | Continuous alarm system | Continuous alarm system |  | UST Currently In Use: 2; UST Temp Close: 0; AST Currently In Use: 0; AST Temp Closed: 0 | 2 | 0 | 2 | 13579-109-018336 | MURPHY OIL USA, INC.
52904 | Currently in Use |  | 2019-08-02 |  | Petroleum | Premium gasoline | Premium gasoline | Retail | Fiberglass reinforced plastic | Double Wall |  |  | Fiberglass reinforced plastic |  |  | Catchment Basin | Automatic shutoff device At 95% full | Automatic shutoff device At 95% full | Interstitial Monitoring within Secondary Containment |  |  |  | Containment Sump | Automatic flow restrictor (MLLD) | Interstitial Monitoring within Secondary Containment |  | Continuous alarm system | Continuous alarm system |  | UST Currently In Use: 2; UST Temp Close: 0; AST Currently In Use: 0; AST Temp Closed: 0 | 2 | 0 | 2 | 13579-109-018336 | MURPHY OIL USA, INC.
52905 | Currently in Use |  | 2019-02-23 |  | Petroleum | Unleaded gasoline | Unleaded gasoline | Retail | Double Wall | Double Wall |  |  | Double Wall |  | 2019-02-23 | Catchment Basin | Automatic shutoff device At 95% full | Audible high level alarm At 90% full | Interstitial Monitoring within Secondary Containment |  |  |  | Automatic shutoff device (AELLD) | Automatic shutoff device (AELLD) | Interstitial Monitoring within Secondary Containment |  |  |  |  | UST Currently In Use: 2; UST Temp Close: 0; AST Currently In Use: 0; AST Temp Closed: 0 | 2 | 0 | 0 | 25668-101-021313 | PRA PROPERTIES LLC
52906 | Currently in Use |  | 2019-02-23 |  | Petroleum | Premium gasoline | Premium gasoline | Retail | Fiberglass coated steel | Double Wall |  |  | Double Wall |  | 2019-02-23 | Catchment Basin | Automatic shutoff device At 95% full | Audible high level alarm At 90% full | Interstitial Monitoring within Secondary Containment |  |  |  | Automatic shutoff device (AELLD) | Automatic shutoff device (AELLD) | Interstitial Monitoring within Secondary Containment |  |  |  |  | UST Currently In Use: 2; UST Temp Close: 0; AST Currently In Use: 0; AST Temp Closed: 0 | 2 | 0 | 0 | 25668-101-021313 | PRA PROPERTIES LLC
52908 | Currently in Use |  | 2019-09-01 |  | Petroleum | Unleaded gasoline | Unleaded gasoline |  | Double Wall | Double Wall |  |  | Fiberglass reinforced plastic |  |  | Catchment Basin | Automatic shutoff device At 95% full | Automatic shutoff device At 95% full | Interstitial Monitoring within Secondary Containment |  | Continuous Automatic Tank Gauge |  | Automatic flow restrictor (MLLD) | Automatic flow restrictor (MLLD) | Interstitial Monitoring within Secondary Containment |  | Continuous alarm system | Continuous alarm system |  | UST Currently In Use: 3; UST Temp Close: 0; AST Currently In Use: 0; AST Temp Closed: 0 | 3 | 0 | 0 | 22788-055-018763 | FRED AND ALEX SOUZA
52909 | Currently in Use |  | 2019-10-01 |  | Petroleum | Unleaded gasoline | Unleaded gasoline | Retail | Double Wall | Double Wall |  |  | Double Wall |  | 2019-10-01 | Catchment Basin | Automatic shutoff device At 95% full | Automatic shutoff device At 95% full | Interstitial Monitoring within Secondary Containment |  |  | Double walled submersible pump containment sump | Automatic shutoff device (AELLD) | Automatic shutoff device (AELLD) | Interstitial Monitoring within Secondary Containment | SENSOR TO ATG |  |  |  | UST Currently In Use: 3; UST Temp Close: 0; AST Currently In Use: 0; AST Temp Closed: 0 | 3 | 0 | 0 | 11576-083-021314 | DUTCH OIL COMPANY
52910 | Currently in Use |  | 2019-10-01 |  | Petroleum | Premium gasoline | Premium gasoline | Retail | Double Wall | Double Wall |  |  | Double Wall |  | 2019-10-01 | Catchment Basin | Automatic shutoff device At 95% full | Automatic shutoff device At 95% full | Interstitial Monitoring within Secondary Containment |  |  | Double walled submersible pump containment sump | Automatic shutoff device (AELLD) | Automatic shutoff device (AELLD) | Interstitial Monitoring within Secondary Containment | SENSOR TO ATG |  |  |  | UST Currently In Use: 3; UST Temp Close: 0; AST Currently In Use: 0; AST Temp Closed: 0 | 3 | 0 | 0 | 11576-083-021314 | DUTCH OIL COMPANY
52911 | Currently in Use |  | 2019-10-01 |  | Petroleum | On road diesel | On road diesel | Retail | Fiberglass reinforced plastic | Double Wall |  |  | Fiberglass reinforced plastic |  | 2019-10-01 | Catchment Basin | Automatic shutoff device At 95% full | Automatic shutoff device At 95% full | Interstitial Monitoring within Secondary Containment |  |  |  | Automatic shutoff device (AELLD) | Automatic shutoff device (AELLD) | Interstitial Monitoring within Secondary Containment | SENSOR TO ATG |  |  |  | UST Currently In Use: 3; UST Temp Close: 0; AST Currently In Use: 0; AST Temp Closed: 0 | 3 | 0 | 0 | 11576-083-021314 | DUTCH OIL COMPANY
52912 | Currently in Use |  | 2019-01-21 |  | Petroleum | On road diesel | On road diesel | Retail | Double Wall | Double Wall |  |  | Flexible |  |  | Catchment Basin | Automatic shutoff device At 95% full | Automatic shutoff device At 95% full | Interstitial Monitoring within Secondary Containment |  |  |  | Automatic flow restrictor (MLLD) | Automatic flow restrictor (MLLD) | Interstitial Monitoring within Secondary Containment | MANUAL/VISUAL CHECK |  |  |  | UST Currently In Use: 3; UST Temp Close: 0; AST Currently In Use: 0; AST Temp Closed: 0 | 3 | 0 | 0 | 24489-051-018311 | DHYAN LLC
52916 | Currently in Use |  | 2018-11-11 |  | Petroleum | Unleaded gasoline | Unleaded gasoline |  | Double Wall | Double Wall |  |  | Flexible |  |  | Catchment Basin | Automatic shutoff device At 95% full | Automatic shutoff device At 95% full | Interstitial Monitoring within Secondary Containment |  |  | Single walled submersible pump containment sump | Automatic flow restrictor (MLLD) | Automatic flow restrictor (MLLD) |  |  | Annual line testing | Annual line testing |  | UST Currently In Use: 6; UST Temp Close: 0; AST Currently In Use: 0; AST Temp Closed: 0 | 6 | 0 | 3 | 23867-095-008038 | NILAY PATEL & PRITIIBEN PATEL
52918 | Currently in Use |  | 1993-07-21 |  | Petroleum | Ethanol free gasoline | Ethanol free gasoline |  | Steel | Single Wall | Coated & cathodic protection (sti-P3) |  | Double Wall |  |  | Catchment Basin | Automatic shutoff device At 95% full | Automatic shutoff device At 95% full |  |  | Automatic Tank Gauge | Single walled submersible pump containment sump | Automatic flow restrictor (MLLD) | Automatic flow restrictor (MLLD) |  |  | Annual line testing | Annual line testing |  | UST Currently In Use: 6; UST Temp Close: 0; AST Currently In Use: 0; AST Temp Closed: 0 | 6 | 0 | 3 | 23867-095-008038 | NILAY PATEL & PRITIIBEN PATEL
52920 | Currently in Use |  | 2019-12-05 |  | Petroleum | Unleaded gasoline | Unleaded gasoline | Retail | Double Wall | Double Wall |  |  | Flexible |  |  | Catchment Basin | Automatic shutoff device At 95% full | Automatic shutoff device At 95% full | Interstitial Monitoring within Secondary Containment |  |  |  | Automatic shutoff device (AELLD) | Automatic shutoff device (AELLD) |  |  | Continuous alarm system | Continuous alarm system |  | UST Currently In Use: 1; UST Temp Close: 0; AST Currently In Use: 0; AST Temp Closed: 0 | 1 | 0 | 8 | 22359-101-005789 | PREM INVESTMENTS OF AL LLC
52921 | Currently in Use |  | 2019-12-30 |  | Petroleum | On road diesel | On road diesel | Industrial | Double Wall | Double Wall |  |  | Fiberglass reinforced plastic |  | 2019-12-30 | Catchment Basin | Automatic shutoff device At 95% full | Automatic shutoff device At 95% full | Interstitial Monitoring within Secondary Containment |  | Automatic Tank Gauge | Single walled submersible pump containment sump | Automatic flow restrictor (MLLD) | Automatic flow restrictor (MLLD) | Interstitial Monitoring within Secondary Containment | SENSOR TO ATG |  |  |  | UST Currently In Use: 2; UST Temp Close: 0; AST Currently In Use: 0; AST Temp Closed: 0 | 2 | 0 | 0 | 25719-023-021321 | ROLISON TRUCKING
52923 | Currently in Use |  | 2019-12-30 |  | Petroleum | Unleaded gasoline | Unleaded gasoline | Industrial | Double Wall | Double Wall |  |  | Double Wall |  | 2019-12-30 | Catchment Basin | Automatic shutoff device At 95% full | Automatic shutoff device At 95% full | Interstitial Monitoring within Secondary Containment |  | Automatic Tank Gauge | Single walled submersible pump containment sump | Containment Sump | Automatic flow restrictor (MLLD) | Interstitial Monitoring within Secondary Containment | SENSOR TO ATG |  |  |  | UST Currently In Use: 2; UST Temp Close: 0; AST Currently In Use: 0; AST Temp Closed: 0 | 2 | 0 | 0 | 25719-023-021321 | ROLISON TRUCKING
52949 | Currently in Use |  | 2020-03-15 |  | Petroleum | Unleaded gasoline | Unleaded gasoline | Retail | Double Wall | Double Wall |  |  | Double Wall |  | 2020-03-15 | Catchment Basin | Automatic shutoff device At 95% full | Automatic shutoff device At 95% full | Interstitial Monitoring within Secondary Containment | SENSOR TO ATG |  | Single walled submersible pump containment sump | Automatic shutoff device (AELLD) | Automatic shutoff device (AELLD) | Interstitial Monitoring within Secondary Containment |  | Continuous alarm system | Continuous alarm system |  | UST Currently In Use: 2; UST Temp Close: 0; AST Currently In Use: 0; AST Temp Closed: 0 | 2 | 0 | 0 | 25727-059-021322 | WELBORN OIL COMPANY
52950 | Currently in Use |  | 2020-03-15 |  | Petroleum | Unleaded gasoline | Unleaded gasoline | Retail | Double Wall | Double Wall |  |  | Double Wall |  | 2020-03-15 | Catchment Basin | Automatic shutoff device At 95% full | Automatic shutoff device At 95% full | Interstitial Monitoring within Secondary Containment | SENSOR TO ATG |  | Single walled submersible pump containment sump | Automatic shutoff device (AELLD) | Automatic shutoff device (AELLD) | Interstitial Monitoring within Secondary Containment |  | Continuous alarm system | Continuous alarm system |  | UST Currently In Use: 2; UST Temp Close: 0; AST Currently In Use: 0; AST Temp Closed: 0 | 2 | 0 | 0 | 25727-059-021322 | WELBORN OIL COMPANY
52953 | Currently in Use |  | 2020-02-14 |  | Petroleum | Unleaded gasoline | Unleaded gasoline |  | Double Wall | Double Wall |  |  | Double Wall |  | 2020-02-14 | Catchment Basin | Automatic shutoff device At 95% full | Audible high level alarm At 90% full | Interstitial Monitoring within Secondary Containment |  |  |  | Sump sensor relayed to automatically shut off submersible pump | Sump sensor relayed to automatically shut off submersible pump | Interstitial Monitoring within Secondary Containment |  |  |  |  | UST Currently In Use: 6; UST Temp Close: 0; AST Currently In Use: 0; AST Temp Closed: 0 | 6 | 0 | 0 | 21090-081-021324 | LOVES COUNTRY STORES
52954 | Currently in Use |  | 2020-02-14 |  | Petroleum | Unleaded gasoline | Unleaded gasoline | Retail | Double Wall | Double Wall |  |  | Fiberglass reinforced plastic |  | 2020-02-14 | Catchment Basin | Audible high level alarm At 90% full | Audible high level alarm At 90% full | Interstitial Monitoring within Secondary Containment |  |  |  | Sump sensor relayed to automatically shut off submersible pump | Sump sensor relayed to automatically shut off submersible pump |  |  | Continuous alarm system | Continuous alarm system |  | UST Currently In Use: 6; UST Temp Close: 0; AST Currently In Use: 0; AST Temp Closed: 0 | 6 | 0 | 0 | 21090-081-021324 | LOVES COUNTRY STORES
52955 | Currently in Use |  | 2020-02-14 |  | Petroleum | Premium gasoline | Premium gasoline | Retail | Double Wall | Double Wall |  |  | Fiberglass reinforced plastic |  | 2020-02-14 | Catchment Basin | Audible high level alarm At 90% full | Audible high level alarm At 90% full | Interstitial Monitoring within Secondary Containment |  |  |  | Sump sensor relayed to automatically shut off submersible pump | Sump sensor relayed to automatically shut off submersible pump |  |  | Continuous alarm system | Continuous alarm system |  | UST Currently In Use: 6; UST Temp Close: 0; AST Currently In Use: 0; AST Temp Closed: 0 | 6 | 0 | 0 | 21090-081-021324 | LOVES COUNTRY STORES
52956 | Currently in Use |  | 2020-02-14 |  | Petroleum | On road diesel | On road diesel | Retail | Double Wall | Double Wall |  |  | Double Wall |  | 2020-02-14 | Catchment Basin | Automatic shutoff device At 95% full | Audible high level alarm At 90% full | Interstitial Monitoring within Secondary Containment |  |  |  | Sump sensor relayed to automatically shut off submersible pump | Sump sensor relayed to automatically shut off submersible pump |  |  | Continuous alarm system | Continuous alarm system |  | UST Currently In Use: 6; UST Temp Close: 0; AST Currently In Use: 0; AST Temp Closed: 0 | 6 | 0 | 0 | 21090-081-021324 | LOVES COUNTRY STORES
52957 | Currently in Use |  | 2020-02-14 |  | Petroleum | On road diesel | On road diesel | Retail | Double Wall | Double Wall |  |  | Double Wall |  | 2020-02-14 | Catchment Basin | Automatic shutoff device At 95% full | Audible high level alarm At 90% full | Interstitial Monitoring within Secondary Containment |  |  |  | Sump sensor relayed to automatically shut off submersible pump | Sump sensor relayed to automatically shut off submersible pump |  |  | Continuous alarm system | Continuous alarm system |  | UST Currently In Use: 6; UST Temp Close: 0; AST Currently In Use: 0; AST Temp Closed: 0 | 6 | 0 | 0 | 21090-081-021324 | LOVES COUNTRY STORES
52958 | Currently in Use |  | 2020-02-14 |  | Petroleum | Other, B-99 | Other | Retail | Double Wall | Double Wall |  |  | Double Wall |  | 2020-02-14 | Catchment Basin | Audible high level alarm At 90% full | Audible high level alarm At 90% full | Interstitial Monitoring within Secondary Containment |  |  |  | Sump sensor relayed to automatically shut off submersible pump | Sump sensor relayed to automatically shut off submersible pump |  |  | Continuous alarm system | Continuous alarm system |  | UST Currently In Use: 6; UST Temp Close: 0; AST Currently In Use: 0; AST Temp Closed: 0 | 6 | 0 | 0 | 21090-081-021324 | LOVES COUNTRY STORES
52959 | Currently in Use |  | 2019-07-02 |  | Petroleum | Unleaded gasoline | Unleaded gasoline | Retail | Double Wall | Double Wall |  |  | Double Wall |  |  | Catchment Basin | Automatic shutoff device At 95% full | Audible high level alarm At 90% full | Interstitial Monitoring within Secondary Containment | SENSOR TO ATG |  | Single walled submersible pump containment sump | Automatic shutoff device (AELLD) | Automatic shutoff device (AELLD) |  | SENSOR TO ATG | Continuous alarm system | Continuous alarm system |  | UST Currently In Use: 2; UST Temp Close: 0; AST Currently In Use: 0; AST Temp Closed: 0 | 2 | 0 | 0 | 16855-073-021325 | BIRMINGHAM AIRPORT AUTHORITY
52960 | Currently in Use |  | 2019-07-02 |  | Petroleum | Unleaded gasoline | Unleaded gasoline | Retail | Double Wall | Double Wall |  |  | Double Wall |  | 2019-07-02 | Catchment Basin | Audible high level alarm At 90% full | Audible high level alarm At 90% full | Interstitial Monitoring within Secondary Containment | SENSOR TO ATG |  | Single walled submersible pump containment sump | Automatic shutoff device (AELLD) | Automatic shutoff device (AELLD) |  | SENSOR TO ATG | Continuous alarm system | Continuous alarm system |  | UST Currently In Use: 2; UST Temp Close: 0; AST Currently In Use: 0; AST Temp Closed: 0 | 2 | 0 | 0 | 16855-073-021325 | BIRMINGHAM AIRPORT AUTHORITY
52961 | Currently in Use |  | 2019-08-12 |  | Petroleum | Unleaded gasoline | Unleaded gasoline | Retail | Fiberglass reinforced plastic | Double Wall |  |  | Flexible |  | 2019-08-12 | Catchment Basin | Audible high level alarm At 90% full | Audible high level alarm At 90% full | Interstitial Monitoring within Secondary Containment | SENSOR TO ATG | Automatic Tank Gauge | Single walled submersible pump containment sump | Automatic shutoff device (AELLD) | Automatic shutoff device (AELLD) |  | SENSOR TO ATG | Continuous alarm system | Continuous alarm system |  | UST Currently In Use: 1; UST Temp Close: 0; AST Currently In Use: 0; AST Temp Closed: 0 | 1 | 0 | 0 | 25993-073-021326 | BUDGET RENT A CAR
52962 | Currently in Use |  | 2018-12-04 |  | Petroleum | Unleaded gasoline | Unleaded gasoline | Retail | Fiberglass coated steel | Double Wall |  |  | Fiberglass reinforced plastic |  | 2018-12-04 | Catchment Basin | Automatic shutoff device At 95% full | Automatic shutoff device At 95% full | Interstitial Monitoring within Secondary Containment | SENSOR TO ATG | Continuous Automatic Tank Gauge | Single walled submersible pump containment sump | Automatic shutoff device (AELLD) | Automatic shutoff device (AELLD) | Interstitial Monitoring within Secondary Containment | SENSOR TO ATG |  |  |  | UST Currently In Use: 2; UST Temp Close: 0; AST Currently In Use: 0; AST Temp Closed: 0 | 2 | 0 | 0 | 25540-089-021327 | HOUCHENS INDUSTRIES INC
52963 | Currently in Use |  | 2018-12-04 |  | Petroleum | Premium gasoline | Premium gasoline | Retail | Double Wall | Double Wall |  |  | Fiberglass reinforced plastic |  | 2018-12-04 | Catchment Basin | Automatic shutoff device At 95% full | Automatic shutoff device At 95% full | Interstitial Monitoring within Secondary Containment | SENSOR TO ATG | Continuous Automatic Tank Gauge | Single walled submersible pump containment sump | Containment Sump | Automatic shutoff device (AELLD) | Interstitial Monitoring within Secondary Containment | SENSOR TO ATG |  |  |  | UST Currently In Use: 2; UST Temp Close: 0; AST Currently In Use: 0; AST Temp Closed: 0 | 2 | 0 | 0 | 25540-089-021327 | HOUCHENS INDUSTRIES INC
52969 | Currently in Use |  | 2019-11-13 |  | Petroleum | Unleaded gasoline | Unleaded gasoline | Retail | Fiberglass coated steel | Double Wall |  |  | Double Wall |  | 2019-11-13 | Catchment Basin | Automatic shutoff device At 95% full | Automatic shutoff device At 95% full | Interstitial Monitoring within Secondary Containment | SENSOR TO ATG | Continuous Automatic Tank Gauge | Single walled submersible pump containment sump | Automatic flow restrictor (MLLD) | Automatic flow restrictor (MLLD) | Interstitial Monitoring within Secondary Containment | SENSOR TO ATG | Continuous alarm system | Continuous alarm system |  | UST Currently In Use: 3; UST Temp Close: 0; AST Currently In Use: 0; AST Temp Closed: 0 | 3 | 0 | 0 | 13929-003-021329 | PRINCE OIL COMPANY, INC.
52970 | Currently in Use |  | 2019-11-13 |  | Petroleum | On road diesel | On road diesel | Retail | Fiberglass coated steel | Double Wall |  |  | Double Wall |  | 2019-11-13 | Catchment Basin | Automatic shutoff device At 95% full | Automatic shutoff device At 95% full | Interstitial Monitoring within Secondary Containment | SENSOR TO ATG | Continuous Automatic Tank Gauge | Single walled submersible pump containment sump | Containment Sump | Automatic flow restrictor (MLLD) | Interstitial Monitoring within Secondary Containment | SENSOR TO ATG | Continuous alarm system | Continuous alarm system |  | UST Currently In Use: 3; UST Temp Close: 0; AST Currently In Use: 0; AST Temp Closed: 0 | 3 | 0 | 0 | 13929-003-021329 | PRINCE OIL COMPANY, INC.
52972 | Currently in Use |  | 2019-11-13 |  | Petroleum | On road diesel | On road diesel | Retail | Double Wall | Double Wall |  |  | Double Wall |  | 2019-11-13 | Catchment Basin | Automatic shutoff device At 95% full | Automatic shutoff device At 95% full | Interstitial Monitoring within Secondary Containment | SENSOR TO ATG | Continuous Automatic Tank Gauge | Double walled submersible pump containment sump | Automatic flow restrictor (MLLD) | Automatic flow restrictor (MLLD) | Interstitial Monitoring within Secondary Containment | SENSOR TO ATG | Continuous alarm system | Continuous alarm system |  | UST Currently In Use: 3; UST Temp Close: 0; AST Currently In Use: 0; AST Temp Closed: 0 | 3 | 0 | 0 | 13929-003-021329 | PRINCE OIL COMPANY, INC.
52973 | Currently in Use |  | 2020-03-16 |  | Petroleum | Unleaded gasoline | Unleaded gasoline | Retail | Double Wall | Double Wall |  |  | Fiberglass reinforced plastic |  | 2020-03-16 | Catchment Basin | Automatic shutoff device At 95% full | Automatic shutoff device At 95% full | Interstitial Monitoring within Secondary Containment | SENSOR TO ATG |  | Single walled submersible pump containment sump | Automatic flow restrictor (MLLD) | Automatic flow restrictor (MLLD) | Interstitial Monitoring within Secondary Containment | SENSOR TO ATG | Continuous alarm system | Continuous alarm system |  | UST Currently In Use: 3; UST Temp Close: 0; AST Currently In Use: 0; AST Temp Closed: 0 | 3 | 0 | 2 | 13284-103-011584 | H.L. MARTIN DISTRIBUTING CO.
52974 | Currently in Use |  | 2020-03-16 |  | Petroleum | Premium gasoline | Premium gasoline | Retail | Fiberglass coated steel | Double Wall |  |  | Double Wall |  | 2020-03-16 | Catchment Basin | Automatic shutoff device At 95% full | Automatic shutoff device At 95% full | Interstitial Monitoring within Secondary Containment | SENSOR TO ATG |  | Single walled submersible pump containment sump | Containment Sump | Automatic flow restrictor (MLLD) | Interstitial Monitoring within Secondary Containment | SENSOR TO ATG | Continuous alarm system | Continuous alarm system |  | UST Currently In Use: 3; UST Temp Close: 0; AST Currently In Use: 0; AST Temp Closed: 0 | 3 | 0 | 2 | 13284-103-011584 | H.L. MARTIN DISTRIBUTING CO.
52975 | Currently in Use |  | 2020-03-16 |  | Petroleum | On road diesel | On road diesel | Retail | Double Wall | Double Wall |  |  | Double Wall |  | 2020-03-16 | Catchment Basin | Automatic shutoff device At 95% full | Automatic shutoff device At 95% full | Interstitial Monitoring within Secondary Containment | SENSOR TO ATG |  | Single walled submersible pump containment sump | Automatic flow restrictor (MLLD) | Automatic flow restrictor (MLLD) | Interstitial Monitoring within Secondary Containment | SENSOR TO ATG | Continuous alarm system | Continuous alarm system |  | UST Currently In Use: 3; UST Temp Close: 0; AST Currently In Use: 0; AST Temp Closed: 0 | 3 | 0 | 2 | 13284-103-011584 | H.L. MARTIN DISTRIBUTING CO.
52976 | Currently in Use |  | 2019-11-18 |  | Petroleum | Unleaded gasoline | Unleaded gasoline | Retail | Double Wall | Double Wall |  |  | Double Wall |  | 2019-11-18 | Catchment Basin | Automatic shutoff device At 95% full | Automatic shutoff device At 95% full | Interstitial Monitoring within Secondary Containment |  |  |  | Sump sensor relayed to automatically shut off submersible pump | Automatic flow restrictor (MLLD) |  |  | Continuous alarm system | Continuous alarm system |  | UST Currently In Use: 2; UST Temp Close: 0; AST Currently In Use: 0; AST Temp Closed: 0 | 2 | 0 | 0 | 25744-115-021330 | MALHI & SONS LLC
52977 | Currently in Use |  | 2019-11-18 |  | Petroleum | Mid-grade gasoline | Mid-grade gasoline | Retail | Double Wall | Double Wall |  |  | Double Wall |  | 2019-11-18 | Catchment Basin | Automatic shutoff device At 95% full | Automatic shutoff device At 95% full | Interstitial Monitoring within Secondary Containment |  |  |  | Sump sensor relayed to automatically shut off submersible pump | Automatic flow restrictor (MLLD) |  |  | Continuous alarm system | Continuous alarm system |  | UST Currently In Use: 2; UST Temp Close: 0; AST Currently In Use: 0; AST Temp Closed: 0 | 2 | 0 | 0 | 25744-115-021330 | MALHI & SONS LLC
52982 | Currently in Use |  | 2019-11-06 |  | Petroleum | Unleaded gasoline | Unleaded gasoline |  | 12R-4P-4D | Double Wall |  |  | Flexible |  |  | Catchment Basin | Automatic shutoff device At 95% full | Automatic shutoff device At 95% full | Interstitial Monitoring within Secondary Containment | SENSOR TO ATG |  | Single walled submersible pump containment sump | Containment Sump | Automatic flow restrictor (MLLD) | Interstitial Monitoring within Secondary Containment | SENSOR TO ATG | Continuous alarm system | Continuous alarm system |  | UST Currently In Use: 1; UST Temp Close: 0; AST Currently In Use: 0; AST Temp Closed: 0 | 1 | 0 | 5 | 25804-073-007798 | ROZINA HOLDINGS
52983 | Currently in Use |  | 2019-10-29 |  | Petroleum | Unleaded gasoline | Unleaded gasoline | Retail | Double Wall | Double Wall |  |  | Double Wall |  |  | Catchment Basin | Automatic shutoff device At 95% full | Automatic shutoff device At 95% full | Interstitial Monitoring within Secondary Containment |  |  |  | Automatic flow restrictor (MLLD) | Automatic flow restrictor (MLLD) | Interstitial Monitoring within Secondary Containment |  | Continuous alarm system | Continuous alarm system |  | UST Currently In Use: 3; UST Temp Close: 0; AST Currently In Use: 0; AST Temp Closed: 0 | 3 | 0 | 3 | 23413-101-014205 | CIRCLE K STORES, INC.
52985 | Currently in Use |  | 2019-10-29 |  | Petroleum | Premium gasoline | Premium gasoline | Retail | Double Wall | Double Wall |  |  | Double Wall |  |  | Catchment Basin | Automatic shutoff device At 95% full | Automatic shutoff device At 95% full | Interstitial Monitoring within Secondary Containment |  |  |  | Automatic flow restrictor (MLLD) | Automatic flow restrictor (MLLD) | Interstitial Monitoring within Secondary Containment |  | Continuous alarm system | Continuous alarm system |  | UST Currently In Use: 3; UST Temp Close: 0; AST Currently In Use: 0; AST Temp Closed: 0 | 3 | 0 | 3 | 23413-101-014205 | CIRCLE K STORES, INC.
52986 | Currently in Use |  | 2020-10-29 |  | Petroleum | Premium gasoline | Premium gasoline | Retail | Double Wall | Double Wall |  |  | Double Wall |  |  | Catchment Basin | Automatic shutoff device At 95% full | Automatic shutoff device At 95% full | Interstitial Monitoring within Secondary Containment |  |  |  | Containment Sump | Automatic flow restrictor (MLLD) | Interstitial Monitoring within Secondary Containment |  | Continuous alarm system | Continuous alarm system |  | UST Currently In Use: 3; UST Temp Close: 0; AST Currently In Use: 0; AST Temp Closed: 0 | 3 | 0 | 3 | 23413-101-014205 | CIRCLE K STORES, INC.
52987 | Currently in Use |  | 2020-03-25 |  | Petroleum | Unleaded gasoline | Unleaded gasoline | Retail | Fiberglass reinforced plastic | Double Wall |  |  | Double Wall |  | 2020-03-25 | Catchment Basin | Audible high level alarm At 90% full | Audible high level alarm At 90% full | Interstitial Monitoring within Secondary Containment | SENSOR TO ATG | Continuous Automatic Tank Gauge | Single walled submersible pump containment sump | Automatic shutoff device (AELLD) | Automatic shutoff device (AELLD) | Interstitial Monitoring within Secondary Containment | SENSOR TO ATG |  |  |  | UST Currently In Use: 2; UST Temp Close: 0; AST Currently In Use: 0; AST Temp Closed: 0 | 2 | 0 | 0 | 21233-089-021341 | MAPCO EXPRESS, INC.
52988 | Currently in Use |  | 2020-03-25 |  | Petroleum | Premium gasoline | Premium gasoline | Retail | Double Wall | Double Wall |  |  | Double Wall |  | 2020-03-25 | Catchment Basin | Audible high level alarm At 90% full | Audible high level alarm At 90% full | Interstitial Monitoring within Secondary Containment | SENSOR TO ATG | Continuous Automatic Tank Gauge | Single walled submersible pump containment sump | Automatic shutoff device (AELLD) | Automatic shutoff device (AELLD) | Interstitial Monitoring within Secondary Containment | SENSOR TO ATG |  |  |  | UST Currently In Use: 2; UST Temp Close: 0; AST Currently In Use: 0; AST Temp Closed: 0 | 2 | 0 | 0 | 21233-089-021341 | MAPCO EXPRESS, INC.
52989 | Currently in Use |  | 2020-03-31 |  | Petroleum | Unleaded gasoline | Unleaded gasoline | Retail | Double Wall | Double Wall |  |  | Double Wall |  | 2020-03-31 | Catchment Basin | Automatic shutoff device At 95% full | Automatic shutoff device At 95% full | Interstitial Monitoring within Secondary Containment | SENSOR TO ATG |  |  | Containment Sump | Automatic shutoff device (AELLD) | Interstitial Monitoring within Secondary Containment | SENSOR TO ATG | Continuous alarm system | Continuous alarm system |  | UST Currently In Use: 4; UST Temp Close: 0; AST Currently In Use: 0; AST Temp Closed: 0 | 4 | 0 | 0 | 21012-101-021342 | SPEEDWAY LLC
52990 | Currently in Use |  | 2020-03-31 |  | Petroleum | Unleaded gasoline | Unleaded gasoline | Retail | Fiberglass reinforced plastic | Double Wall |  |  | Double Wall |  | 2020-03-31 | Catchment Basin | Automatic shutoff device At 95% full | Automatic shutoff device At 95% full | Interstitial Monitoring within Secondary Containment | SENSOR TO ATG |  |  | Containment Sump | Automatic shutoff device (AELLD) | Interstitial Monitoring within Secondary Containment | SENSOR TO ATG | Continuous alarm system | Continuous alarm system |  | UST Currently In Use: 4; UST Temp Close: 0; AST Currently In Use: 0; AST Temp Closed: 0 | 4 | 0 | 0 | 21012-101-021342 | SPEEDWAY LLC
52994 | Currently in Use |  | 2020-03-31 |  | Petroleum | On road diesel | On road diesel | Retail | Double Wall | Double Wall |  |  | Flexible |  | 2020-03-31 | Catchment Basin | Automatic shutoff device At 95% full | Automatic shutoff device At 95% full | Interstitial Monitoring within Secondary Containment | SENSOR TO ATG |  |  | Containment Sump | Automatic shutoff device (AELLD) | Interstitial Monitoring within Secondary Containment | SENSOR TO ATG | Continuous alarm system | Continuous alarm system |  | UST Currently In Use: 4; UST Temp Close: 0; AST Currently In Use: 0; AST Temp Closed: 0 | 4 | 0 | 0 | 21012-101-021342 | SPEEDWAY LLC
52995 | Currently in Use |  | 2020-03-31 |  | Petroleum | Premium gasoline | Premium gasoline | Retail | Double Wall | Double Wall |  |  | Double Wall |  | 2020-03-31 | Catchment Basin | Automatic shutoff device At 95% full | Automatic shutoff device At 95% full | Interstitial Monitoring within Secondary Containment | SENSOR TO ATG |  |  | Automatic shutoff device (AELLD) | Automatic shutoff device (AELLD) | Interstitial Monitoring within Secondary Containment | SENSOR TO ATG | Continuous alarm system | Continuous alarm system |  | UST Currently In Use: 4; UST Temp Close: 0; AST Currently In Use: 0; AST Temp Closed: 0 | 4 | 0 | 0 | 21012-101-021342 | SPEEDWAY LLC
52997 | Currently in Use |  | 2019-08-15 |  | Petroleum | Unleaded gasoline | Unleaded gasoline | Retail | Double Wall | Double Wall |  |  | Flexible |  | 2019-08-15 | Catchment Basin | Audible high level alarm At 90% full | Audible high level alarm At 90% full | Interstitial Monitoring within Secondary Containment | SENSOR TO ATG | Continuous Automatic Tank Gauge | Single walled submersible pump containment sump | Automatic shutoff device (AELLD) | Automatic shutoff device (AELLD) |  | SENSOR TO ATG | Continuous alarm system | Continuous alarm system |  | UST Currently In Use: 1; UST Temp Close: 0; AST Currently In Use: 0; AST Temp Closed: 0 | 1 | 0 | 0 | 16855-073-021343 | BIRMINGHAM AIRPORT AUTHORITY
52998 | Currently in Use |  | 2019-07-18 |  | Petroleum | Unleaded gasoline | Unleaded gasoline | Retail | Fiberglass reinforced plastic | Double Wall |  |  | Double Wall |  | 2019-07-18 | Catchment Basin | Audible high level alarm At 90% full | Audible high level alarm At 90% full | Interstitial Monitoring within Secondary Containment |  | Continuous Automatic Tank Gauge |  | Automatic shutoff device (AELLD) | Automatic shutoff device (AELLD) |  | SENSOR TO ATG | Continuous alarm system | Continuous alarm system |  | UST Currently In Use: 1; UST Temp Close: 0; AST Currently In Use: 0; AST Temp Closed: 0 | 1 | 0 | 0 | 12350-073-021344 | HERTZ CORPORATION
53000 | Temporary Closed | 2021-07-24 | 2006-06-01 |  | Petroleum | Unleaded gasoline | Unleaded gasoline | Retail | Double Wall | Double Wall |  |  | Double Wall |  |  | Catchment Basin | Flow Rest 90% Full | Flow Rest 90% Full | Interstitial Monitoring within Secondary Containment |  |  |  | Automatic flow restrictor (MLLD) | Automatic flow restrictor (MLLD) | Interstitial Monitoring within Secondary Containment |  | Continuous alarm system | Continuous alarm system |  | UST Currently In Use: 0; UST Temp Close: 1; AST Currently In Use: 0; AST Temp Closed: 0 | 0 | 1 | 0 | 25879-027-021345 | PAMELA A DEWRELL
53001 | Currently in Use |  | 2019-11-01 |  | Petroleum | Unleaded gasoline | Unleaded gasoline | Retail | Double Wall | Double Wall |  |  | Flexible |  | 2019-11-01 | Catchment Basin | Automatic shutoff device At 95% full | Automatic shutoff device At 95% full | Interstitial Monitoring within Secondary Containment |  |  |  | Containment Sump | Automatic flow restrictor (MLLD) | Interstitial Monitoring within Secondary Containment |  | Continuous alarm system | Continuous alarm system |  | UST Currently In Use: 4; UST Temp Close: 0; AST Currently In Use: 0; AST Temp Closed: 0 | 4 | 0 | 0 | 25758-009-021346 | RAJ PATEL
53002 | Currently in Use |  | 2019-11-01 |  | Petroleum | Premium gasoline | Premium gasoline | Retail | Double Wall | Double Wall |  |  | Double Wall |  | 2019-11-01 | Catchment Basin | Automatic shutoff device At 95% full | Automatic shutoff device At 95% full | Interstitial Monitoring within Secondary Containment |  |  |  | Automatic flow restrictor (MLLD) | Automatic flow restrictor (MLLD) |  |  | Continuous alarm system | Continuous alarm system |  | UST Currently In Use: 4; UST Temp Close: 0; AST Currently In Use: 0; AST Temp Closed: 0 | 4 | 0 | 0 | 25758-009-021346 | RAJ PATEL
53003 | Currently in Use |  | 2019-11-01 |  | Petroleum | Other, CONV | Other | Retail | Double Wall | Double Wall |  |  | Double Wall |  | 2019-11-01 | Catchment Basin | Automatic shutoff device At 95% full | Automatic shutoff device At 95% full | Interstitial Monitoring within Secondary Containment |  |  |  | Automatic flow restrictor (MLLD) | Automatic flow restrictor (MLLD) |  |  | Continuous alarm system | Continuous alarm system |  | UST Currently In Use: 4; UST Temp Close: 0; AST Currently In Use: 0; AST Temp Closed: 0 | 4 | 0 | 0 | 25758-009-021346 | RAJ PATEL
53004 | Currently in Use |  | 2019-11-01 |  | Petroleum | On road diesel | On road diesel | Retail | Double Wall | Double Wall |  |  | Double Wall |  | 2019-11-01 | Catchment Basin | Automatic shutoff device At 95% full | Automatic shutoff device At 95% full | Interstitial Monitoring within Secondary Containment |  |  |  | Containment Sump | Automatic flow restrictor (MLLD) | Interstitial Monitoring within Secondary Containment |  | Continuous alarm system | Continuous alarm system |  | UST Currently In Use: 4; UST Temp Close: 0; AST Currently In Use: 0; AST Temp Closed: 0 | 4 | 0 | 0 | 25758-009-021346 | RAJ PATEL
53005 | Currently in Use |  | 2020-01-01 |  | Petroleum | Unleaded gasoline | Unleaded gasoline | Retail | Fiberglass reinforced plastic | Double Wall |  |  | Fiberglass reinforced plastic |  |  | Catchment Basin | Automatic shutoff device At 95% full | Automatic shutoff device At 95% full | Interstitial Monitoring within Secondary Containment |  |  |  | Automatic flow restrictor (MLLD) | Automatic flow restrictor (MLLD) | Interstitial Monitoring within Secondary Containment |  |  |  |  | UST Currently In Use: 2; UST Temp Close: 0; AST Currently In Use: 0; AST Temp Closed: 0 | 2 | 0 | 0 | 25753-021-021340 | PARTH PATEL
53006 | Currently in Use |  | 2020-01-01 |  | Petroleum | On road diesel | On road diesel | Retail | Double Wall | Double Wall |  |  | Fiberglass reinforced plastic |  |  | Catchment Basin | Automatic shutoff device At 95% full | Automatic shutoff device At 95% full | Interstitial Monitoring within Secondary Containment |  |  |  | Automatic shutoff device (AELLD) | Automatic shutoff device (AELLD) | Interstitial Monitoring within Secondary Containment |  |  |  |  | UST Currently In Use: 2; UST Temp Close: 0; AST Currently In Use: 0; AST Temp Closed: 0 | 2 | 0 | 0 | 25753-021-021340 | PARTH PATEL
53009 | Currently in Use |  | 2020-02-25 |  | Petroleum | Unleaded gasoline | Unleaded gasoline | Retail | Fiberglass reinforced plastic | Double Wall |  |  | Fiberglass reinforced plastic |  | 2020-02-25 | Catchment Basin | Automatic shutoff device At 95% full | Automatic shutoff device At 95% full | Interstitial Monitoring within Secondary Containment | SENSOR TO ATG | Other | Single walled submersible pump containment sump | Containment Sump | Automatic flow restrictor (MLLD) | Interstitial Monitoring within Secondary Containment |  | Other | Continuous alarm system |  | UST Currently In Use: 2; UST Temp Close: 0; AST Currently In Use: 0; AST Temp Closed: 0 | 2 | 0 | 2 | 13579-033-017916 | MURPHY OIL USA, INC.
53010 | Currently in Use |  | 2020-02-25 |  | Petroleum | Premium gasoline | Premium gasoline | Retail | Double Wall | Double Wall |  |  | Fiberglass reinforced plastic |  | 2020-02-25 | Catchment Basin | Automatic shutoff device At 95% full | Automatic shutoff device At 95% full | Interstitial Monitoring within Secondary Containment | SENSOR TO ATG | Other | Single walled submersible pump containment sump | Automatic flow restrictor (MLLD) | Automatic flow restrictor (MLLD) | Interstitial Monitoring within Secondary Containment | SENSOR TO ATG | Other | Continuous alarm system |  | UST Currently In Use: 2; UST Temp Close: 0; AST Currently In Use: 0; AST Temp Closed: 0 | 2 | 0 | 2 | 13579-033-017916 | MURPHY OIL USA, INC.
53012 | Currently in Use |  | 2019-12-15 |  | Petroleum | On road diesel | On road diesel | Local Government | Double Wall | Double Wall |  |  | Flexible |  | 2019-12-15 | Catchment Basin | Automatic shutoff device At 95% full | Automatic shutoff device At 95% full | Interstitial Monitoring within Secondary Containment | SENSOR TO ATG |  |  | Containment Sump | Containment Sump | Interstitial Monitoring within Secondary Containment | SENSOR TO ATG | Continuous alarm system | Continuous alarm system |  | UST Currently In Use: 1; UST Temp Close: 0; AST Currently In Use: 0; AST Temp Closed: 0 | 1 | 0 | 0 | 11036-073-021349 | CITY OF HOMEWOOD POLICE DEPT
53013 | Currently in Use |  | 2020-05-28 |  | Petroleum | Unleaded gasoline | Unleaded gasoline | Retail | Double Wall | Double Wall |  |  | Double Wall |  | 2020-05-28 | Catchment Basin | Automatic shutoff device At 95% full | Automatic shutoff device At 95% full | Interstitial Monitoring within Secondary Containment |  |  |  | Containment Sump | Automatic flow restrictor (MLLD) | Interstitial Monitoring within Secondary Containment |  | Continuous alarm system | Continuous alarm system |  | UST Currently In Use: 1; UST Temp Close: 0; AST Currently In Use: 0; AST Temp Closed: 0 | 1 | 0 | 0 | 25289-125-021350 | A1 INVESTMENTS
53014 | Currently in Use |  | 2020-01-28 |  | Petroleum | Unleaded gasoline | Unleaded gasoline | Retail | Double Wall | Double Wall |  |  | Fiberglass reinforced plastic |  |  | Catchment Basin | Automatic shutoff device At 95% full | Automatic shutoff device At 95% full | Interstitial Monitoring within Secondary Containment | SENSOR TO ATG |  | Single walled submersible pump containment sump | Containment Sump | Automatic shutoff device (AELLD) | Interstitial Monitoring within Secondary Containment |  | Continuous alarm system | Continuous alarm system |  | UST Currently In Use: 4; UST Temp Close: 0; AST Currently In Use: 0; AST Temp Closed: 0 | 4 | 0 | 3 | 13343-043-007491 | MCCULLOUGH OIL COMPANY, INC.
53015 | Currently in Use |  | 2020-01-28 |  | Petroleum | Premium gasoline | Premium gasoline | Retail | Double Wall | Double Wall |  |  | Fiberglass reinforced plastic |  |  | Catchment Basin | Automatic shutoff device At 95% full | Automatic shutoff device At 95% full | Interstitial Monitoring within Secondary Containment | SENSOR TO ATG |  | Single walled submersible pump containment sump | Containment Sump | Automatic shutoff device (AELLD) | Interstitial Monitoring within Secondary Containment |  | Continuous alarm system | Continuous alarm system |  | UST Currently In Use: 4; UST Temp Close: 0; AST Currently In Use: 0; AST Temp Closed: 0 | 4 | 0 | 3 | 13343-043-007491 | MCCULLOUGH OIL COMPANY, INC.
53016 | Currently in Use |  | 2020-01-28 |  | Petroleum | Other, EFREE | Other | Retail | Double Wall | Double Wall |  |  | Double Wall |  |  | Catchment Basin | Automatic shutoff device At 95% full | Automatic shutoff device At 95% full | Interstitial Monitoring within Secondary Containment | SENSOR TO ATG |  | Single walled submersible pump containment sump | Automatic shutoff device (AELLD) | Automatic shutoff device (AELLD) | Interstitial Monitoring within Secondary Containment |  | Continuous alarm system | Continuous alarm system |  | UST Currently In Use: 4; UST Temp Close: 0; AST Currently In Use: 0; AST Temp Closed: 0 | 4 | 0 | 3 | 13343-043-007491 | MCCULLOUGH OIL COMPANY, INC.
53017 | Currently in Use |  | 2020-01-28 |  | Petroleum | On road diesel | On road diesel | Retail | Double Wall | Double Wall |  |  | Double Wall |  |  | Catchment Basin | Automatic shutoff device At 95% full | Automatic shutoff device At 95% full | Interstitial Monitoring within Secondary Containment | SENSOR TO ATG |  | Single walled submersible pump containment sump | Automatic shutoff device (AELLD) | Automatic shutoff device (AELLD) | Interstitial Monitoring within Secondary Containment |  | Continuous alarm system | Continuous alarm system |  | UST Currently In Use: 4; UST Temp Close: 0; AST Currently In Use: 0; AST Temp Closed: 0 | 4 | 0 | 3 | 13343-043-007491 | MCCULLOUGH OIL COMPANY, INC.
53018 | Temporary Closed | 2014-01-01 | 1995-04-08 |  | Petroleum | Premium gasoline | Premium gasoline | Retail | Steel | Steel | Coated & cathodic protection (sti-P3) |  | Fiberglass reinforced plastic |  |  | Catchment Basin | Automatic shutoff device At 95% full | Automatic shutoff device At 95% full | [11 empty] | UST Currently In Use: 4; UST Temp Close: 1; AST Currently In Use: 0; AST Temp Closed: 0 | 4 | 1 | 2 | 25076-043-008800 | HGK, INC.
53019 | Currently in Use |  | 2020-06-18 |  | Petroleum | Unleaded gasoline | Unleaded gasoline | Retail | Double Wall | Double Wall |  |  | Double Wall |  | 2020-06-18 | Catchment Basin | Automatic shutoff device At 95% full | Automatic shutoff device At 95% full | Interstitial Monitoring within Secondary Containment |  | Continuous Automatic Tank Gauge | Single walled submersible pump containment sump | Automatic shutoff device (AELLD) | Automatic shutoff device (AELLD) | Interstitial Monitoring within Secondary Containment | SENSOR TO ATG |  |  |  | UST Currently In Use: 2; UST Temp Close: 0; AST Currently In Use: 0; AST Temp Closed: 0 | 2 | 0 | 0 | 25776-083-021351 | STRATEGIC ALLIANCE INVESTMENTS LLC
53020 | Currently in Use |  | 2020-06-18 |  | Petroleum | Premium gasoline | Premium gasoline | Retail | Double Wall | Double Wall |  |  | Double Wall |  | 2020-06-18 | Catchment Basin | Automatic shutoff device At 95% full | Automatic shutoff device At 95% full | Interstitial Monitoring within Secondary Containment |  | Continuous Automatic Tank Gauge | Single walled submersible pump containment sump | Automatic shutoff device (AELLD) | Automatic shutoff device (AELLD) | Interstitial Monitoring within Secondary Containment | SENSOR TO ATG |  |  |  | UST Currently In Use: 2; UST Temp Close: 0; AST Currently In Use: 0; AST Temp Closed: 0 | 2 | 0 | 0 | 25776-083-021351 | STRATEGIC ALLIANCE INVESTMENTS LLC
53021 | Currently in Use |  | 2020-06-08 |  | Petroleum | Unleaded gasoline | Unleaded gasoline | Retail | Double Wall | Double Wall |  |  | Double Wall |  | 2020-06-08 | Catchment Basin | Automatic shutoff device At 95% full | Automatic shutoff device At 95% full | Interstitial Monitoring within Secondary Containment |  |  | Single walled submersible pump containment sump | Automatic shutoff device (AELLD) | Automatic shutoff device (AELLD) | Interstitial Monitoring within Secondary Containment |  | Continuous alarm system | Continuous alarm system |  | UST Currently In Use: 2; UST Temp Close: 0; AST Currently In Use: 0; AST Temp Closed: 0 | 2 | 0 | 0 | 22888-081-021352 | PREM PROPERTIES LLC
53022 | Currently in Use |  | 2020-06-08 |  | Petroleum | Premium gasoline | Premium gasoline | Retail | Double Wall | Double Wall |  |  | Double Wall |  | 2020-06-08 | Catchment Basin | Automatic shutoff device At 95% full | Automatic shutoff device At 95% full | Interstitial Monitoring within Secondary Containment |  |  | Single walled submersible pump containment sump | Automatic shutoff device (AELLD) | Automatic shutoff device (AELLD) | Interstitial Monitoring within Secondary Containment |  | Continuous alarm system | Continuous alarm system |  | UST Currently In Use: 2; UST Temp Close: 0; AST Currently In Use: 0; AST Temp Closed: 0 | 2 | 0 | 0 | 22888-081-021352 | PREM PROPERTIES LLC
53024 | Currently in Use |  | 2020-03-18 |  | Petroleum | Unleaded gasoline | Unleaded gasoline | Retail | Fiberglass reinforced plastic | Double Wall |  |  | Double Wall |  | 2020-03-18 | Catchment Basin | Automatic shutoff device At 95% full | Automatic shutoff device At 95% full | Interstitial Monitoring within Secondary Containment | SENSOR TO ATG |  | Single walled submersible pump containment sump | Automatic shutoff device (AELLD) | Automatic shutoff device (AELLD) | Interstitial Monitoring within Secondary Containment | SENSOR TO ATG | Continuous alarm system | Continuous alarm system |  | UST Currently In Use: 3; UST Temp Close: 0; AST Currently In Use: 0; AST Temp Closed: 0 | 3 | 0 | 5 | 21012-089-014140 | SPEEDWAY LLC
53025 | Currently in Use |  | 2020-03-18 |  | Petroleum | Diesel containing greater than 20% biodiesel | Diesel containing greater than 20% biodiesel | Retail | Double Wall | Double Wall |  |  | Double Wall |  | 2020-03-18 | Catchment Basin | Automatic shutoff device At 95% full | Automatic shutoff device At 95% full | Interstitial Monitoring within Secondary Containment | SENSOR TO ATG | Continuous Automatic Tank Gauge | Single walled submersible pump containment sump | Automatic shutoff device (AELLD) | Automatic shutoff device (AELLD) | Interstitial Monitoring within Secondary Containment | SENSOR TO ATG | Continuous alarm system | Continuous alarm system |  | UST Currently In Use: 3; UST Temp Close: 0; AST Currently In Use: 0; AST Temp Closed: 0 | 3 | 0 | 5 | 21012-089-014140 | SPEEDWAY LLC
53026 | Currently in Use |  | 2020-03-18 |  | Petroleum | Premium gasoline | Premium gasoline | Retail | Fiberglass reinforced plastic | Double Wall |  |  | Flexible |  | 2020-03-18 | Catchment Basin | Automatic shutoff device At 95% full | Automatic shutoff device At 95% full | Interstitial Monitoring within Secondary Containment | SENSOR TO ATG | Continuous Automatic Tank Gauge |  | Automatic shutoff device (AELLD) | Automatic shutoff device (AELLD) | Interstitial Monitoring within Secondary Containment | SENSOR TO ATG | Continuous alarm system | Continuous alarm system |  | UST Currently In Use: 3; UST Temp Close: 0; AST Currently In Use: 0; AST Temp Closed: 0 | 3 | 0 | 5 | 21012-089-014140 | SPEEDWAY LLC
53027 | Currently in Use |  | 2020-02-21 |  | Petroleum | Unleaded gasoline | Unleaded gasoline | Retail | Fiberglass reinforced plastic | Double Wall |  |  | Fiberglass reinforced plastic |  | 2020-01-01 | Catchment Basin | Automatic shutoff device At 95% full | Automatic shutoff device At 95% full | Interstitial Monitoring within Secondary Containment |  |  | Double walled submersible pump containment sump | Automatic shutoff device (AELLD) | Automatic shutoff device (AELLD) | Interstitial Monitoring within Secondary Containment | SENSOR TO ATG |  |  |  | UST Currently In Use: 2; UST Temp Close: 0; AST Currently In Use: 0; AST Temp Closed: 0 | 2 | 0 | 0 | 25654-123-021354 | PATRIOT FUELING CNTR ON THE CORNER
53028 | Currently in Use |  | 2020-02-21 |  | Petroleum | Premium gasoline | Premium gasoline | Retail | Double Wall | Double Wall |  |  | Double Wall |  | 2020-01-01 | Catchment Basin | Automatic shutoff device At 95% full | Automatic shutoff device At 95% full | Interstitial Monitoring within Secondary Containment |  |  | Double walled submersible pump containment sump | Automatic shutoff device (AELLD) | Automatic shutoff device (AELLD) | Interstitial Monitoring within Secondary Containment | SENSOR TO ATG |  |  |  | UST Currently In Use: 2; UST Temp Close: 0; AST Currently In Use: 0; AST Temp Closed: 0 | 2 | 0 | 0 | 25654-123-021354 | PATRIOT FUELING CNTR ON THE CORNER
53029 | Currently in Use |  | 2020-06-27 |  | Petroleum | On road diesel | On road diesel | Retail | Double Wall | Double Wall |  |  | Double Wall |  | 2020-06-27 | Catchment Basin | Automatic shutoff device At 95% full | Automatic shutoff device At 95% full | Interstitial Monitoring within Secondary Containment |  |  |  | Automatic shutoff device (AELLD) | Automatic shutoff device (AELLD) |  |  | Continuous alarm system | Continuous alarm system |  | UST Currently In Use: 5; UST Temp Close: 0; AST Currently In Use: 0; AST Temp Closed: 0 | 5 | 0 | 0 | 21012-085-021357 | SPEEDWAY LLC
53030 | Currently in Use |  | 2020-06-27 |  | Petroleum | On road diesel | On road diesel | Retail | Double Wall | Double Wall |  |  | Double Wall |  | 2020-06-27 | Catchment Basin | Automatic shutoff device At 95% full | Automatic shutoff device At 95% full | Interstitial Monitoring within Secondary Containment |  |  |  | Automatic shutoff device (AELLD) | Automatic shutoff device (AELLD) |  |  | Continuous alarm system | Continuous alarm system |  | UST Currently In Use: 5; UST Temp Close: 0; AST Currently In Use: 0; AST Temp Closed: 0 | 5 | 0 | 0 | 21012-085-021357 | SPEEDWAY LLC
53032 | Currently in Use |  | 2020-06-27 |  | Petroleum | On road diesel | On road diesel | Retail | Double Wall | Double Wall |  |  | Double Wall |  | 2020-06-27 | Catchment Basin | Automatic shutoff device At 95% full | Automatic shutoff device At 95% full | Interstitial Monitoring within Secondary Containment |  |  |  | Automatic shutoff device (AELLD) | Automatic shutoff device (AELLD) |  |  | Continuous alarm system | Continuous alarm system |  | UST Currently In Use: 5; UST Temp Close: 0; AST Currently In Use: 0; AST Temp Closed: 0 | 5 | 0 | 0 | 21012-085-021357 | SPEEDWAY LLC
53034 | Currently in Use |  | 2020-06-27 |  | Petroleum | Unleaded gasoline | Unleaded gasoline | Retail | Fiberglass reinforced plastic | Double Wall |  |  | Double Wall |  | 2020-06-27 | Catchment Basin | Automatic shutoff device At 95% full | Automatic shutoff device At 95% full | Interstitial Monitoring within Secondary Containment |  |  |  | Automatic shutoff device (AELLD) | Automatic shutoff device (AELLD) |  |  | Continuous alarm system | Continuous alarm system |  | UST Currently In Use: 5; UST Temp Close: 0; AST Currently In Use: 0; AST Temp Closed: 0 | 5 | 0 | 0 | 21012-085-021357 | SPEEDWAY LLC
53035 | Currently in Use |  | 2020-06-27 |  | Petroleum | Premium gasoline | Premium gasoline | Retail | Double Wall | Double Wall |  |  | Double Wall |  | 2020-06-27 | Catchment Basin | Automatic shutoff device At 95% full | Automatic shutoff device At 95% full | Interstitial Monitoring within Secondary Containment |  |  |  | Automatic shutoff device (AELLD) | Automatic shutoff device (AELLD) |  |  | Continuous alarm system | Continuous alarm system |  | UST Currently In Use: 5; UST Temp Close: 0; AST Currently In Use: 0; AST Temp Closed: 0 | 5 | 0 | 0 | 21012-085-021357 | SPEEDWAY LLC
53036 | Currently in Use |  | 2020-04-28 |  | Petroleum | Unleaded gasoline | Unleaded gasoline | Retail | Double Wall | Double Wall |  |  | Double Wall |  |  | Catchment Basin | Automatic shutoff device At 95% full | Automatic shutoff device At 95% full | Interstitial Monitoring within Secondary Containment |  | Other | Single walled submersible pump containment sump | Automatic flow restrictor (MLLD) | Automatic flow restrictor (MLLD) | Interstitial Monitoring within Secondary Containment |  | INTMON REQ | Continuous alarm system |  | UST Currently In Use: 2; UST Temp Close: 0; AST Currently In Use: 0; AST Temp Closed: 0 | 2 | 0 | 2 | 13579-089-018329 | MURPHY OIL USA, INC.
53037 | Currently in Use |  | 2020-04-28 |  | Petroleum | Premium gasoline | Premium gasoline | Retail | Double Wall | Double Wall |  |  | Double Wall |  |  | Catchment Basin | Automatic shutoff device At 95% full | Automatic shutoff device At 95% full | Interstitial Monitoring within Secondary Containment |  | Other | Single walled submersible pump containment sump | Automatic flow restrictor (MLLD) | Automatic flow restrictor (MLLD) | Interstitial Monitoring within Secondary Containment |  | Other | Continuous alarm system |  | UST Currently In Use: 2; UST Temp Close: 0; AST Currently In Use: 0; AST Temp Closed: 0 | 2 | 0 | 2 | 13579-089-018329 | MURPHY OIL USA, INC.
53038 | Currently in Use |  | 2020-07-08 |  | Petroleum | On road diesel | On road diesel | Retail | Double Wall | Double Wall |  |  | Double Wall |  |  | Catchment Basin | Automatic shutoff device At 95% full | Audible high level alarm At 90% full | Interstitial Monitoring within Secondary Containment |  |  | Single walled submersible pump containment sump | Automatic shutoff device (AELLD) | Automatic shutoff device (AELLD) | Interstitial Monitoring within Secondary Containment |  | Continuous alarm system | Continuous alarm system |  | UST Currently In Use: 3; UST Temp Close: 0; AST Currently In Use: 0; AST Temp Closed: 0 | 3 | 0 | 0 | 25191-021-018025 | MUTUAL, LLC DBA SUNSHINE 4
53039 | Currently in Use |  | 2020-04-27 |  | Petroleum | Unleaded gasoline | Unleaded gasoline | Retail | Double Wall | Double Wall |  |  | Fiberglass reinforced plastic |  | 2020-04-27 | Catchment Basin | Automatic shutoff device At 95% full | Automatic shutoff device At 95% full | Interstitial Monitoring within Secondary Containment |  | Continuous Automatic Tank Gauge | Double walled submersible pump containment sump | Automatic shutoff device (AELLD) | Automatic shutoff device (AELLD) | Interstitial Monitoring within Secondary Containment |  | Continuous alarm system | Continuous alarm system |  | UST Currently In Use: 3; UST Temp Close: 0; AST Currently In Use: 0; AST Temp Closed: 0 | 3 | 0 | 0 | 11576-083-021358 | DUTCH OIL COMPANY
53040 | Currently in Use |  | 2020-04-27 |  | Petroleum | Premium gasoline | Premium gasoline | Retail | Fiberglass reinforced plastic | Double Wall |  |  | Fiberglass reinforced plastic |  |  | Catchment Basin | Automatic shutoff device At 95% full | Automatic shutoff device At 95% full | Interstitial Monitoring within Secondary Containment |  | Continuous Automatic Tank Gauge | Double walled submersible pump containment sump | Automatic shutoff device (AELLD) | Automatic shutoff device (AELLD) | Interstitial Monitoring within Secondary Containment |  | Continuous alarm system | Continuous alarm system |  | UST Currently In Use: 3; UST Temp Close: 0; AST Currently In Use: 0; AST Temp Closed: 0 | 3 | 0 | 0 | 11576-083-021358 | DUTCH OIL COMPANY
53041 | Currently in Use |  | 2020-04-27 |  | Petroleum | On road diesel | On road diesel | Retail | Fiberglass reinforced plastic | Double Wall |  |  | Fiberglass reinforced plastic |  |  | Catchment Basin | Automatic shutoff device At 95% full | Automatic shutoff device At 95% full | Interstitial Monitoring within Secondary Containment |  | Continuous Automatic Tank Gauge | Double walled submersible pump containment sump | Automatic shutoff device (AELLD) | Automatic shutoff device (AELLD) | Interstitial Monitoring within Secondary Containment |  | Continuous alarm system | Continuous alarm system |  | UST Currently In Use: 3; UST Temp Close: 0; AST Currently In Use: 0; AST Temp Closed: 0 | 3 | 0 | 0 | 11576-083-021358 | DUTCH OIL COMPANY
53043 | Currently in Use |  | 2020-04-15 |  | Petroleum | Unleaded gasoline | Unleaded gasoline | Retail | Double Wall | Double Wall |  |  | Double Wall |  | 2020-04-15 | Catchment Basin | Automatic shutoff device At 95% full | Automatic shutoff device At 95% full | Interstitial Monitoring within Secondary Containment |  | Continuous Automatic Tank Gauge |  | Containment Sump | Automatic shutoff device (AELLD) | Interstitial Monitoring within Secondary Containment |  |  |  |  | UST Currently In Use: 2; UST Temp Close: 0; AST Currently In Use: 0; AST Temp Closed: 0 | 2 | 0 | 0 | 13434-013-021359 | MIDDLETON OIL COMPANY, INC.
53044 | Currently in Use |  | 2020-04-15 |  | Petroleum | On road diesel | On road diesel | Retail | Double Wall | Double Wall |  |  | Fiberglass reinforced plastic |  | 2020-04-15 | Catchment Basin | Automatic shutoff device At 95% full | Automatic shutoff device At 95% full | Interstitial Monitoring within Secondary Containment |  | Continuous Automatic Tank Gauge |  | Containment Sump | Automatic shutoff device (AELLD) | Interstitial Monitoring within Secondary Containment |  |  |  |  | UST Currently In Use: 2; UST Temp Close: 0; AST Currently In Use: 0; AST Temp Closed: 0 | 2 | 0 | 0 | 13434-013-021359 | MIDDLETON OIL COMPANY, INC.
53045 | Currently in Use |  | 2020-05-15 |  | Petroleum | Unleaded gasoline | Unleaded gasoline | Retail | Double Wall | Double Wall |  |  | Fiberglass reinforced plastic |  |  | Catchment Basin | Automatic shutoff device At 95% full | Automatic shutoff device At 95% full | Interstitial Monitoring within Secondary Containment |  |  |  | Automatic shutoff device (AELLD) | Automatic shutoff device (AELLD) |  |  | Continuous alarm system | Annual line testing |  | UST Currently In Use: 3; UST Temp Close: 0; AST Currently In Use: 0; AST Temp Closed: 0 | 3 | 0 | 2 | 22176-021-018269 | CIRCLE K
53046 | Currently in Use |  | 2020-05-15 |  | Petroleum | On road diesel | On road diesel | Retail | Fiberglass reinforced plastic | Double Wall |  |  | Fiberglass reinforced plastic |  |  | Catchment Basin | Automatic shutoff device At 95% full | Automatic shutoff device At 95% full | Interstitial Monitoring within Secondary Containment |  |  |  | Automatic shutoff device (AELLD) | Automatic shutoff device (AELLD) |  |  | Continuous alarm system | Continuous alarm system |  | UST Currently In Use: 3; UST Temp Close: 0; AST Currently In Use: 0; AST Temp Closed: 0 | 3 | 0 | 2 | 22176-021-018269 | CIRCLE K
53047 | Currently in Use |  | 2020-05-15 |  | Petroleum | Premium gasoline | Premium gasoline | Retail | Fiberglass reinforced plastic | Double Wall |  |  | Fiberglass reinforced plastic |  |  | Catchment Basin | Automatic shutoff device At 95% full | Automatic shutoff device At 95% full | Interstitial Monitoring within Secondary Containment |  |  |  | Automatic shutoff device (AELLD) | Automatic shutoff device (AELLD) |  |  | Continuous alarm system | Continuous alarm system |  | UST Currently In Use: 3; UST Temp Close: 0; AST Currently In Use: 0; AST Temp Closed: 0 | 3 | 0 | 2 | 22176-021-018269 | CIRCLE K
53048 | Currently in Use |  | 2017-04-01 |  | Petroleum | On road diesel | On road diesel | Retail | Double Wall | Double Wall |  |  | Double Wall |  |  | Catchment Basin | Automatic shutoff device At 95% full | Automatic shutoff device At 95% full | Interstitial Monitoring within Secondary Containment | [10 empty] | UST Currently In Use: 4; UST Temp Close: 0; AST Currently In Use: 0; AST Temp Closed: 0 | 4 | 0 | 0 | 24922-021-015788 | MUTUAL LLC
53050 | Currently in Use |  | 2020-06-24 |  | Petroleum | Unleaded gasoline | Unleaded gasoline | Retail | Double Wall | Double Wall |  |  | Double Wall |  | 2020-06-24 | Catchment Basin | Automatic shutoff device At 95% full | Automatic shutoff device At 95% full | Interstitial Monitoring within Secondary Containment |  |  |  | Containment Sump | Automatic flow restrictor (MLLD) | Interstitial Monitoring within Secondary Containment |  |  |  |  | UST Currently In Use: 2; UST Temp Close: 0; AST Currently In Use: 0; AST Temp Closed: 0 | 2 | 0 | 0 | 25800-117-021363 | ROYAL INVESTMENTS GROUP LLC DBA EAGLE MART 1
53051 | Currently in Use |  | 2020-06-24 |  | Petroleum | Premium gasoline | Premium gasoline | Retail | Double Wall | Double Wall |  |  | Double Wall |  | 2020-06-24 | Catchment Basin | Automatic shutoff device At 95% full | Automatic shutoff device At 95% full | Interstitial Monitoring within Secondary Containment |  |  |  | Automatic flow restrictor (MLLD) | Automatic flow restrictor (MLLD) | Interstitial Monitoring within Secondary Containment |  |  |  |  | UST Currently In Use: 2; UST Temp Close: 0; AST Currently In Use: 0; AST Temp Closed: 0 | 2 | 0 | 0 | 25800-117-021363 | ROYAL INVESTMENTS GROUP LLC DBA EAGLE MART 1
53052 | Retired |  | 2020-06-24 |  | Petroleum | On road diesel | On road diesel | Retail | Double Wall | Double Wall |  |  | Flexible |  | 2020-06-24 | Catchment Basin | Automatic shutoff device At 95% full | Automatic shutoff device At 95% full | Interstitial Monitoring within Secondary Containment |  |  |  | Automatic flow restrictor (MLLD) | Automatic flow restrictor (MLLD) | Interstitial Monitoring within Secondary Containment |  |  |  |  | UST Currently In Use: 2; UST Temp Close: 0; AST Currently In Use: 0; AST Temp Closed: 0 | 2 | 0 | 0 | 25800-117-021363 | ROYAL INVESTMENTS GROUP LLC DBA EAGLE MART 1
53053 | Currently in Use |  | 2020-05-07 |  | Petroleum | Unleaded gasoline | Unleaded gasoline | Retail | Fiberglass reinforced plastic | Double Wall |  |  | Fiberglass reinforced plastic |  |  | Catchment Basin | Automatic shutoff device At 95% full | Automatic shutoff device At 95% full | Interstitial Monitoring within Secondary Containment |  |  | Single walled submersible pump containment sump | Sump sensor relayed to automatically shut off submersible pump | Automatic flow restrictor (MLLD) | Interstitial Monitoring within Secondary Containment |  |  |  |  | UST Currently In Use: 2; UST Temp Close: 0; AST Currently In Use: 0; AST Temp Closed: 0 | 2 | 0 | 2 | 13579-089-018428 | MURPHY OIL USA, INC.
53055 | Currently in Use |  | 2020-05-07 |  | Petroleum | Premium gasoline | Premium gasoline | Retail | Double Wall | Double Wall |  |  | Fiberglass reinforced plastic |  |  | Catchment Basin | Automatic shutoff device At 95% full | Automatic shutoff device At 95% full | Interstitial Monitoring within Secondary Containment |  |  | Single walled submersible pump containment sump | Automatic flow restrictor (MLLD) | Automatic flow restrictor (MLLD) | Interstitial Monitoring within Secondary Containment |  |  |  |  | UST Currently In Use: 2; UST Temp Close: 0; AST Currently In Use: 0; AST Temp Closed: 0 | 2 | 0 | 2 | 13579-089-018428 | MURPHY OIL USA, INC.
53057 | Currently in Use |  | 2020-08-15 |  | Petroleum | Unleaded gasoline | Unleaded gasoline | Retail | Fiberglass reinforced plastic | Double Wall |  |  | Flexible |  |  | Catchment Basin | Audible high level alarm At 90% full | Audible high level alarm At 90% full | Interstitial Monitoring within Secondary Containment |  | Other |  | Containment Sump | Automatic flow restrictor (MLLD) | Interstitial Monitoring within Secondary Containment |  | Continuous alarm system | Continuous alarm system |  | UST Currently In Use: 2; UST Temp Close: 0; AST Currently In Use: 0; AST Temp Closed: 0 | 2 | 0 | 3 | 25492-067-001666 | TRI STAR ENERGY
53058 | Currently in Use |  | 2020-08-15 |  | Petroleum | Premium gasoline | Premium gasoline | Retail | Fiberglass reinforced plastic | Double Wall |  |  | Double Wall |  |  | Catchment Basin | Audible high level alarm At 90% full | Audible high level alarm At 90% full | Interstitial Monitoring within Secondary Containment |  | Other |  | Containment Sump | Automatic flow restrictor (MLLD) | Interstitial Monitoring within Secondary Containment |  | Continuous alarm system | Continuous alarm system |  | UST Currently In Use: 2; UST Temp Close: 0; AST Currently In Use: 0; AST Temp Closed: 0 | 2 | 0 | 3 | 25492-067-001666 | TRI STAR ENERGY
53059 | Currently in Use |  | 2020-07-01 |  | Petroleum | On road diesel | On road diesel | Retail | Fiberglass coated steel | Double Wall |  |  | Fiberglass reinforced plastic |  |  | Catchment Basin | Automatic shutoff device At 95% full | Automatic shutoff device At 95% full | Interstitial Monitoring within Secondary Containment |  | Statistical Inventory Reconciliation (SIR) |  | Automatic flow restrictor (MLLD) | Automatic flow restrictor (MLLD) | Interstitial Monitoring within Secondary Containment |  | Statistical inventory reconciliation (SIR) | Statistical inventory reconciliation (SIR) |  | UST Currently In Use: 4; UST Temp Close: 0; AST Currently In Use: 0; AST Temp Closed: 0 | 4 | 0 | 0 | 17904-055-013110 | JEFFREY A. BROWN
53060 | Currently in Use |  | 2020-10-06 |  | Petroleum | Unleaded gasoline | Unleaded gasoline | Retail | Double Wall | Double Wall |  |  | Double Wall |  | 2020-10-06 | Catchment Basin | Automatic shutoff device At 95% full | Audible high level alarm At 90% full | Interstitial Monitoring within Secondary Containment |  |  |  | Automatic shutoff device (AELLD) | Automatic shutoff device (AELLD) | Interstitial Monitoring within Secondary Containment |  | Continuous alarm system | Continuous alarm system |  | UST Currently In Use: 2; UST Temp Close: 0; AST Currently In Use: 0; AST Temp Closed: 0 | 2 | 0 | 0 | 22888-081-021365 | PREM PROPERTIES LLC
53062 | Currently in Use |  | 2020-10-06 |  | Petroleum | Premium gasoline | Premium gasoline | Retail | Double Wall | Double Wall |  |  | Double Wall |  | 2020-10-06 | Catchment Basin | Audible high level alarm At 90% full | Audible high level alarm At 90% full | Interstitial Monitoring within Secondary Containment |  |  |  | Automatic shutoff device (AELLD) | Automatic shutoff device (AELLD) | Interstitial Monitoring within Secondary Containment |  | Continuous alarm system | Continuous alarm system |  | UST Currently In Use: 2; UST Temp Close: 0; AST Currently In Use: 0; AST Temp Closed: 0 | 2 | 0 | 0 | 22888-081-021365 | PREM PROPERTIES LLC
53063 | Currently in Use |  | 2020-09-02 |  | Petroleum | On road diesel | On road diesel | Emergency power generator | Double Wall | Double Wall |  |  | Double Wall |  |  | Catchment Basin | Automatic shutoff device At 95% full | Automatic shutoff device At 95% full | Interstitial Monitoring within Secondary Containment | [10 empty] | UST Currently In Use: 1; UST Temp Close: 0; AST Currently In Use: 0; AST Temp Closed: 0 | 1 | 0 | 1 | 19085-055-018300 | QHG OF GADSDEN
53065 | Currently in Use |  | 2020-06-22 |  | Petroleum | On road diesel | On road diesel | Retail | Double Wall | Double Wall |  |  | Flexible |  | 2020-06-22 | Catchment Basin | Audible high level alarm At 90% full | Audible high level alarm At 90% full | Interstitial Monitoring within Secondary Containment |  |  | Single walled submersible pump containment sump | Automatic shutoff device (AELLD) | Automatic shutoff device (AELLD) | Interstitial Monitoring within Secondary Containment |  | Continuous alarm system | Continuous alarm system |  | UST Currently In Use: 6; UST Temp Close: 0; AST Currently In Use: 0; AST Temp Closed: 0 | 6 | 0 | 0 | 21012-103-021366 | SPEEDWAY LLC
53066 | Currently in Use |  | 2020-06-22 |  | Petroleum | Premium gasoline | Premium gasoline | Retail | Double Wall | Double Wall |  |  | Flexible |  | 2020-06-22 | Catchment Basin | Audible high level alarm At 90% full | Audible high level alarm At 90% full | Interstitial Monitoring within Secondary Containment |  |  | Single walled submersible pump containment sump | Automatic shutoff device (AELLD) | Automatic shutoff device (AELLD) | Interstitial Monitoring within Secondary Containment |  | Continuous alarm system | Continuous alarm system |  | UST Currently In Use: 6; UST Temp Close: 0; AST Currently In Use: 0; AST Temp Closed: 0 | 6 | 0 | 0 | 21012-103-021366 | SPEEDWAY LLC
53067 | Currently in Use |  | 2020-06-23 |  | Petroleum | Unleaded gasoline | Unleaded gasoline | Retail | Double Wall | Double Wall |  |  | Flexible |  | 2020-06-22 | Catchment Basin | Audible high level alarm At 90% full | Audible high level alarm At 90% full | Interstitial Monitoring within Secondary Containment |  |  | Single walled submersible pump containment sump | Containment Sump | Automatic shutoff device (AELLD) | Interstitial Monitoring within Secondary Containment |  | Continuous alarm system | Continuous alarm system |  | UST Currently In Use: 6; UST Temp Close: 0; AST Currently In Use: 0; AST Temp Closed: 0 | 6 | 0 | 0 | 21012-103-021366 | SPEEDWAY LLC
53068 | Currently in Use |  | 2020-06-22 |  | Petroleum | On road diesel | On road diesel | Retail | Double Wall | Double Wall |  |  | Flexible |  | 2020-06-22 | Catchment Basin | Audible high level alarm At 90% full | Audible high level alarm At 90% full | Interstitial Monitoring within Secondary Containment |  |  | Single walled submersible pump containment sump | Automatic shutoff device (AELLD) | Automatic shutoff device (AELLD) | Interstitial Monitoring within Secondary Containment |  | Continuous alarm system | Continuous alarm system |  | UST Currently In Use: 6; UST Temp Close: 0; AST Currently In Use: 0; AST Temp Closed: 0 | 6 | 0 | 0 | 21012-103-021366 | SPEEDWAY LLC
53069 | Currently in Use |  | 2020-06-22 |  | Petroleum | On road diesel | On road diesel | Retail | Double Wall | Double Wall |  |  | Flexible |  | 2020-06-22 | Catchment Basin | Automatic shutoff device At 95% full | Audible high level alarm At 90% full | Interstitial Monitoring within Secondary Containment |  |  | Single walled submersible pump containment sump | Containment Sump | Automatic shutoff device (AELLD) | Interstitial Monitoring within Secondary Containment |  | Continuous alarm system | Continuous alarm system |  | UST Currently In Use: 6; UST Temp Close: 0; AST Currently In Use: 0; AST Temp Closed: 0 | 6 | 0 | 0 | 21012-103-021366 | SPEEDWAY LLC
53070 | Currently in Use |  | 2020-06-22 |  | Petroleum | Other, DEF | Other | Retail | Double Wall | Double Wall |  |  | Flexible |  | 2020-06-22 | Catchment Basin | Automatic shutoff device At 95% full | Automatic shutoff device At 95% full | Interstitial Monitoring within Secondary Containment |  |  | Single walled submersible pump containment sump | Containment Sump | Automatic shutoff device (AELLD) | Interstitial Monitoring within Secondary Containment |  | Continuous alarm system | Continuous alarm system |  | UST Currently In Use: 6; UST Temp Close: 0; AST Currently In Use: 0; AST Temp Closed: 0 | 6 | 0 | 0 | 21012-103-021366 | SPEEDWAY LLC
53071 | Currently in Use |  | 2020-03-13 |  | Petroleum | Unleaded gasoline | Unleaded gasoline | Industrial | Double Wall | Double Wall |  |  | Flexible |  |  | Catchment Basin | Automatic shutoff device At 95% full | Automatic shutoff device At 95% full | Interstitial Monitoring within Secondary Containment |  |  |  | Containment Sump | Automatic flow restrictor (MLLD) | Interstitial Monitoring within Secondary Containment |  |  |  |  | UST Currently In Use: 2; UST Temp Close: 0; AST Currently In Use: 0; AST Temp Closed: 0 | 2 | 0 | 1 | 14454-109-011621 | SOUTH ALABAMA ELECTRIC COOPERATIVE
53072 | Currently in Use |  | 2020-03-13 |  | Petroleum | On road diesel | On road diesel | Retail | Fiberglass coated steel | Double Wall |  |  | Flexible |  |  | Catchment Basin | Automatic shutoff device At 95% full | Automatic shutoff device At 95% full | Interstitial Monitoring within Secondary Containment |  |  |  | Containment Sump | Automatic flow restrictor (MLLD) | Interstitial Monitoring within Secondary Containment |  |  |  |  | UST Currently In Use: 2; UST Temp Close: 0; AST Currently In Use: 0; AST Temp Closed: 0 | 2 | 0 | 1 | 14454-109-011621 | SOUTH ALABAMA ELECTRIC COOPERATIVE
53075 | Currently in Use |  | 2020-08-18 |  | Petroleum | Unleaded gasoline | Unleaded gasoline | Retail | Double Wall | Double Wall |  |  | Double Wall |  |  | Catchment Basin | Automatic shutoff device At 95% full | Automatic shutoff device At 95% full | Interstitial Monitoring within Secondary Containment |  | Automatic Tank Gauge | Single walled submersible pump containment sump | Automatic flow restrictor (MLLD) | Automatic flow restrictor (MLLD) | Interstitial Monitoring within Secondary Containment |  | Continuous alarm system | Annual line testing |  | UST Currently In Use: 2; UST Temp Close: 0; AST Currently In Use: 0; AST Temp Closed: 0 | 2 | 0 | 3 | 13579-103-018531 | MURPHY OIL USA, INC.
53076 | Currently in Use |  | 2020-08-08 |  | Petroleum | Premium gasoline | Premium gasoline | Retail | Double Wall | Double Wall |  |  | Double Wall |  |  | Catchment Basin | Automatic shutoff device At 95% full | Automatic shutoff device At 95% full | Interstitial Monitoring within Secondary Containment |  | Automatic Tank Gauge | Single walled submersible pump containment sump | Sump sensor relayed to automatically shut off submersible pump | Automatic flow restrictor (MLLD) | Interstitial Monitoring within Secondary Containment |  | Continuous alarm system | Annual line testing |  | UST Currently In Use: 2; UST Temp Close: 0; AST Currently In Use: 0; AST Temp Closed: 0 | 2 | 0 | 3 | 13579-103-018531 | MURPHY OIL USA, INC.
53077 | Currently in Use |  | 2021-02-11 |  | Petroleum | Unleaded gasoline | Unleaded gasoline | Retail | Double Wall | Double Wall |  |  | Double Wall |  | 2021-02-11 | Catchment Basin | Automatic shutoff device At 95% full | Audible high level alarm At 90% full | Interstitial Monitoring within Secondary Containment |  |  |  | Sump sensor relayed to automatically shut off submersible pump | Sump sensor relayed to automatically shut off submersible pump | Interstitial Monitoring within Secondary Containment |  |  |  |  | UST Currently In Use: 6; UST Temp Close: 0; AST Currently In Use: 0; AST Temp Closed: 0 | 6 | 0 | 0 | 21090-029-021367 | LOVES COUNTRY STORES
53078 | Currently in Use |  | 2021-02-11 |  | Petroleum | Unleaded gasoline | Unleaded gasoline | Retail | Double Wall | Double Wall |  |  | Double Wall |  | 2021-02-11 | Catchment Basin | Automatic shutoff device At 95% full | Audible high level alarm At 90% full | Interstitial Monitoring within Secondary Containment |  |  |  | Sump sensor relayed to automatically shut off submersible pump | Sump sensor relayed to automatically shut off submersible pump | Interstitial Monitoring within Secondary Containment |  | Continuous alarm system | Continuous alarm system |  | UST Currently In Use: 6; UST Temp Close: 0; AST Currently In Use: 0; AST Temp Closed: 0 | 6 | 0 | 0 | 21090-029-021367 | LOVES COUNTRY STORES
53079 | Currently in Use |  | 2021-02-11 |  | Petroleum | On road diesel | On road diesel | Retail | Double Wall | Double Wall |  |  | Double Wall |  | 2021-02-11 | Catchment Basin | Audible high level alarm At 90% full | Audible high level alarm At 90% full | Interstitial Monitoring within Secondary Containment |  |  |  | Sump sensor relayed to automatically shut off submersible pump | Sump sensor relayed to automatically shut off submersible pump | Interstitial Monitoring within Secondary Containment |  | Continuous alarm system | Continuous alarm system |  | UST Currently In Use: 6; UST Temp Close: 0; AST Currently In Use: 0; AST Temp Closed: 0 | 6 | 0 | 0 | 21090-029-021367 | LOVES COUNTRY STORES
53080 | Currently in Use |  | 2021-02-11 |  | Petroleum | On road diesel | On road diesel | Retail | Fiberglass coated steel | Double Wall |  |  | Double Wall |  | 2021-02-11 | Catchment Basin | Automatic shutoff device At 95% full | Audible high level alarm At 90% full | Interstitial Monitoring within Secondary Containment |  |  |  | Sump sensor relayed to automatically shut off submersible pump | Sump sensor relayed to automatically shut off submersible pump | Interstitial Monitoring within Secondary Containment |  | Continuous alarm system | Continuous alarm system |  | UST Currently In Use: 6; UST Temp Close: 0; AST Currently In Use: 0; AST Temp Closed: 0 | 6 | 0 | 0 | 21090-029-021367 | LOVES COUNTRY STORES
53081 | Currently in Use |  | 2021-02-11 |  | Petroleum | On road diesel | On road diesel | Retail | Fiberglass coated steel | Double Wall |  |  | Double Wall |  | 2021-02-11 | Catchment Basin | Automatic shutoff device At 95% full | Audible high level alarm At 90% full | Interstitial Monitoring within Secondary Containment |  |  |  | Sump sensor relayed to automatically shut off submersible pump | Sump sensor relayed to automatically shut off submersible pump | Interstitial Monitoring within Secondary Containment |  | Continuous alarm system | Continuous alarm system |  | UST Currently In Use: 6; UST Temp Close: 0; AST Currently In Use: 0; AST Temp Closed: 0 | 6 | 0 | 0 | 21090-029-021367 | LOVES COUNTRY STORES
53082 | Currently in Use |  | 2021-02-11 |  | Petroleum | Virgin oil | Virgin oil | Retail | Double Wall | Double Wall |  |  | Double Wall |  | 2021-02-11 | Catchment Basin | Automatic shutoff device At 95% full | Audible high level alarm At 90% full | Interstitial Monitoring within Secondary Containment |  |  |  | Sump sensor relayed to automatically shut off submersible pump | Sump sensor relayed to automatically shut off submersible pump | Interstitial Monitoring within Secondary Containment |  | Continuous alarm system | Continuous alarm system |  | UST Currently In Use: 6; UST Temp Close: 0; AST Currently In Use: 0; AST Temp Closed: 0 | 6 | 0 | 0 | 21090-029-021367 | LOVES COUNTRY STORES
53083 | Currently in Use |  | 2021-02-01 |  | Petroleum | Unleaded gasoline | Unleaded gasoline | Retail | Double Wall | Double Wall |  |  | Double Wall |  | 2021-02-01 | Catchment Basin | Automatic shutoff device At 95% full | Automatic shutoff device At 95% full | Interstitial Monitoring within Secondary Containment |  |  |  | Automatic flow restrictor (MLLD) | Automatic flow restrictor (MLLD) | Interstitial Monitoring within Secondary Containment |  |  |  |  | UST Currently In Use: 2; UST Temp Close: 0; AST Currently In Use: 0; AST Temp Closed: 0 | 2 | 0 | 0 | 25838-117-021370 | DELTA INVESTMENTS DBA EAGLE FOOD MART 2
53084 | Currently in Use |  | 2021-02-01 |  | Petroleum | Premium gasoline | Premium gasoline | Retail | Fiberglass coated steel | Double Wall |  |  | Double Wall |  | 2021-02-01 | Catchment Basin | Automatic shutoff device At 95% full | Automatic shutoff device At 95% full | Interstitial Monitoring within Secondary Containment |  |  |  | Automatic flow restrictor (MLLD) | Automatic flow restrictor (MLLD) | Interstitial Monitoring within Secondary Containment |  |  |  |  | UST Currently In Use: 2; UST Temp Close: 0; AST Currently In Use: 0; AST Temp Closed: 0 | 2 | 0 | 0 | 25838-117-021370 | DELTA INVESTMENTS DBA EAGLE FOOD MART 2
53085 | Currently in Use |  | 2020-11-10 |  | Petroleum | Unleaded gasoline | Unleaded gasoline | Retail | Double Wall | Double Wall |  |  | Fiberglass reinforced plastic |  |  | Catchment Basin | Automatic shutoff device At 95% full | Automatic shutoff device At 95% full | Interstitial Monitoring within Secondary Containment |  |  |  | Automatic flow restrictor (MLLD) | Automatic flow restrictor (MLLD) | Interstitial Monitoring within Secondary Containment |  | Annual line testing | Annual line testing |  | UST Currently In Use: 4; UST Temp Close: 0; AST Currently In Use: 0; AST Temp Closed: 0 | 4 | 0 | 0 | 13579-069-018663 | MURPHY OIL USA, INC.
53086 | Currently in Use |  | 2020-11-10 |  | Petroleum | Premium gasoline | Premium gasoline | Retail | Double Wall | Double Wall |  |  | Fiberglass reinforced plastic |  |  | Catchment Basin | Automatic shutoff device At 95% full | Automatic shutoff device At 95% full | Interstitial Monitoring within Secondary Containment |  |  |  | Containment Sump | Automatic flow restrictor (MLLD) | Interstitial Monitoring within Secondary Containment |  |  |  |  | UST Currently In Use: 4; UST Temp Close: 0; AST Currently In Use: 0; AST Temp Closed: 0 | 4 | 0 | 0 | 13579-069-018663 | MURPHY OIL USA, INC.
53088 | Currently in Use |  | 2020-05-07 |  | Petroleum | Unleaded gasoline | Unleaded gasoline | Retail | Double Wall | Double Wall |  |  | Flexible |  | 2020-05-07 | Catchment Basin | Automatic shutoff device At 95% full | Automatic shutoff device At 95% full | Interstitial Monitoring within Secondary Containment |  |  |  | Containment Sump | Automatic flow restrictor (MLLD) | Interstitial Monitoring within Secondary Containment |  |  |  |  | UST Currently In Use: 2; UST Temp Close: 0; AST Currently In Use: 0; AST Temp Closed: 0 | 2 | 0 | 0 | 25843-081-021372 | GAS EXPRESS
53090 | Currently in Use |  | 2020-05-07 |  | Petroleum | On road diesel | On road diesel | Retail | Double Wall | Double Wall |  |  | Double Wall |  | 2020-05-07 | Catchment Basin | Automatic shutoff device At 95% full | Automatic shutoff device At 95% full | Interstitial Monitoring within Secondary Containment |  |  |  | Containment Sump | Automatic flow restrictor (MLLD) | Interstitial Monitoring within Secondary Containment |  |  |  |  | UST Currently In Use: 2; UST Temp Close: 0; AST Currently In Use: 0; AST Temp Closed: 0 | 2 | 0 | 0 | 25843-081-021372 | GAS EXPRESS
53091 | Currently in Use |  | 2020-01-20 |  | Petroleum | Unleaded gasoline | Unleaded gasoline | Retail | Fiberglass coated steel | Double Wall |  |  | Double Wall |  |  | Catchment Basin | Audible high level alarm At 90% full | Audible high level alarm At 90% full | Interstitial Monitoring within Secondary Containment |  |  |  | Automatic shutoff device (AELLD) | Automatic shutoff device (AELLD) | Interstitial Monitoring within Secondary Containment | SENSOR TO ATG |  |  |  | UST Currently In Use: 2; UST Temp Close: 0; AST Currently In Use: 0; AST Temp Closed: 0 | 2 | 0 | 6 | 24858-087-009157 | AKHILKAMAR M PATEL
53092 | Currently in Use |  | 2020-01-20 |  | Petroleum | Unleaded gasoline | Unleaded gasoline | Retail | Fiberglass coated steel | Double Wall |  |  | Double Wall |  |  | Catchment Basin | Audible high level alarm At 90% full | Audible high level alarm At 90% full | Interstitial Monitoring within Secondary Containment |  |  |  | Automatic shutoff device (AELLD) | Automatic shutoff device (AELLD) | Interstitial Monitoring within Secondary Containment | SENSOR TO ATG |  |  |  | UST Currently In Use: 2; UST Temp Close: 0; AST Currently In Use: 0; AST Temp Closed: 0 | 2 | 0 | 6 | 24858-087-009157 | AKHILKAMAR M PATEL
53095 | Currently in Use |  | 2020-07-20 |  | Petroleum | Unleaded gasoline | Unleaded gasoline | Retail | Double Wall | Double Wall |  |  | Flexible |  | 2020-07-20 | Catchment Basin | Automatic shutoff device At 95% full | Automatic shutoff device At 95% full | Interstitial Monitoring within Secondary Containment |  | Continuous Automatic Tank Gauge | Single walled submersible pump containment sump | Automatic flow restrictor (MLLD) | Automatic flow restrictor (MLLD) | Interstitial Monitoring within Secondary Containment |  | Continuous alarm system | Continuous alarm system |  | UST Currently In Use: 2; UST Temp Close: 0; AST Currently In Use: 0; AST Temp Closed: 0 | 2 | 0 | 0 | 25492-083-021371 | TRI STAR ENERGY
53096 | Currently in Use |  | 2020-07-20 |  | Petroleum | Premium gasoline | Premium gasoline | Retail | Double Wall | Double Wall |  |  | Double Wall |  | 2020-07-20 | Catchment Basin | Automatic shutoff device At 95% full | Automatic shutoff device At 95% full | Interstitial Monitoring within Secondary Containment |  | Continuous Automatic Tank Gauge | Single walled submersible pump containment sump | Automatic flow restrictor (MLLD) | Automatic flow restrictor (MLLD) | Interstitial Monitoring within Secondary Containment |  | Continuous alarm system | Continuous alarm system |  | UST Currently In Use: 2; UST Temp Close: 0; AST Currently In Use: 0; AST Temp Closed: 0 | 2 | 0 | 0 | 25492-083-021371 | TRI STAR ENERGY
53097 | Currently in Use |  | 2019-09-12 |  | Petroleum | On road diesel | On road diesel | Retail | Double Wall | Double Wall |  |  | Double Wall |  |  | Catchment Basin | Automatic shutoff device At 95% full | Automatic shutoff device At 95% full | Interstitial Monitoring within Secondary Containment | SENSOR TO ATG |  |  | Automatic flow restrictor (MLLD) | Automatic flow restrictor (MLLD) | Interstitial Monitoring within Secondary Containment | MANUAL/VISUAL CHECK |  |  |  | UST Currently In Use: 3; UST Temp Close: 0; AST Currently In Use: 0; AST Temp Closed: 0 | 3 | 0 | 0 | 25455-051-018757 | WALLSBORO INC
53100 | Currently in Use |  | 2020-06-16 |  | Petroleum | Unleaded gasoline | Unleaded gasoline | Retail | 10R-5NE | Double Wall |  |  | 2-PIECES |  | 2020-06-16 | Single walled catchment basin | Automatic shutoff device At 95% full | Automatic shutoff device At 95% full | Interstitial Monitoring within Secondary Containment | SENSOR TO ATG | Continuous Automatic Tank Gauge |  | Automatic shutoff device (AELLD) | Automatic shutoff device (AELLD) | Interstitial Monitoring within Secondary Containment | SENSOR TO ATG | Continuous alarm system | Continuous alarm system |  | UST Currently In Use: 4; UST Temp Close: 0; AST Currently In Use: 0; AST Temp Closed: 0 | 4 | 0 | 0 | 13526-073-021373 | MOORE OIL COMPANY, INC.
53102 | Currently in Use |  | 2020-12-07 |  | Petroleum | On road diesel | On road diesel |  | Double Wall | Double Wall |  |  | Double Wall |  |  | Catchment Basin | Audible high level alarm At 90% full | Audible high level alarm At 90% full | Interstitial Monitoring within Secondary Containment |  |  |  | Automatic flow restrictor (MLLD) | Automatic flow restrictor (MLLD) | Interstitial Monitoring within Secondary Containment |  | Continuous alarm system | Continuous alarm system |  | UST Currently In Use: 3; UST Temp Close: 0; AST Currently In Use: 0; AST Temp Closed: 0 | 3 | 0 | 0 | 25733-125-011319 | SNP INVESTMENTS LLC
53103 | Currently in Use |  | 2020-12-26 |  | Petroleum | Unleaded gasoline | Unleaded gasoline | Retail | Fiberglass reinforced plastic | Double Wall |  |  | Fiberglass reinforced plastic |  | 2020-12-26 | Catchment Basin | Automatic shutoff device At 95% full | Automatic shutoff device At 95% full | Interstitial Monitoring within Secondary Containment |  |  |  | Automatic shutoff device (AELLD) | Automatic shutoff device (AELLD) | Interstitial Monitoring within Secondary Containment |  |  |  |  | UST Currently In Use: 4; UST Temp Close: 0; AST Currently In Use: 0; AST Temp Closed: 0 | 4 | 0 | 0 | 13343-125-021374 | MCCULLOUGH OIL COMPANY, INC.
53104 | Currently in Use |  | 2020-12-26 |  | Petroleum | Premium gasoline | Premium gasoline | Retail | Fiberglass reinforced plastic | Double Wall |  |  | Fiberglass reinforced plastic |  | 2020-12-26 | Catchment Basin | Automatic shutoff device At 95% full | Automatic shutoff device At 95% full | Interstitial Monitoring within Secondary Containment |  |  |  | Automatic shutoff device (AELLD) | Automatic shutoff device (AELLD) | Interstitial Monitoring within Secondary Containment |  |  |  |  | UST Currently In Use: 4; UST Temp Close: 0; AST Currently In Use: 0; AST Temp Closed: 0 | 4 | 0 | 0 | 13343-125-021374 | MCCULLOUGH OIL COMPANY, INC.
53105 | Currently in Use |  | 2020-12-26 |  | Petroleum | Other, CONV | Other | Retail | Double Wall | Double Wall |  |  | Fiberglass reinforced plastic |  | 2020-12-26 | Catchment Basin | Automatic shutoff device At 95% full | Automatic shutoff device At 95% full | Interstitial Monitoring within Secondary Containment |  |  |  | Automatic shutoff device (AELLD) | Automatic shutoff device (AELLD) |  |  | Continuous alarm system | Continuous alarm system |  | UST Currently In Use: 4; UST Temp Close: 0; AST Currently In Use: 0; AST Temp Closed: 0 | 4 | 0 | 0 | 13343-125-021374 | MCCULLOUGH OIL COMPANY, INC.
53107 | Currently in Use |  | 2020-12-26 |  | Petroleum | On road diesel | On road diesel | Retail | Double Wall | Double Wall |  |  | Fiberglass reinforced plastic |  | 2020-12-26 | Catchment Basin | Automatic shutoff device At 95% full | Automatic shutoff device At 95% full | Interstitial Monitoring within Secondary Containment |  |  |  | Automatic shutoff device (AELLD) | Automatic shutoff device (AELLD) | Interstitial Monitoring within Secondary Containment |  |  |  |  | UST Currently In Use: 4; UST Temp Close: 0; AST Currently In Use: 0; AST Temp Closed: 0 | 4 | 0 | 0 | 13343-125-021374 | MCCULLOUGH OIL COMPANY, INC.
53108 | Currently in Use |  | 2020-12-17 |  | Petroleum | On road diesel | On road diesel | Retail | Fiberglass coated steel | Double Wall |  |  | Fiberglass reinforced plastic |  |  | Catchment Basin | Automatic shutoff device At 95% full | Automatic shutoff device At 95% full | Interstitial Monitoring within Secondary Containment |  |  | Single walled submersible pump containment sump | Containment Sump | Containment Sump | Interstitial Monitoring within Secondary Containment |  | Continuous alarm system | Continuous alarm system |  | UST Currently In Use: 4; UST Temp Close: 0; AST Currently In Use: 0; AST Temp Closed: 0 | 4 | 0 | 2 | 23740-069-015214 | ROBERTS GROCERY INC
53109 | Retired |  |  |  | Petroleum | Unleaded gasoline | Unleaded gasoline | Retail | Double Wall | Double Wall |  |  | Double Wall |  |  | Catchment Basin | Audible high level alarm At 90% full | Audible high level alarm At 90% full | Interstitial Monitoring within Secondary Containment |  | Continuous Automatic Tank Gauge |  | Containment Sump | Containment Sump | Interstitial Monitoring within Secondary Containment |  | Annual line testing | Annual line testing |  | UST Currently In Use: 8; UST Temp Close: 0; AST Currently In Use: 0; AST Temp Closed: 0 | 8 | 0 | 0 | 21090-097-021375 | LOVES COUNTRY STORES
53110 | Retired |  |  |  | Petroleum | Unleaded gasoline | Unleaded gasoline | Retail | Double Wall | Double Wall |  |  | Fiberglass reinforced plastic |  |  | Catchment Basin | Automatic shutoff device At 95% full | Audible high level alarm At 90% full | Interstitial Monitoring within Secondary Containment |  | Continuous Automatic Tank Gauge |  | Sump sensor relayed to automatically shut off submersible pump | Containment Sump | Interstitial Monitoring within Secondary Containment |  | Annual line testing | Annual line testing |  | UST Currently In Use: 8; UST Temp Close: 0; AST Currently In Use: 0; AST Temp Closed: 0 | 8 | 0 | 0 | 21090-097-021375 | LOVES COUNTRY STORES
53111 | Retired |  |  |  | Petroleum | Mid-grade gasoline | Mid-grade gasoline | Retail | Double Wall | Double Wall |  |  | Fiberglass reinforced plastic |  |  | Catchment Basin | Automatic shutoff device At 95% full | Automatic shutoff device At 95% full | Interstitial Monitoring within Secondary Containment |  | Continuous Automatic Tank Gauge |  | Containment Sump | Containment Sump | Interstitial Monitoring within Secondary Containment |  | Annual line testing | Annual line testing |  | UST Currently In Use: 8; UST Temp Close: 0; AST Currently In Use: 0; AST Temp Closed: 0 | 8 | 0 | 0 | 21090-097-021375 | LOVES COUNTRY STORES
53112 | Retired |  |  |  | Petroleum | Premium gasoline | Premium gasoline | Retail | Double Wall | Double Wall |  |  | Fiberglass reinforced plastic |  |  | Catchment Basin | Automatic shutoff device At 95% full | Automatic shutoff device At 95% full | Interstitial Monitoring within Secondary Containment |  | Continuous Automatic Tank Gauge |  | Containment Sump | Containment Sump | Interstitial Monitoring within Secondary Containment |  | Annual line testing | Annual line testing |  | UST Currently In Use: 8; UST Temp Close: 0; AST Currently In Use: 0; AST Temp Closed: 0 | 8 | 0 | 0 | 21090-097-021375 | LOVES COUNTRY STORES
53113 | Retired |  |  |  | Petroleum | Premium gasoline | Premium gasoline | Retail | Fiberglass reinforced plastic | Double Wall |  |  | Fiberglass reinforced plastic |  |  | Catchment Basin | Automatic shutoff device At 95% full | Automatic shutoff device At 95% full | Interstitial Monitoring within Secondary Containment |  | Continuous Automatic Tank Gauge |  | Containment Sump | Containment Sump | Interstitial Monitoring within Secondary Containment |  | Annual line testing | Annual line testing |  | UST Currently In Use: 8; UST Temp Close: 0; AST Currently In Use: 0; AST Temp Closed: 0 | 8 | 0 | 0 | 21090-097-021375 | LOVES COUNTRY STORES
53114 | Retired |  |  |  | Petroleum | Other, B99 | Other | Retail | Double Wall | Double Wall |  |  | Double Wall |  |  | Catchment Basin | Automatic shutoff device At 95% full | Automatic shutoff device At 95% full | Interstitial Monitoring within Secondary Containment |  | Continuous Automatic Tank Gauge |  | Sump sensor relayed to automatically shut off submersible pump | Containment Sump |  |  | Continuous alarm system | Annual line testing |  | UST Currently In Use: 8; UST Temp Close: 0; AST Currently In Use: 0; AST Temp Closed: 0 | 8 | 0 | 0 | 21090-097-021375 | LOVES COUNTRY STORES
53115 | Currently in Use |  | 2021-07-28 |  | Petroleum | On road diesel | On road diesel | Retail | Double Wall | Double Wall |  |  | Double Wall |  |  | Catchment Basin | Automatic shutoff device At 95% full | Automatic shutoff device At 95% full | Interstitial Monitoring within Secondary Containment |  |  |  | Containment Sump | Automatic flow restrictor (MLLD) | Interstitial Monitoring within Secondary Containment | SENSOR TO ATG | Annual line testing | Annual line testing | Pressurized Piping | UST Currently In Use: 4; UST Temp Close: 0; AST Currently In Use: 0; AST Temp Closed: 0 | 4 | 0 | 0 | 25834-097-021368 | WARING OIL CO., LLC
53117 | Currently in Use |  | 2021-07-28 |  | Petroleum | Off road diesel | Off road diesel | Retail | Double Wall | Double Wall |  |  | Flexible |  |  | Catchment Basin | Automatic shutoff device At 95% full | Automatic shutoff device At 95% full | Interstitial Monitoring within Secondary Containment | SENSOR TO ATG |  |  | Containment Sump | Automatic flow restrictor (MLLD) | Interstitial Monitoring within Secondary Containment | SENSOR TO ATG | Annual line testing | Annual line testing |  | UST Currently In Use: 4; UST Temp Close: 0; AST Currently In Use: 0; AST Temp Closed: 0 | 4 | 0 | 0 | 25834-097-021368 | WARING OIL CO., LLC
53118 | Currently in Use |  | 2021-07-28 |  | Petroleum | Unleaded gasoline | Unleaded gasoline | Retail | Double Wall | Double Wall |  |  | Double Wall |  |  | Catchment Basin | Automatic shutoff device At 95% full | Automatic shutoff device At 95% full | Interstitial Monitoring within Secondary Containment | SENSOR TO ATG |  | Single walled under dispenser containment | Automatic flow restrictor (MLLD) | Automatic flow restrictor (MLLD) | Interstitial Monitoring within Secondary Containment | SENSOR TO ATG | Annual line testing | Annual line testing | Pressurized Piping | UST Currently In Use: 4; UST Temp Close: 0; AST Currently In Use: 0; AST Temp Closed: 0 | 4 | 0 | 0 | 25834-097-021368 | WARING OIL CO., LLC
53119 | Currently in Use |  | 2021-07-28 |  | Petroleum | Ethanol free gasoline | Ethanol free gasoline | Retail | Double Wall | Double Wall |  |  | Flexible |  |  | Catchment Basin | Automatic shutoff device At 95% full | Automatic shutoff device At 95% full | Interstitial Monitoring within Secondary Containment |  |  |  | Automatic flow restrictor (MLLD) | Automatic flow restrictor (MLLD) | Interstitial Monitoring within Secondary Containment |  | Annual line testing | Annual line testing |  | UST Currently In Use: 4; UST Temp Close: 0; AST Currently In Use: 0; AST Temp Closed: 0 | 4 | 0 | 0 | 25834-097-021368 | WARING OIL CO., LLC
53120 | Currently in Use |  | 2019-08-27 |  | Petroleum | Unleaded gasoline | Unleaded gasoline | Retail | Fiberglass reinforced plastic | Double Wall |  |  | Fiberglass reinforced plastic |  |  | Catchment Basin | Automatic shutoff device At 95% full | Automatic shutoff device At 95% full | Interstitial Monitoring within Secondary Containment |  | Continuous Automatic Tank Gauge | Single walled submersible pump containment sump | Containment Sump | Automatic shutoff device (AELLD) | Interstitial Monitoring within Secondary Containment |  |  |  |  | UST Currently In Use: 3; UST Temp Close: 0; AST Currently In Use: 0; AST Temp Closed: 0 | 3 | 0 | 4 | 13526-073-001907 | MOORE OIL COMPANY, INC.
53121 | Currently in Use |  | 2019-08-27 |  | Petroleum | Unleaded gasoline | Unleaded gasoline | Retail | Fiberglass reinforced plastic | Double Wall |  |  | Fiberglass reinforced plastic |  |  | Catchment Basin | Automatic shutoff device At 95% full | Automatic shutoff device At 95% full | Interstitial Monitoring within Secondary Containment |  | Continuous Automatic Tank Gauge | Single walled submersible pump containment sump | Automatic shutoff device (AELLD) | Automatic shutoff device (AELLD) | Interstitial Monitoring within Secondary Containment |  |  |  |  | UST Currently In Use: 3; UST Temp Close: 0; AST Currently In Use: 0; AST Temp Closed: 0 | 3 | 0 | 4 | 13526-073-001907 | MOORE OIL COMPANY, INC.
53122 | Currently in Use |  | 2019-08-27 |  | Petroleum | Premium gasoline | Premium gasoline | Retail | Double Wall | Double Wall |  |  | Fiberglass reinforced plastic |  |  | Catchment Basin | Automatic shutoff device At 95% full | Automatic shutoff device At 95% full | Interstitial Monitoring within Secondary Containment |  | Continuous Automatic Tank Gauge | Single walled submersible pump containment sump | Automatic shutoff device (AELLD) | Automatic shutoff device (AELLD) | Interstitial Monitoring within Secondary Containment |  |  |  |  | UST Currently In Use: 3; UST Temp Close: 0; AST Currently In Use: 0; AST Temp Closed: 0 | 3 | 0 | 4 | 13526-073-001907 | MOORE OIL COMPANY, INC.
53124 | Currently in Use |  | 2020-06-16 |  | Petroleum | Unleaded gasoline | Unleaded gasoline | Retail | 8R-4NE | Double Wall |  |  | Fiberglass reinforced plastic |  | 2020-06-16 | Single walled catchment basin | Automatic shutoff device At 95% full | Automatic shutoff device At 95% full | Interstitial Monitoring within Secondary Containment | SENSOR TO ATG | Continuous Automatic Tank Gauge |  | Automatic shutoff device (AELLD) | Automatic shutoff device (AELLD) | Interstitial Monitoring within Secondary Containment | SENSOR TO ATG | Continuous alarm system | Continuous alarm system |  | UST Currently In Use: 4; UST Temp Close: 0; AST Currently In Use: 0; AST Temp Closed: 0 | 4 | 0 | 0 | 13526-073-021373 | MOORE OIL COMPANY, INC.
53125 | Currently in Use |  | 2020-06-16 |  | Petroleum | Premium gasoline | Premium gasoline | Retail | Fiberglass reinforced plastic | Double Wall |  |  | 2-PIECES |  | 2020-06-16 | Catchment Basin | Automatic shutoff device At 95% full | Automatic shutoff device At 95% full | Interstitial Monitoring within Secondary Containment | SENSOR TO ATG | Continuous Automatic Tank Gauge | Single walled submersible pump containment sump | Containment Sump | Automatic shutoff device (AELLD) | Interstitial Monitoring within Secondary Containment | SENSOR TO ATG | Continuous alarm system | Continuous alarm system |  | UST Currently In Use: 4; UST Temp Close: 0; AST Currently In Use: 0; AST Temp Closed: 0 | 4 | 0 | 0 | 13526-073-021373 | MOORE OIL COMPANY, INC.
53126 | Currently in Use |  | 2020-06-16 |  | Petroleum | On road diesel | On road diesel | Retail | Double Wall | Double Wall |  |  | 2-PIECES |  | 2020-06-16 | Catchment Basin | Automatic shutoff device At 95% full | Automatic shutoff device At 95% full | Interstitial Monitoring within Secondary Containment | SENSOR TO ATG | Continuous Automatic Tank Gauge | Single walled submersible pump containment sump | Sump sensor relayed to automatically shut off submersible pump | Automatic shutoff device (AELLD) | Interstitial Monitoring within Secondary Containment | SENSOR TO ATG | Continuous alarm system | Continuous alarm system |  | UST Currently In Use: 4; UST Temp Close: 0; AST Currently In Use: 0; AST Temp Closed: 0 | 4 | 0 | 0 | 13526-073-021373 | MOORE OIL COMPANY, INC.
53128 | Currently in Use |  | 2021-01-01 |  | Petroleum | Unleaded gasoline | Unleaded gasoline | Retail | Double Wall | Double Wall |  |  | Double Wall |  | 2021-01-01 | Catchment Basin | Automatic shutoff device At 95% full | Automatic shutoff device At 95% full | Interstitial Monitoring within Secondary Containment |  |  |  | Containment Sump | Automatic flow restrictor (MLLD) | Interstitial Monitoring within Secondary Containment |  | Continuous alarm system | Continuous alarm system |  | UST Currently In Use: 3; UST Temp Close: 0; AST Currently In Use: 0; AST Temp Closed: 0 | 3 | 0 | 0 | 25870-087-021377 | SKEGEE TRAVEL CENTER HOLDINGS LLC
53129 | Currently in Use |  | 2021-01-01 |  | Petroleum | Premium gasoline | Premium gasoline | Retail | Double Wall | Double Wall |  |  | Flexible |  | 2021-01-01 | Catchment Basin | Automatic shutoff device At 95% full | Automatic shutoff device At 95% full | Interstitial Monitoring within Secondary Containment |  |  |  | Containment Sump | Automatic flow restrictor (MLLD) | Interstitial Monitoring within Secondary Containment |  | Continuous alarm system | Continuous alarm system |  | UST Currently In Use: 3; UST Temp Close: 0; AST Currently In Use: 0; AST Temp Closed: 0 | 3 | 0 | 0 | 25870-087-021377 | SKEGEE TRAVEL CENTER HOLDINGS LLC
53130 | Currently in Use |  | 2021-01-01 |  | Petroleum | On road diesel | On road diesel | Retail | Double Wall | Double Wall |  |  | Double Wall |  | 2021-01-01 | Catchment Basin | Automatic shutoff device At 95% full | Automatic shutoff device At 95% full | Interstitial Monitoring within Secondary Containment |  |  |  | Containment Sump | Automatic flow restrictor (MLLD) | Interstitial Monitoring within Secondary Containment |  | Continuous alarm system | Continuous alarm system |  | UST Currently In Use: 3; UST Temp Close: 0; AST Currently In Use: 0; AST Temp Closed: 0 | 3 | 0 | 0 | 25870-087-021377 | SKEGEE TRAVEL CENTER HOLDINGS LLC
53131 | Currently in Use |  | 2020-12-20 |  | Petroleum | E85 | E85 | State/federal government | Double Wall | Double Wall |  |  | Double Wall |  |  | Catchment Basin | Automatic shutoff device At 95% full | Automatic shutoff device At 95% full | Interstitial Monitoring within Secondary Containment |  |  | Double walled submersible pump containment sump | Automatic shutoff device (AELLD) | Automatic shutoff device (AELLD) | Interstitial Monitoring within Secondary Containment |  |  |  |  | UST Currently In Use: 3; UST Temp Close: 0; AST Currently In Use: 0; AST Temp Closed: 0 | 3 | 0 | 6 | 14655-123-002944 | DEPARTMENT OF TRANSPORTATION
53133 | Currently in Use |  | 2020-03-30 |  | Petroleum | Unleaded gasoline | Unleaded gasoline | Retail | Double Wall | Double Wall |  |  | Double Wall |  | 2020-03-30 | Catchment Basin | Automatic shutoff device At 95% full | Automatic shutoff device At 95% full | Interstitial Monitoring within Secondary Containment | SENSOR TO ATG |  | Single walled submersible pump containment sump | Automatic shutoff device (AELLD) | Automatic shutoff device (AELLD) | Interstitial Monitoring within Secondary Containment | SENSOR TO ATG | Annual line testing | Annual line testing |  | UST Currently In Use: 6; UST Temp Close: 0; AST Currently In Use: 0; AST Temp Closed: 0 | 6 | 0 | 0 | 25488-073-021380 | BUC-EE'S ALABAMA, LLC
53136 | Currently in Use |  | 2020-03-30 |  | Petroleum | Unleaded gasoline | Unleaded gasoline | Retail | Double Wall | Double Wall |  |  | Double Wall |  | 2020-03-30 | Catchment Basin | Automatic shutoff device At 95% full | Automatic shutoff device At 95% full | Interstitial Monitoring within Secondary Containment | SENSOR TO ATG |  | Single walled submersible pump containment sump | Sump sensor relayed to automatically shut off submersible pump | Automatic shutoff device (AELLD) | Interstitial Monitoring within Secondary Containment | SENSOR TO ATG | Continuous alarm system | Annual line testing |  | UST Currently In Use: 6; UST Temp Close: 0; AST Currently In Use: 0; AST Temp Closed: 0 | 6 | 0 | 0 | 25488-073-021380 | BUC-EE'S ALABAMA, LLC
53137 | Currently in Use |  | 2020-03-30 |  | Petroleum | On road diesel | On road diesel | Retail | Double Wall | Double Wall |  |  | Fiberglass reinforced plastic |  | 2020-03-30 | Catchment Basin | Automatic shutoff device At 95% full | Automatic shutoff device At 95% full | Interstitial Monitoring within Secondary Containment | SENSOR TO ATG |  | Single walled submersible pump containment sump | Sump sensor relayed to automatically shut off submersible pump | Automatic shutoff device (AELLD) | Interstitial Monitoring within Secondary Containment | SENSOR TO ATG | Annual line testing | Annual line testing |  | UST Currently In Use: 6; UST Temp Close: 0; AST Currently In Use: 0; AST Temp Closed: 0 | 6 | 0 | 0 | 25488-073-021380 | BUC-EE'S ALABAMA, LLC
53138 | Currently in Use |  | 2020-03-30 |  | Petroleum | Unleaded gasoline | Unleaded gasoline | Retail | Double Wall | Double Wall |  |  | Fiberglass reinforced plastic |  | 2020-03-30 | Catchment Basin | Audible high level alarm At 90% full | Audible high level alarm At 90% full | Interstitial Monitoring within Secondary Containment | SENSOR TO ATG |  | Single walled submersible pump containment sump | Automatic shutoff device (AELLD) | Automatic shutoff device (AELLD) | Interstitial Monitoring within Secondary Containment | SENSOR TO ATG | Continuous alarm system | Annual line testing |  | UST Currently In Use: 6; UST Temp Close: 0; AST Currently In Use: 0; AST Temp Closed: 0 | 6 | 0 | 0 | 25488-073-021380 | BUC-EE'S ALABAMA, LLC
53139 | Currently in Use |  | 2020-03-30 |  | Petroleum | Unleaded gasoline | Unleaded gasoline | Retail | Double Wall | Double Wall |  |  | Fiberglass reinforced plastic |  | 2020-03-30 | Catchment Basin | Automatic shutoff device At 95% full | Automatic shutoff device At 95% full | Interstitial Monitoring within Secondary Containment | SENSOR TO ATG |  | Single walled submersible pump containment sump | Automatic shutoff device (AELLD) | Automatic shutoff device (AELLD) | Interstitial Monitoring within Secondary Containment | SENSOR TO ATG | Continuous alarm system | Continuous alarm system |  | UST Currently In Use: 6; UST Temp Close: 0; AST Currently In Use: 0; AST Temp Closed: 0 | 6 | 0 | 0 | 25488-073-021380 | BUC-EE'S ALABAMA, LLC
53140 | Currently in Use |  | 2020-03-30 |  | Petroleum | Premium gasoline | Premium gasoline | Retail | Double Wall | Double Wall |  |  | Fiberglass reinforced plastic |  | 2020-03-30 | Catchment Basin | Automatic shutoff device At 95% full | Automatic shutoff device At 95% full | Interstitial Monitoring within Secondary Containment | SENSOR TO ATG |  | Single walled submersible pump containment sump | Containment Sump | Automatic shutoff device (AELLD) | Interstitial Monitoring within Secondary Containment | SENSOR TO ATG | Continuous alarm system | Continuous alarm system |  | UST Currently In Use: 6; UST Temp Close: 0; AST Currently In Use: 0; AST Temp Closed: 0 | 6 | 0 | 0 | 25488-073-021380 | BUC-EE'S ALABAMA, LLC
53141 | Currently in Use |  | 2021-01-01 |  | Petroleum | Unleaded gasoline | Unleaded gasoline | Retail | Double Wall | Double Wall |  |  | Double Wall |  | 2021-01-01 | Catchment Basin | Automatic shutoff device At 95% full | Audible high level alarm At 90% full | Interstitial Monitoring within Secondary Containment | SENSOR TO ATG |  | Single walled submersible pump containment sump | Automatic shutoff device (AELLD) | Automatic shutoff device (AELLD) | Interstitial Monitoring within Secondary Containment | SENSOR TO ATG |  |  |  | UST Currently In Use: 5; UST Temp Close: 0; AST Currently In Use: 0; AST Temp Closed: 0 | 5 | 0 | 0 | 21090-093-021348 | LOVES COUNTRY STORES
53142 | Currently in Use |  | 2021-01-01 |  | Petroleum | Unleaded gasoline | Unleaded gasoline | Retail | Fiberglass reinforced plastic | Double Wall |  |  | Fiberglass reinforced plastic |  | 2021-01-01 | Catchment Basin | Automatic shutoff device At 95% full | Audible high level alarm At 90% full | Interstitial Monitoring within Secondary Containment |  |  | Single walled submersible pump containment sump | Automatic shutoff device (AELLD) | Automatic shutoff device (AELLD) | Interstitial Monitoring within Secondary Containment | SENSOR TO ATG |  |  |  | UST Currently In Use: 5; UST Temp Close: 0; AST Currently In Use: 0; AST Temp Closed: 0 | 5 | 0 | 0 | 21090-093-021348 | LOVES COUNTRY STORES
53144 | Currently in Use |  | 2021-01-01 |  | Petroleum | On road diesel | On road diesel | Retail | Double Wall | Double Wall |  |  | Fiberglass reinforced plastic |  | 2021-01-01 | Catchment Basin | Automatic shutoff device At 95% full | Automatic shutoff device At 95% full | Interstitial Monitoring within Secondary Containment | SENSOR TO ATG |  | Single walled submersible pump containment sump | Containment Sump | Automatic shutoff device (AELLD) | Interstitial Monitoring within Secondary Containment | SENSOR TO ATG |  |  |  | UST Currently In Use: 5; UST Temp Close: 0; AST Currently In Use: 0; AST Temp Closed: 0 | 5 | 0 | 0 | 21090-093-021348 | LOVES COUNTRY STORES
53145 | Currently in Use |  | 2021-01-01 |  | Petroleum | On road diesel | On road diesel | Retail | Fiberglass reinforced plastic | Double Wall |  |  | Fiberglass reinforced plastic |  | 2021-01-01 | Catchment Basin | Audible high level alarm At 90% full | Audible high level alarm At 90% full | Interstitial Monitoring within Secondary Containment | SENSOR TO ATG |  | Single walled submersible pump containment sump | Automatic shutoff device (AELLD) | Automatic shutoff device (AELLD) | Interstitial Monitoring within Secondary Containment | SENSOR TO ATG |  |  |  | UST Currently In Use: 5; UST Temp Close: 0; AST Currently In Use: 0; AST Temp Closed: 0 | 5 | 0 | 0 | 21090-093-021348 | LOVES COUNTRY STORES
53146 | Currently in Use |  | 2021-01-01 |  | Petroleum | On road diesel | On road diesel | Retail | Double Wall | Double Wall |  |  | Double Wall |  | 2021-01-01 | Catchment Basin | Audible high level alarm At 90% full | Audible high level alarm At 90% full | Interstitial Monitoring within Secondary Containment | SENSOR TO ATG |  | Single walled submersible pump containment sump | Containment Sump | Automatic shutoff device (AELLD) | Interstitial Monitoring within Secondary Containment | SENSOR TO ATG |  |  |  | UST Currently In Use: 5; UST Temp Close: 0; AST Currently In Use: 0; AST Temp Closed: 0 | 5 | 0 | 0 | 21090-093-021348 | LOVES COUNTRY STORES
53148 | Currently in Use |  | 2020-11-18 |  | Petroleum | Unleaded gasoline | Unleaded gasoline | Retail | Fiberglass reinforced plastic | Double Wall |  |  | Fiberglass reinforced plastic |  | 2020-11-18 | Catchment Basin | Automatic shutoff device At 95% full | Automatic shutoff device At 95% full | Interstitial Monitoring within Secondary Containment |  | Continuous Automatic Tank Gauge | Single walled submersible pump containment sump | Automatic shutoff device (AELLD) | Automatic shutoff device (AELLD) | Interstitial Monitoring within Secondary Containment |  | Continuous alarm system | Continuous alarm system |  | UST Currently In Use: 2; UST Temp Close: 0; AST Currently In Use: 0; AST Temp Closed: 0 | 2 | 0 | 0 | 12920-003-021381 | JUNIOR FOOD STORES OF WEST FLORIDA
53149 | Currently in Use |  | 2020-11-18 |  | Petroleum | Unleaded gasoline | Unleaded gasoline | Retail | Double Wall | Double Wall |  |  | Fiberglass reinforced plastic |  | 2020-11-18 | Catchment Basin | Automatic shutoff device At 95% full | Automatic shutoff device At 95% full | Interstitial Monitoring within Secondary Containment | SENSOR TO ATG | Continuous Automatic Tank Gauge | Single walled submersible pump containment sump | Containment Sump | Automatic shutoff device (AELLD) | Interstitial Monitoring within Secondary Containment | SENSOR TO ATG | Continuous alarm system | Continuous alarm system |  | UST Currently In Use: 2; UST Temp Close: 0; AST Currently In Use: 0; AST Temp Closed: 0 | 2 | 0 | 0 | 12920-003-021381 | JUNIOR FOOD STORES OF WEST FLORIDA
53150 | Currently in Use |  | 2020-09-23 |  | Petroleum | Unleaded gasoline | Unleaded gasoline | Retail | Double Wall | Double Wall |  |  | Double Wall |  | 2020-09-23 | Catchment Basin | Audible high level alarm At 90% full | Audible high level alarm At 90% full | Interstitial Monitoring within Secondary Containment |  |  | Single walled submersible pump containment sump | Automatic shutoff device (AELLD) | Automatic shutoff device (AELLD) | Interstitial Monitoring within Secondary Containment |  |  |  |  | UST Currently In Use: 2; UST Temp Close: 0; AST Currently In Use: 0; AST Temp Closed: 0 | 2 | 0 | 0 | 21233-117-021382 | MAPCO EXPRESS, INC.
53151 | Currently in Use |  | 2020-09-23 |  | Petroleum | Unleaded gasoline | Unleaded gasoline | Retail | Double Wall | Double Wall |  |  | Double Wall |  | 2020-09-23 | Catchment Basin | Audible high level alarm At 90% full | Audible high level alarm At 90% full | Interstitial Monitoring within Secondary Containment |  |  | Single walled submersible pump containment sump | Automatic shutoff device (AELLD) | Automatic shutoff device (AELLD) | Interstitial Monitoring within Secondary Containment |  |  |  |  | UST Currently In Use: 2; UST Temp Close: 0; AST Currently In Use: 0; AST Temp Closed: 0 | 2 | 0 | 0 | 21233-117-021382 | MAPCO EXPRESS, INC.
53155 | Currently in Use |  | 2020-08-27 |  | Petroleum | Unleaded gasoline | Unleaded gasoline | Retail | Double Wall | Double Wall |  |  | Double Wall |  |  | Catchment Basin | Automatic shutoff device At 95% full | Audible high level alarm At 90% full | Interstitial Monitoring within Secondary Containment | SENSOR TO ATG | Continuous Automatic Tank Gauge | Single walled submersible pump containment sump | Automatic shutoff device (AELLD) | Automatic shutoff device (AELLD) | Interstitial Monitoring within Secondary Containment | SENSOR TO ATG | Continuous alarm system | Continuous alarm system |  | UST Currently In Use: 5; UST Temp Close: 0; AST Currently In Use: 0; AST Temp Closed: 0 | 5 | 0 | 3 | 14001-073-012644 | RACETRAC PETROLEUM, INC.
53158 | Currently in Use |  | 2020-08-27 |  | Petroleum | On road diesel | On road diesel | Retail | Double Wall | Double Wall |  |  | Double Wall |  |  | Catchment Basin | Audible high level alarm At 90% full | Audible high level alarm At 90% full | Interstitial Monitoring within Secondary Containment | SENSOR TO ATG | Continuous Automatic Tank Gauge | Single walled submersible pump containment sump | Containment Sump | Automatic shutoff device (AELLD) | Interstitial Monitoring within Secondary Containment | SENSOR TO ATG | Continuous alarm system | Continuous alarm system |  | UST Currently In Use: 5; UST Temp Close: 0; AST Currently In Use: 0; AST Temp Closed: 0 | 5 | 0 | 3 | 14001-073-012644 | RACETRAC PETROLEUM, INC.
53159 | Currently in Use |  | 2020-08-27 |  | Petroleum | Premium gasoline | Premium gasoline | Retail | Fiberglass reinforced plastic | Double Wall |  |  | Fiberglass reinforced plastic |  |  | Catchment Basin | Audible high level alarm At 90% full | Audible high level alarm At 90% full | Interstitial Monitoring within Secondary Containment | SENSOR TO ATG | Continuous Automatic Tank Gauge |  | Automatic shutoff device (AELLD) | Automatic shutoff device (AELLD) | Interstitial Monitoring within Secondary Containment | SENSOR TO ATG | Continuous alarm system | Continuous alarm system |  | UST Currently In Use: 5; UST Temp Close: 0; AST Currently In Use: 0; AST Temp Closed: 0 | 5 | 0 | 3 | 14001-073-012644 | RACETRAC PETROLEUM, INC.
53160 | Currently in Use |  | 2020-08-27 |  | Petroleum | Other, ETHANOL FR | Other | Retail | Double Wall | Double Wall |  |  | Double Wall |  |  | Catchment Basin | Automatic shutoff device At 95% full | Audible high level alarm At 90% full | Interstitial Monitoring within Secondary Containment | SENSOR TO ATG | Continuous Automatic Tank Gauge |  | Containment Sump | Automatic shutoff device (AELLD) | Interstitial Monitoring within Secondary Containment | SENSOR TO ATG | Continuous alarm system | Continuous alarm system |  | UST Currently In Use: 5; UST Temp Close: 0; AST Currently In Use: 0; AST Temp Closed: 0 | 5 | 0 | 3 | 14001-073-012644 | RACETRAC PETROLEUM, INC.
53161 | Currently in Use |  | 2020-08-27 |  | Petroleum | On road diesel | On road diesel | Retail | Fiberglass reinforced plastic | Double Wall |  |  | Fiberglass reinforced plastic |  |  | Catchment Basin | Audible high level alarm At 90% full | Audible high level alarm At 90% full | Interstitial Monitoring within Secondary Containment | SENSOR TO ATG | Continuous Automatic Tank Gauge | Single walled submersible pump containment sump | Automatic shutoff device (AELLD) | Automatic shutoff device (AELLD) | Interstitial Monitoring within Secondary Containment | SENSOR TO ATG | Continuous alarm system | Continuous alarm system |  | UST Currently In Use: 5; UST Temp Close: 0; AST Currently In Use: 0; AST Temp Closed: 0 | 5 | 0 | 3 | 14001-073-012644 | RACETRAC PETROLEUM, INC.
53162 | Currently in Use |  | 2020-04-28 |  | Petroleum | Unleaded gasoline | Unleaded gasoline | Local government | Double Wall | Double Wall |  |  | Double Wall |  | 2020-04-28 | Catchment Basin | Automatic shutoff device At 95% full | Automatic shutoff device At 95% full | Interstitial Monitoring within Secondary Containment |  |  | Single walled submersible pump containment sump | Automatic flow restrictor (MLLD) | Automatic flow restrictor (MLLD) | Interstitial Monitoring within Secondary Containment |  |  |  |  | UST Currently In Use: 1; UST Temp Close: 0; AST Currently In Use: 0; AST Temp Closed: 0 | 1 | 0 | 0 | 11068-001-021384 | CITY OF PRATTVILLE
53163 | Currently in Use |  | 2021-01-20 |  | Petroleum | Unleaded gasoline | Unleaded gasoline | Retail | Double Wall | Double Wall |  |  | Fiberglass reinforced plastic |  |  | Catchment Basin | Automatic shutoff device At 95% full | Automatic shutoff device At 95% full | Interstitial Monitoring within Secondary Containment |  | Other |  | Containment Sump | Automatic shutoff device (AELLD) | Interstitial Monitoring within Secondary Containment |  | Other | Continuous alarm system |  | UST Currently In Use: 3; UST Temp Close: 0; AST Currently In Use: 0; AST Temp Closed: 0 | 3 | 0 | 2 | 23429-115-009881 | MUSA PROPERTIES, LLC
53165 | Currently in Use |  | 2020-10-15 |  | Petroleum | Premium gasoline | Premium gasoline | Retail | Double Wall | Double Wall |  |  | Double Wall |  |  | Catchment Basin | Automatic shutoff device At 95% full | Automatic shutoff device At 95% full | Interstitial Monitoring within Secondary Containment | SENSOR TO ATG | Continuous Automatic Tank Gauge | Single walled submersible pump containment sump | Containment Sump | Automatic shutoff device (AELLD) | Interstitial Monitoring within Secondary Containment | SENSOR TO ATG | Annual line testing | Annual line testing |  | UST Currently In Use: 5; UST Temp Close: 0; AST Currently In Use: 0; AST Temp Closed: 0 | 5 | 0 | 0 | 23109-095-015314 | JR PROPERTIES
53166 | Currently in Use |  | 2020-10-15 |  | Petroleum | Other, OFF/EFREE | Other | Retail | Double Wall | Double Wall |  |  | Double Wall |  |  | Catchment Basin | Automatic shutoff device At 95% full | Automatic shutoff device At 95% full | Interstitial Monitoring within Secondary Containment | SENSOR TO ATG | Continuous Automatic Tank Gauge | Single walled submersible pump containment sump | Automatic shutoff device (AELLD) | Automatic shutoff device (AELLD) | Interstitial Monitoring within Secondary Containment | SENSOR TO ATG | Annual line testing | Annual line testing |  | UST Currently In Use: 5; UST Temp Close: 0; AST Currently In Use: 0; AST Temp Closed: 0 | 5 | 0 | 0 | 23109-095-015314 | JR PROPERTIES
53167 | Currently in Use |  | 2020-10-01 |  | Petroleum | Unleaded gasoline | Unleaded gasoline | Retail | Double Wall | Double Wall |  |  | Fiberglass reinforced plastic |  | 2020-10-01 | Catchment Basin | Audible high level alarm At 90% full | Audible high level alarm At 90% full | Interstitial Monitoring within Secondary Containment |  |  | Single walled submersible pump containment sump | Automatic flow restrictor (MLLD) | Automatic flow restrictor (MLLD) | Interstitial Monitoring within Secondary Containment |  |  |  |  | UST Currently In Use: 1; UST Temp Close: 0; AST Currently In Use: 0; AST Temp Closed: 0 | 1 | 0 | 0 | 25918-101-021386 | MONTGOMERY PROPERTIES 1, LLC
53168 | Currently in Use |  | 2020-10-23 |  | Petroleum | Unleaded gasoline | Unleaded gasoline | Retail | Double Wall | Double Wall |  |  | Double Wall |  | 2020-10-23 | Catchment Basin | Automatic shutoff device At 95% full | Automatic shutoff device At 95% full | Interstitial Monitoring within Secondary Containment |  |  |  | Automatic flow restrictor (MLLD) | Automatic flow restrictor (MLLD) | Interstitial Monitoring within Secondary Containment |  |  |  |  | UST Currently In Use: 2; UST Temp Close: 0; AST Currently In Use: 0; AST Temp Closed: 0 | 2 | 0 | 0 | 25843-101-021387 | GAS EXPRESS
53169 | Currently in Use |  | 2020-10-23 |  | Petroleum | Premium gasoline | Premium gasoline | Retail | Fiberglass coated steel | Double Wall |  |  | Flexible |  | 2020-10-23 | Catchment Basin | Automatic shutoff device At 95% full | Automatic shutoff device At 95% full | Interstitial Monitoring within Secondary Containment |  |  |  | Containment Sump | Automatic flow restrictor (MLLD) | Interstitial Monitoring within Secondary Containment |  |  |  |  | UST Currently In Use: 2; UST Temp Close: 0; AST Currently In Use: 0; AST Temp Closed: 0 | 2 | 0 | 0 | 25843-101-021387 | GAS EXPRESS
53170 | Currently in Use |  | 2021-02-10 |  | Petroleum | On road diesel | On road diesel | Retail | Double Wall | Double Wall |  |  | Double Wall |  | 2021-02-10 | Catchment Basin | Automatic shutoff device At 95% full | Automatic shutoff device At 95% full | Interstitial Monitoring within Secondary Containment |  |  | Single walled submersible pump containment sump | Automatic shutoff device (AELLD) | Automatic shutoff device (AELLD) | Interstitial Monitoring within Secondary Containment |  |  |  |  | UST Currently In Use: 3; UST Temp Close: 0; AST Currently In Use: 0; AST Temp Closed: 0 | 3 | 0 | 0 | 22176-083-021390 | CIRCLE K
53171 | Currently in Use |  | 2021-02-10 |  | Petroleum | Unleaded gasoline | Unleaded gasoline | Retail | Double Wall | Double Wall |  |  | Fiberglass reinforced plastic |  | 2021-02-10 | Catchment Basin | Automatic shutoff device At 95% full | Automatic shutoff device At 95% full | Interstitial Monitoring within Secondary Containment |  |  | Single walled submersible pump containment sump | Automatic shutoff device (AELLD) | Automatic shutoff device (AELLD) | Interstitial Monitoring within Secondary Containment |  |  |  |  | UST Currently In Use: 3; UST Temp Close: 0; AST Currently In Use: 0; AST Temp Closed: 0 | 3 | 0 | 0 | 22176-083-021390 | CIRCLE K
53172 | Currently in Use |  | 2021-02-10 |  | Petroleum | Premium gasoline | Premium gasoline | Retail | Double Wall | Double Wall |  |  | Double Wall |  | 2021-02-10 | Catchment Basin | Automatic shutoff device At 95% full | Automatic shutoff device At 95% full | Interstitial Monitoring within Secondary Containment |  |  | Single walled submersible pump containment sump | Automatic shutoff device (AELLD) | Automatic shutoff device (AELLD) | Interstitial Monitoring within Secondary Containment |  |  |  |  | UST Currently In Use: 3; UST Temp Close: 0; AST Currently In Use: 0; AST Temp Closed: 0 | 3 | 0 | 0 | 22176-083-021390 | CIRCLE K
53174 | Currently in Use |  | 2021-03-30 |  | Petroleum | Unleaded gasoline | Unleaded gasoline | Retail | Fiberglass reinforced plastic | Double Wall |  |  | Fiberglass reinforced plastic |  |  | Catchment Basin | Automatic shutoff device At 95% full | Automatic shutoff device At 95% full | Interstitial Monitoring within Secondary Containment |  |  |  | Automatic flow restrictor (MLLD) | Automatic flow restrictor (MLLD) | Interstitial Monitoring within Secondary Containment |  | Continuous alarm system | Continuous alarm system |  | UST Currently In Use: 5; UST Temp Close: 0; AST Currently In Use: 0; AST Temp Closed: 0 | 5 | 0 | 5 | 14001-015-010016 | RACETRAC PETROLEUM, INC.
53175 | Currently in Use |  | 2021-03-30 |  | Petroleum | Premium gasoline | Premium gasoline | Retail | Double Wall | Double Wall |  |  | Double Wall |  |  | Catchment Basin | Automatic shutoff device At 95% full | Automatic shutoff device At 95% full | Interstitial Monitoring within Secondary Containment |  |  |  | Automatic flow restrictor (MLLD) | Automatic flow restrictor (MLLD) | Interstitial Monitoring within Secondary Containment |  | Continuous alarm system | Continuous alarm system |  | UST Currently In Use: 5; UST Temp Close: 0; AST Currently In Use: 0; AST Temp Closed: 0 | 5 | 0 | 5 | 14001-015-010016 | RACETRAC PETROLEUM, INC.
53176 | Currently in Use |  | 2021-03-30 |  | Petroleum | On road diesel | On road diesel | Retail | Fiberglass reinforced plastic | Double Wall |  |  | Fiberglass reinforced plastic |  |  | Catchment Basin | Automatic shutoff device At 95% full | Automatic shutoff device At 95% full | Interstitial Monitoring within Secondary Containment |  |  |  | Automatic flow restrictor (MLLD) | Automatic flow restrictor (MLLD) | Interstitial Monitoring within Secondary Containment |  | Continuous alarm system | Continuous alarm system |  | UST Currently In Use: 5; UST Temp Close: 0; AST Currently In Use: 0; AST Temp Closed: 0 | 5 | 0 | 5 | 14001-015-010016 | RACETRAC PETROLEUM, INC.
53177 | Currently in Use |  | 2021-03-30 |  | Petroleum | Other, DEF | Other | Retail | Fiberglass reinforced plastic | Double Wall |  |  | Fiberglass reinforced plastic |  |  | Catchment Basin | Automatic shutoff device At 95% full | Automatic shutoff device At 95% full | Interstitial Monitoring within Secondary Containment |  |  |  | Automatic flow restrictor (MLLD) | Automatic flow restrictor (MLLD) | Interstitial Monitoring within Secondary Containment |  | Continuous alarm system | Continuous alarm system |  | UST Currently In Use: 5; UST Temp Close: 0; AST Currently In Use: 0; AST Temp Closed: 0 | 5 | 0 | 5 | 14001-015-010016 | RACETRAC PETROLEUM, INC.
53178 | Currently in Use |  | 2021-03-30 |  | Petroleum | Diesel containing greater than 20% biodiesel | Diesel containing greater than 20% biodiesel | Retail | Double Wall | Double Wall |  |  | Double Wall |  |  | Catchment Basin | Flow Rest 90% Full | Flow Rest 90% Full | Interstitial Monitoring within Secondary Containment |  |  |  | Automatic flow restrictor (MLLD) | Automatic flow restrictor (MLLD) | Interstitial Monitoring within Secondary Containment |  | Continuous alarm system | Continuous alarm system |  | UST Currently In Use: 5; UST Temp Close: 0; AST Currently In Use: 0; AST Temp Closed: 0 | 5 | 0 | 5 | 14001-015-010016 | RACETRAC PETROLEUM, INC.
53179 | Currently in Use |  | 2020-11-12 |  | Petroleum | Unleaded gasoline | Unleaded gasoline | Retail | Double Wall | Double Wall |  |  | Double Wall |  | 2020-11-12 | Catchment Basin | Automatic shutoff device At 95% full | Automatic shutoff device At 95% full | Interstitial Monitoring within Secondary Containment | SENSOR TO ATG |  | Single walled submersible pump containment sump | Automatic shutoff device (AELLD) | Automatic shutoff device (AELLD) | Interstitial Monitoring within Secondary Containment |  | Continuous alarm system | Continuous alarm system |  | UST Currently In Use: 2; UST Temp Close: 0; AST Currently In Use: 0; AST Temp Closed: 0 | 2 | 0 | 0 | 25822-095-021395 | K-VA-T FOOD STORES
53180 | Currently in Use |  | 2020-11-12 |  | Petroleum | Premium gasoline | Premium gasoline | Retail | Double Wall | Double Wall |  |  | Double Wall |  | 2020-11-12 | Catchment Basin | Automatic shutoff device At 95% full | Automatic shutoff device At 95% full | Interstitial Monitoring within Secondary Containment | SENSOR TO ATG |  | Single walled submersible pump containment sump | Automatic shutoff device (AELLD) | Automatic shutoff device (AELLD) | Interstitial Monitoring within Secondary Containment |  | Continuous alarm system | Continuous alarm system |  | UST Currently In Use: 2; UST Temp Close: 0; AST Currently In Use: 0; AST Temp Closed: 0 | 2 | 0 | 0 | 25822-095-021395 | K-VA-T FOOD STORES
53181 | Currently in Use |  | 2021-04-20 |  | Petroleum | Unleaded gasoline | Unleaded gasoline | Retail | Double Wall | Double Wall |  |  | Double Wall |  | 2021-04-20 | Catchment Basin | Automatic shutoff device At 95% full | Automatic shutoff device At 95% full | Interstitial Monitoring within Secondary Containment |  |  |  | Automatic flow restrictor (MLLD) | Automatic flow restrictor (MLLD) | Interstitial Monitoring within Secondary Containment |  |  |  |  | UST Currently In Use: 2; UST Temp Close: 0; AST Currently In Use: 0; AST Temp Closed: 0 | 2 | 0 | 0 | 25843-101-021396 | GAS EXPRESS
53182 | Currently in Use |  | 2021-04-20 |  | Petroleum | Premium gasoline | Premium gasoline | Retail | Double Wall | Double Wall |  |  | Double Wall |  | 2021-04-20 | Catchment Basin | Automatic shutoff device At 95% full | Automatic shutoff device At 95% full | Interstitial Monitoring within Secondary Containment |  |  |  | Automatic flow restrictor (MLLD) | Automatic flow restrictor (MLLD) | Interstitial Monitoring within Secondary Containment |  |  |  |  | UST Currently In Use: 2; UST Temp Close: 0; AST Currently In Use: 0; AST Temp Closed: 0 | 2 | 0 | 0 | 25843-101-021396 | GAS EXPRESS
53183 | Currently in Use |  | 2021-01-05 |  | Petroleum | Unleaded gasoline | Unleaded gasoline | Retail | Double Wall | Double Wall |  |  | Double Wall |  | 2021-01-05 | Catchment Basin | Automatic shutoff device At 95% full | Automatic shutoff device At 95% full | Interstitial Monitoring within Secondary Containment |  |  |  | Containment Sump | Automatic flow restrictor (MLLD) | Interstitial Monitoring within Secondary Containment |  |  |  |  | UST Currently In Use: 2; UST Temp Close: 0; AST Currently In Use: 0; AST Temp Closed: 0 | 2 | 0 | 0 | 25951-101-021397 | GAS EXPRESS
53184 | Currently in Use |  | 2020-12-10 |  | Petroleum | Premium gasoline | Premium gasoline | Retail | Fiberglass coated steel | Double Wall |  |  | Double Wall |  | 2021-01-05 | Catchment Basin | Automatic shutoff device At 95% full | Automatic shutoff device At 95% full | Interstitial Monitoring within Secondary Containment |  |  |  | Automatic flow restrictor (MLLD) | Automatic flow restrictor (MLLD) | Interstitial Monitoring within Secondary Containment |  |  |  |  | UST Currently In Use: 2; UST Temp Close: 0; AST Currently In Use: 0; AST Temp Closed: 0 | 2 | 0 | 0 | 25951-101-021397 | GAS EXPRESS
53186 | Currently in Use |  | 2021-02-20 |  | Petroleum | Unleaded gasoline | Unleaded gasoline |  | Fiberglass coated steel | Double Wall |  |  | Flexible |  | 2021-02-20 | Catchment Basin | Audible high level alarm At 90% full | Audible high level alarm At 90% full | Interstitial Monitoring within Secondary Containment |  |  |  | Automatic flow restrictor (MLLD) | Automatic flow restrictor (MLLD) | Interstitial Monitoring within Secondary Containment | SENSOR TO ATG | Continuous alarm system | Continuous alarm system |  | UST Currently In Use: 2; UST Temp Close: 0; AST Currently In Use: 0; AST Temp Closed: 0 | 2 | 0 | 0 | 25957-061-021399 | RONALD REID
53187 | Currently in Use |  | 2021-02-20 |  | Petroleum | On road diesel | On road diesel | Retail | Fiberglass coated steel | Double Wall |  |  | Double Wall |  | 2021-02-20 | Catchment Basin | Audible high level alarm At 90% full | Audible high level alarm At 90% full | Interstitial Monitoring within Secondary Containment |  |  |  | Containment Sump | Automatic flow restrictor (MLLD) | Interstitial Monitoring within Secondary Containment | SENSOR TO ATG | Continuous alarm system | Continuous alarm system |  | UST Currently In Use: 2; UST Temp Close: 0; AST Currently In Use: 0; AST Temp Closed: 0 | 2 | 0 | 0 | 25957-061-021399 | RONALD REID
53188 | Currently in Use |  | 2021-03-16 |  | Petroleum | Unleaded gasoline | Unleaded gasoline | Retail | Fiberglass reinforced plastic | Double Wall |  |  | Fiberglass reinforced plastic |  |  | Catchment Basin | Automatic shutoff device At 95% full | Automatic shutoff device At 95% full | Interstitial Monitoring within Secondary Containment |  |  | Single walled submersible pump containment sump | Sump sensor relayed to automatically shut off submersible pump | Automatic flow restrictor (MLLD) | Interstitial Monitoring within Secondary Containment |  |  |  |  | UST Currently In Use: 2; UST Temp Close: 0; AST Currently In Use: 0; AST Temp Closed: 0 | 2 | 0 | 2 | 13579-095-018814 | MURPHY OIL USA, INC.
53189 | Currently in Use |  | 2021-03-16 |  | Petroleum | Premium gasoline | Premium gasoline | Retail | Double Wall | Double Wall |  |  | Double Wall |  |  | Catchment Basin | Automatic shutoff device At 95% full | Automatic shutoff device At 95% full | Interstitial Monitoring within Secondary Containment |  |  | Single walled submersible pump containment sump | Sump sensor relayed to automatically shut off submersible pump | Automatic flow restrictor (MLLD) | Interstitial Monitoring within Secondary Containment |  |  |  |  | UST Currently In Use: 2; UST Temp Close: 0; AST Currently In Use: 0; AST Temp Closed: 0 | 2 | 0 | 2 | 13579-095-018814 | MURPHY OIL USA, INC.
53190 | Currently in Use |  | 2020-11-05 |  | Petroleum | Unleaded gasoline | Unleaded gasoline | Retail | Double Wall | Double Wall |  |  | Double Wall |  | 2020-11-05 | Single walled catchment basin | Automatic shutoff device At 95% full | Automatic shutoff device At 95% full | Interstitial Monitoring within Secondary Containment | SENSOR TO ATG | Continuous Automatic Tank Gauge |  | Automatic shutoff device (AELLD) | Automatic shutoff device (AELLD) | Interstitial Monitoring within Secondary Containment | SENSOR TO ATG |  |  |  | UST Currently In Use: 8; UST Temp Close: 0; AST Currently In Use: 0; AST Temp Closed: 0 | 8 | 0 | 0 | 21090-097-021375 | LOVES COUNTRY STORES
53191 | Currently in Use |  | 2020-11-05 |  | Petroleum | Unleaded gasoline | Unleaded gasoline | Retail | Fiberglass reinforced plastic | Double Wall |  |  | Double Wall |  | 2020-11-05 | Single walled catchment basin | Automatic shutoff device At 95% full | Automatic shutoff device At 95% full | Interstitial Monitoring within Secondary Containment | SENSOR TO ATG | Continuous Automatic Tank Gauge |  | Automatic shutoff device (AELLD) | Automatic shutoff device (AELLD) | Interstitial Monitoring within Secondary Containment | SENSOR TO ATG |  |  |  | UST Currently In Use: 8; UST Temp Close: 0; AST Currently In Use: 0; AST Temp Closed: 0 | 8 | 0 | 0 | 21090-097-021375 | LOVES COUNTRY STORES
53192 | Currently in Use |  | 2020-11-05 |  | Petroleum | On road diesel | On road diesel | Retail | Fiberglass reinforced plastic | Double Wall |  |  | Flexible |  | 2020-11-05 | Single walled catchment basin | Automatic shutoff device At 95% full | Automatic shutoff device At 95% full | Interstitial Monitoring within Secondary Containment | SENSOR TO ATG | Continuous Automatic Tank Gauge |  | Automatic shutoff device (AELLD) | Automatic shutoff device (AELLD) | Interstitial Monitoring within Secondary Containment | SENSOR TO ATG | Continuous alarm system | Continuous alarm system |  | UST Currently In Use: 8; UST Temp Close: 0; AST Currently In Use: 0; AST Temp Closed: 0 | 8 | 0 | 0 | 21090-097-021375 | LOVES COUNTRY STORES
53193 | Currently in Use |  | 2020-11-05 |  | Petroleum | On road diesel | On road diesel |  | Double Wall | Double Wall |  |  | Double Wall |  | 2020-11-05 | Single walled catchment basin | Automatic shutoff device At 95% full | Automatic shutoff device At 95% full | Interstitial Monitoring within Secondary Containment | SENSOR TO ATG | Continuous Automatic Tank Gauge |  | Automatic shutoff device (AELLD) | Automatic shutoff device (AELLD) | Interstitial Monitoring within Secondary Containment | SENSOR TO ATG |  |  |  | UST Currently In Use: 8; UST Temp Close: 0; AST Currently In Use: 0; AST Temp Closed: 0 | 8 | 0 | 0 | 21090-097-021375 | LOVES COUNTRY STORES
53194 | Currently in Use |  | 2020-11-05 |  | Petroleum | 100% biodiesel (Not Regulated) | 100% biodiesel (Not Regulated) | Retail | Double Wall | Double Wall |  |  | Double Wall |  | 2020-11-05 | Single walled catchment basin | Automatic shutoff device At 95% full | Automatic shutoff device At 95% full | Interstitial Monitoring within Secondary Containment | SENSOR TO ATG | Continuous Automatic Tank Gauge |  | Automatic shutoff device (AELLD) | Automatic shutoff device (AELLD) | Interstitial Monitoring within Secondary Containment | SENSOR TO ATG | Continuous alarm system | Continuous alarm system |  | UST Currently In Use: 8; UST Temp Close: 0; AST Currently In Use: 0; AST Temp Closed: 0 | 8 | 0 | 0 | 21090-097-021375 | LOVES COUNTRY STORES
53195 | Currently in Use |  | 2020-11-05 |  | Petroleum | Other, DEF | Other | Retail | Fiberglass reinforced plastic | Double Wall |  |  | Flexible |  | 2020-11-05 | Single walled catchment basin | Automatic shutoff device At 95% full | Automatic shutoff device At 95% full | Interstitial Monitoring within Secondary Containment |  | Continuous Automatic Tank Gauge |  | Containment Sump | Automatic shutoff device (AELLD) | Interstitial Monitoring within Secondary Containment | SENSOR TO ATG | Continuous alarm system | Continuous alarm system |  | UST Currently In Use: 8; UST Temp Close: 0; AST Currently In Use: 0; AST Temp Closed: 0 | 8 | 0 | 0 | 21090-097-021375 | LOVES COUNTRY STORES
53196 | Currently in Use |  | 2020-10-28 |  | Petroleum | Virgin oil | Virgin oil | Retail | Double Wall | Double Wall |  |  | Double Wall |  | 2020-11-05 | Single walled catchment basin | Audible high level alarm At 90% full | Audible high level alarm At 90% full | Interstitial Monitoring within Secondary Containment | SENSOR TO ATG | Continuous Automatic Tank Gauge | [8 empty] | UST Currently In Use: 8; UST Temp Close: 0; AST Currently In Use: 0; AST Temp Closed: 0 | 8 | 0 | 0 | 21090-097-021375 | LOVES COUNTRY STORES
53201 | Currently in Use |  | 2020-10-28 |  | Petroleum | Virgin oil | Virgin oil | Retail | Double Wall | Double Wall |  |  | Double Wall |  | 2020-11-05 | Single walled catchment basin | Automatic shutoff device At 95% full | Audible high level alarm At 90% full | Interstitial Monitoring within Secondary Containment |  | Continuous Automatic Tank Gauge | [8 empty] | UST Currently In Use: 8; UST Temp Close: 0; AST Currently In Use: 0; AST Temp Closed: 0 | 8 | 0 | 0 | 21090-097-021375 | LOVES COUNTRY STORES
53202 | Currently in Use |  | 2020-09-15 |  | Petroleum | Unleaded gasoline | Unleaded gasoline | Retail | Fiberglass coated steel | Double Wall |  |  | MASTIC |  | 2020-09-15 | Catchment Basin | Automatic shutoff device At 95% full | Automatic shutoff device At 95% full | Interstitial Monitoring within Secondary Containment | SENSOR TO ATG | Continuous Automatic Tank Gauge |  | Automatic shutoff device (AELLD) | Automatic shutoff device (AELLD) | Interstitial Monitoring within Secondary Containment | SENSOR TO ATG | Continuous alarm system | Continuous alarm system |  | UST Currently In Use: 2; UST Temp Close: 0; AST Currently In Use: 0; AST Temp Closed: 0 | 2 | 0 | 0 | 25249-073-021401 | AHMED (MIKE) BHADIGIA
53204 | Currently in Use |  | 2020-09-15 |  | Petroleum | Premium gasoline | Premium gasoline | Retail | Double Wall | Double Wall |  |  | MASTIC |  | 2020-09-15 | Catchment Basin | Automatic shutoff device At 95% full | Automatic shutoff device At 95% full | Interstitial Monitoring within Secondary Containment | SENSOR TO ATG | Continuous Automatic Tank Gauge |  | Automatic shutoff device (AELLD) | Automatic shutoff device (AELLD) | Interstitial Monitoring within Secondary Containment | SENSOR TO ATG | Continuous alarm system | Continuous alarm system |  | UST Currently In Use: 2; UST Temp Close: 0; AST Currently In Use: 0; AST Temp Closed: 0 | 2 | 0 | 0 | 25249-073-021401 | AHMED (MIKE) BHADIGIA
53205 | Currently in Use |  | 2020-11-17 |  | Petroleum | Unleaded gasoline | Unleaded gasoline | Retail | Fiberglass reinforced plastic | Double Wall |  |  | Fiberglass reinforced plastic |  |  | Catchment Basin | Automatic shutoff device At 95% full | Automatic shutoff device At 95% full | Interstitial Monitoring within Secondary Containment |  |  |  | Automatic shutoff device (AELLD) | Automatic shutoff device (AELLD) | Interstitial Monitoring within Secondary Containment |  | Continuous alarm system | Continuous alarm system |  | UST Currently In Use: 2; UST Temp Close: 0; AST Currently In Use: 0; AST Temp Closed: 0 | 2 | 0 | 3 | 22372-101-004551 | LIONS PRIDE MARKET INC
53206 | Currently in Use |  | 2020-11-17 |  | Petroleum | On road diesel | On road diesel | Retail | Fiberglass reinforced plastic | Double Wall |  |  | Fiberglass reinforced plastic |  |  | Catchment Basin | Automatic shutoff device At 95% full | Automatic shutoff device At 95% full | Interstitial Monitoring within Secondary Containment |  |  |  | Containment Sump | Automatic shutoff device (AELLD) | Interstitial Monitoring within Secondary Containment |  | Continuous alarm system | Continuous alarm system |  | UST Currently In Use: 2; UST Temp Close: 0; AST Currently In Use: 0; AST Temp Closed: 0 | 2 | 0 | 3 | 22372-101-004551 | LIONS PRIDE MARKET INC
53207 | Currently in Use |  | 2021-03-17 |  | Petroleum | On road diesel | On road diesel | Retail | Double Wall | Double Wall |  |  | Double Wall |  |  | Catchment Basin | Automatic shutoff device At 95% full | Automatic shutoff device At 95% full | Interstitial Monitoring within Secondary Containment |  | Automatic Tank Gauge | Single walled submersible pump containment sump | Containment Sump | Automatic flow restrictor (MLLD) | Interstitial Monitoring within Secondary Containment |  |  |  |  | UST Currently In Use: 2; UST Temp Close: 0; AST Currently In Use: 0; AST Temp Closed: 0 | 2 | 0 | 0 | 22859-115-018255 | KARIMA ALLUDDIN
53208 | Currently in Use |  | 2020-11-11 |  | Petroleum | Unleaded gasoline | Unleaded gasoline | Retail | Double Wall | Double Wall |  |  | Double Wall |  | 2020-11-11 | Catchment Basin | Automatic shutoff device At 95% full | Automatic shutoff device At 95% full | Interstitial Monitoring within Secondary Containment |  |  |  | Containment Sump | Automatic flow restrictor (MLLD) | Interstitial Monitoring within Secondary Containment |  |  |  |  | UST Currently In Use: 2; UST Temp Close: 0; AST Currently In Use: 0; AST Temp Closed: 0 | 2 | 0 | 0 | 25843-101-021403 | GAS EXPRESS
53209 | Currently in Use |  | 2020-11-11 |  | Petroleum | Premium gasoline | Premium gasoline | Retail | Double Wall | Double Wall |  |  | Flexible |  | 2020-11-11 | Catchment Basin | Automatic shutoff device At 95% full | Automatic shutoff device At 95% full | Interstitial Monitoring within Secondary Containment |  |  |  | Containment Sump | Automatic flow restrictor (MLLD) | Interstitial Monitoring within Secondary Containment |  |  |  |  | UST Currently In Use: 2; UST Temp Close: 0; AST Currently In Use: 0; AST Temp Closed: 0 | 2 | 0 | 0 | 25843-101-021403 | GAS EXPRESS
53212 | Currently in Use |  | 2021-07-01 |  | Petroleum | Unleaded gasoline | Unleaded gasoline | Retail | Double Wall | Double Wall |  |  | Double Wall |  | 2021-07-01 | Catchment Basin | Automatic shutoff device At 95% full | Automatic shutoff device At 95% full | Interstitial Monitoring within Secondary Containment |  |  |  | Containment Sump | Automatic flow restrictor (MLLD) | Interstitial Monitoring within Secondary Containment |  |  |  |  | UST Currently In Use: 2; UST Temp Close: 0; AST Currently In Use: 0; AST Temp Closed: 0 | 2 | 0 | 0 | 25969-081-021404 | GANESHA LLC
53213 | Currently in Use |  | 2021-07-01 |  | Petroleum | Premium gasoline | Premium gasoline | Retail | Double Wall | Double Wall |  |  | Double Wall |  | 2021-07-01 | Catchment Basin | Automatic shutoff device At 95% full | Automatic shutoff device At 95% full | Interstitial Monitoring within Secondary Containment |  |  |  | Containment Sump | Automatic flow restrictor (MLLD) | Interstitial Monitoring within Secondary Containment |  |  |  |  | UST Currently In Use: 2; UST Temp Close: 0; AST Currently In Use: 0; AST Temp Closed: 0 | 2 | 0 | 0 | 25969-081-021404 | GANESHA LLC
53214 | Currently in Use |  | 2021-06-10 |  | Petroleum | Unleaded gasoline | Unleaded gasoline | Retail | Fiberglass coated steel | Double Wall |  |  | Double Wall |  | 2021-06-10 | Catchment Basin | Automatic shutoff device At 95% full | Automatic shutoff device At 95% full | Interstitial Monitoring within Secondary Containment |  |  |  | Automatic shutoff device (AELLD) | Automatic shutoff device (AELLD) | Interstitial Monitoring within Secondary Containment |  |  |  |  | UST Currently In Use: 1; UST Temp Close: 0; AST Currently In Use: 0; AST Temp Closed: 0 | 1 | 0 | 0 | 25975-123-021405 | DONNIE MCDANIEL
53215 | Currently in Use |  | 2021-02-09 |  | Petroleum | Premium gasoline | Premium gasoline | Retail | Double Wall | Double Wall |  |  | Flexible |  | 2021-02-09 | Catchment Basin | Automatic shutoff device At 95% full | Automatic shutoff device At 95% full | Interstitial Monitoring within Secondary Containment |  |  | Single walled submersible pump containment sump | Automatic shutoff device (AELLD) | Automatic shutoff device (AELLD) | Interstitial Monitoring within Secondary Containment |  |  |  |  | UST Currently In Use: 5; UST Temp Close: 0; AST Currently In Use: 0; AST Temp Closed: 0 | 5 | 0 | 0 | 21012-125-021409 | SPEEDWAY LLC
53216 | Currently in Use |  | 2021-02-09 |  | Petroleum | Unleaded gasoline | Unleaded gasoline | Retail | Fiberglass reinforced plastic | Double Wall |  |  | Flexible |  | 2021-02-09 | Catchment Basin | Automatic shutoff device At 95% full | Automatic shutoff device At 95% full | Interstitial Monitoring within Secondary Containment |  |  | Single walled submersible pump containment sump | Containment Sump | Containment Sump | Interstitial Monitoring within Secondary Containment |  |  |  |  | UST Currently In Use: 5; UST Temp Close: 0; AST Currently In Use: 0; AST Temp Closed: 0 | 5 | 0 | 0 | 21012-125-021409 | SPEEDWAY LLC
53217 | Currently in Use |  | 2021-02-09 |  | Petroleum | On road diesel | On road diesel | Retail | Fiberglass reinforced plastic | Double Wall |  |  | Flexible |  | 2021-02-09 | Catchment Basin | Automatic shutoff device At 95% full | Automatic shutoff device At 95% full | Interstitial Monitoring within Secondary Containment |  |  | Single walled submersible pump containment sump | Automatic shutoff device (AELLD) | Automatic shutoff device (AELLD) |  |  | Continuous alarm system | Continuous alarm system |  | UST Currently In Use: 5; UST Temp Close: 0; AST Currently In Use: 0; AST Temp Closed: 0 | 5 | 0 | 0 | 21012-125-021409 | SPEEDWAY LLC
53219 | Currently in Use |  | 2021-02-09 |  | Petroleum | On road diesel | On road diesel | Retail | Fiberglass reinforced plastic | Double Wall |  |  | Double Wall |  | 2021-02-09 | Catchment Basin | Automatic shutoff device At 95% full | Automatic shutoff device At 95% full | Interstitial Monitoring within Secondary Containment |  |  | Single walled submersible pump containment sump | Automatic shutoff device (AELLD) | Automatic shutoff device (AELLD) |  |  | Continuous alarm system | Continuous alarm system |  | UST Currently In Use: 5; UST Temp Close: 0; AST Currently In Use: 0; AST Temp Closed: 0 | 5 | 0 | 0 | 21012-125-021409 | SPEEDWAY LLC
53229 | Currently in Use |  | 2021-02-09 |  | Petroleum | Other, X-DEF | Other | Retail | Fiberglass reinforced plastic | Double Wall |  |  | Double Wall |  | 2021-02-09 | Catchment Basin | Automatic shutoff device At 95% full | Automatic shutoff device At 95% full | Interstitial Monitoring within Secondary Containment |  |  | Single walled submersible pump containment sump | Automatic shutoff device (AELLD) | Automatic shutoff device (AELLD) | Interstitial Monitoring within Secondary Containment |  |  |  |  | UST Currently In Use: 5; UST Temp Close: 0; AST Currently In Use: 0; AST Temp Closed: 0 | 5 | 0 | 0 | 21012-125-021409 | SPEEDWAY LLC
53230 | Currently in Use |  | 2021-05-12 |  | Petroleum | Unleaded gasoline | Unleaded gasoline | Retail | Fiberglass coated steel | Double Wall |  |  | Fiberglass reinforced plastic |  | 2021-05-12 | Catchment Basin | Automatic shutoff device At 95% full | Automatic shutoff device At 95% full | Interstitial Monitoring within Secondary Containment |  |  |  | Automatic shutoff device (AELLD) | Automatic shutoff device (AELLD) | Interstitial Monitoring within Secondary Containment |  | Continuous alarm system | Continuous alarm system |  | UST Currently In Use: 2; UST Temp Close: 0; AST Currently In Use: 0; AST Temp Closed: 0 | 2 | 0 | 0 | 25961-001-021410 | PREM SUN NEIL LLC
53232 | Currently in Use |  | 2021-05-02 |  | Petroleum | Premium gasoline | Premium gasoline | Retail | Double Wall | Double Wall |  |  | Fiberglass reinforced plastic |  | 2021-05-12 | Catchment Basin | Automatic shutoff device At 95% full | Automatic shutoff device At 95% full | Interstitial Monitoring within Secondary Containment |  |  |  | Automatic shutoff device (AELLD) | Automatic shutoff device (AELLD) | Interstitial Monitoring within Secondary Containment |  | Continuous alarm system | Continuous alarm system |  | UST Currently In Use: 2; UST Temp Close: 0; AST Currently In Use: 0; AST Temp Closed: 0 | 2 | 0 | 0 | 25961-001-021410 | PREM SUN NEIL LLC
53233 | Currently in Use |  | 2021-06-29 |  | Petroleum | Unleaded gasoline | Unleaded gasoline | Retail | Fiberglass reinforced plastic | Double Wall |  |  | Fiberglass reinforced plastic |  |  | Catchment Basin | Automatic shutoff device At 95% full | Automatic shutoff device At 95% full | Interstitial Monitoring within Secondary Containment | SENSOR TO ATG |  | Single walled submersible pump containment sump | Automatic flow restrictor (MLLD) | Automatic flow restrictor (MLLD) | Interstitial Monitoring within Secondary Containment | SENSOR TO ATG | Annual line testing | Annual line testing |  | UST Currently In Use: 2; UST Temp Close: 0; AST Currently In Use: 0; AST Temp Closed: 0 | 2 | 0 | 2 | 13579-073-018833 | MURPHY OIL USA, INC.
53234 | Currently in Use |  | 2021-06-29 |  | Petroleum | Premium gasoline | Premium gasoline | Retail | 8P-10D-8NE | Double Wall |  |  | Double Wall |  |  | Catchment Basin | Automatic shutoff device At 95% full | Automatic shutoff device At 95% full | Interstitial Monitoring within Secondary Containment | SENSOR TO ATG |  | Single walled submersible pump containment sump | Containment Sump | Automatic flow restrictor (MLLD) | Interstitial Monitoring within Secondary Containment | SENSOR TO ATG | Continuous alarm system | Annual line testing |  | UST Currently In Use: 2; UST Temp Close: 0; AST Currently In Use: 0; AST Temp Closed: 0 | 2 | 0 | 2 | 13579-073-018833 | MURPHY OIL USA, INC.
53236 | Currently in Use |  | 2021-04-22 |  | Petroleum | Unleaded gasoline | Unleaded gasoline | Retail | Double Wall | Double Wall |  |  | Flexible |  | 2021-04-22 | Catchment Basin | Automatic shutoff device At 95% full | Automatic shutoff device At 95% full | Interstitial Monitoring within Secondary Containment |  | Other | Single walled submersible pump containment sump | Containment Sump | Automatic flow restrictor (MLLD) | Interstitial Monitoring within Secondary Containment |  | INTMON REQ | Continuous alarm system |  | UST Currently In Use: 2; UST Temp Close: 0; AST Currently In Use: 0; AST Temp Closed: 0 | 2 | 0 | 0 | 25492-089-021412 | TRI STAR ENERGY
53237 | Currently in Use |  | 2021-04-22 |  | Petroleum | Premium gasoline | Premium gasoline | Retail | Double Wall | Double Wall |  |  | Double Wall |  | 2021-04-22 | Catchment Basin | Automatic shutoff device At 95% full | Automatic shutoff device At 95% full | Interstitial Monitoring within Secondary Containment |  | Other | Single walled submersible pump containment sump | Containment Sump | Automatic flow restrictor (MLLD) | Interstitial Monitoring within Secondary Containment |  | INTMON REQ | Continuous alarm system |  | UST Currently In Use: 2; UST Temp Close: 0; AST Currently In Use: 0; AST Temp Closed: 0 | 2 | 0 | 0 | 25492-089-021412 | TRI STAR ENERGY
53238 | Currently in Use |  | 2021-08-06 |  | Petroleum | Unleaded gasoline | Unleaded gasoline | Retail | Double Wall | Double Wall |  |  | Double Wall |  | 2021-08-06 | Catchment Basin | Automatic shutoff device At 95% full | Automatic shutoff device At 95% full | Interstitial Monitoring within Secondary Containment |  |  | Single walled submersible pump containment sump | Automatic flow restrictor (MLLD) | Automatic flow restrictor (MLLD) | Interstitial Monitoring within Secondary Containment |  | Other | Other |  | UST Currently In Use: 2; UST Temp Close: 0; AST Currently In Use: 0; AST Temp Closed: 0 | 2 | 0 | 0 | 25492-089-021413 | TRI STAR ENERGY
53239 | Currently in Use |  | 2021-08-06 |  | Petroleum | Premium gasoline | Premium gasoline | Retail | Double Wall | Double Wall |  |  | Double Wall |  | 2021-08-06 | Catchment Basin | Automatic shutoff device At 95% full | Automatic shutoff device At 95% full | Interstitial Monitoring within Secondary Containment |  |  | Single walled submersible pump containment sump | Automatic flow restrictor (MLLD) | Automatic flow restrictor (MLLD) | Interstitial Monitoring within Secondary Containment |  | Other | Other |  | UST Currently In Use: 2; UST Temp Close: 0; AST Currently In Use: 0; AST Temp Closed: 0 | 2 | 0 | 0 | 25492-089-021413 | TRI STAR ENERGY
53240 | Currently in Use |  | 2021-07-10 |  | Petroleum | Unleaded gasoline | Unleaded gasoline | Retail | Double Wall | Double Wall |  |  | Double Wall |  | 2021-07-10 | Catchment Basin | Flow Rest 90% Full | Automatic shutoff device At 95% full | Interstitial Monitoring within Secondary Containment |  | Continuous Automatic Tank Gauge |  | Automatic flow restrictor (MLLD) | Automatic flow restrictor (MLLD) |  |  | Annual line testing | Annual line testing |  | UST Currently In Use: 2; UST Temp Close: 0; AST Currently In Use: 0; AST Temp Closed: 0 | 2 | 0 | 0 | 25998-031-021414 | HEER PROPERTIES LLC
53242 | Currently in Use |  | 2021-07-10 |  | Petroleum | Premium gasoline | Premium gasoline | Retail | Double Wall | Double Wall |  |  | Double Wall |  | 2021-07-10 | Catchment Basin | Automatic shutoff device At 95% full | Automatic shutoff device At 95% full | Interstitial Monitoring within Secondary Containment |  | Continuous Automatic Tank Gauge |  | Automatic flow restrictor (MLLD) | Automatic flow restrictor (MLLD) |  |  | Annual line testing | Annual line testing |  | UST Currently In Use: 2; UST Temp Close: 0; AST Currently In Use: 0; AST Temp Closed: 0 | 2 | 0 | 0 | 25998-031-021414 | HEER PROPERTIES LLC
53243 | Currently in Use |  | 2020-07-20 |  | Petroleum | Unleaded gasoline | Unleaded gasoline | Retail | Double Wall | Double Wall |  |  | Double Wall |  | 2020-07-20 | Catchment Basin | Automatic shutoff device At 95% full | Automatic shutoff device At 95% full | Interstitial Monitoring within Secondary Containment |  | Other |  | Automatic flow restrictor (MLLD) | Automatic flow restrictor (MLLD) | Interstitial Monitoring within Secondary Containment |  | Other | Other |  | UST Currently In Use: 2; UST Temp Close: 0; AST Currently In Use: 0; AST Temp Closed: 0 | 2 | 0 | 0 | 23806-125-021415 | ROYAL INVESTMENT GROUP LLC
53244 | Currently in Use |  | 2020-07-30 |  | Petroleum | Premium gasoline | Premium gasoline | Retail | Fiberglass coated steel | Double Wall |  |  | Double Wall |  | 2020-07-20 | Catchment Basin | Automatic shutoff device At 95% full | Automatic shutoff device At 95% full | Interstitial Monitoring within Secondary Containment |  | Other |  | Automatic flow restrictor (MLLD) | Automatic flow restrictor (MLLD) | Interstitial Monitoring within Secondary Containment |  | Other | Other |  | UST Currently In Use: 2; UST Temp Close: 0; AST Currently In Use: 0; AST Temp Closed: 0 | 2 | 0 | 0 | 23806-125-021415 | ROYAL INVESTMENT GROUP LLC
53245 | Currently in Use |  | 2021-06-25 |  | Petroleum | Unleaded gasoline | Unleaded gasoline | Retail | Double Wall | Double Wall |  |  | Double Wall |  | 2021-06-25 | Catchment Basin | Automatic shutoff device At 95% full | Automatic shutoff device At 95% full | Interstitial Monitoring within Secondary Containment |  | Other | Single walled submersible pump containment sump | Automatic shutoff device (AELLD) | Automatic shutoff device (AELLD) | Interstitial Monitoring within Secondary Containment |  | Other | Continuous alarm system |  | UST Currently In Use: 3; UST Temp Close: 0; AST Currently In Use: 0; AST Temp Closed: 0 | 3 | 0 | 0 | 26005-059-021416 | MARK WELBORN
53246 | Currently in Use |  | 2021-06-25 |  | Petroleum | Premium gasoline | Premium gasoline | Retail | Double Wall | Double Wall |  |  | Double Wall |  | 2021-06-25 | Catchment Basin |  |  | Interstitial Monitoring within Secondary Containment |  | Other | Single walled submersible pump containment sump | Automatic shutoff device (AELLD) | Automatic shutoff device (AELLD) | Interstitial Monitoring within Secondary Containment |  | Continuous alarm system | Continuous alarm system |  | UST Currently In Use: 3; UST Temp Close: 0; AST Currently In Use: 0; AST Temp Closed: 0 | 3 | 0 | 0 | 26005-059-021416 | MARK WELBORN
53247 | Currently in Use |  | 2021-06-25 |  | Petroleum | On road diesel | On road diesel | Retail | Double Wall | Double Wall |  |  | Double Wall |  | 2021-06-25 | Catchment Basin | Automatic shutoff device At 95% full | Automatic shutoff device At 95% full | Interstitial Monitoring within Secondary Containment |  | Other | Single walled submersible pump containment sump | Automatic shutoff device (AELLD) | Automatic shutoff device (AELLD) | Interstitial Monitoring within Secondary Containment |  | Other | Continuous alarm system |  | UST Currently In Use: 3; UST Temp Close: 0; AST Currently In Use: 0; AST Temp Closed: 0 | 3 | 0 | 0 | 26005-059-021416 | MARK WELBORN
53249 | Currently in Use |  | 2021-01-21 |  | Petroleum | Unleaded gasoline | Unleaded gasoline | Retail | Double Wall | Double Wall |  |  | Double Wall |  | 2021-01-21 | Catchment Basin | Audible high level alarm At 90% full | Audible high level alarm At 90% full | Interstitial Monitoring within Secondary Containment |  | Other | Single walled submersible pump containment sump | Automatic shutoff device (AELLD) | Automatic shutoff device (AELLD) | Interstitial Monitoring within Secondary Containment |  | Continuous alarm system | Continuous alarm system |  | UST Currently In Use: 3; UST Temp Close: 0; AST Currently In Use: 0; AST Temp Closed: 0 | 3 | 0 | 0 | 14001-117-021418 | RACETRAC PETROLEUM, INC.
53250 | Currently in Use |  | 2021-01-21 |  | Petroleum | Premium gasoline | Premium gasoline | Retail | Double Wall | Double Wall |  |  | Double Wall |  | 2021-01-21 | Catchment Basin | Audible high level alarm At 90% full | Audible high level alarm At 90% full | Interstitial Monitoring within Secondary Containment |  | Other | Single walled submersible pump containment sump | Automatic shutoff device (AELLD) | Automatic shutoff device (AELLD) | Interstitial Monitoring within Secondary Containment |  | INTMON | Continuous alarm system |  | UST Currently In Use: 3; UST Temp Close: 0; AST Currently In Use: 0; AST Temp Closed: 0 | 3 | 0 | 0 | 14001-117-021418 | RACETRAC PETROLEUM, INC.
53251 | Currently in Use |  | 2021-01-21 |  | Petroleum | On road diesel | On road diesel | Retail | Double Wall | Double Wall |  |  | Double Wall |  | 2021-01-21 | Catchment Basin | Audible high level alarm At 90% full | Audible high level alarm At 90% full | Interstitial Monitoring within Secondary Containment |  | Other | Single walled submersible pump containment sump | Automatic shutoff device (AELLD) | Automatic shutoff device (AELLD) | Interstitial Monitoring within Secondary Containment |  | Continuous alarm system | Continuous alarm system |  | UST Currently In Use: 3; UST Temp Close: 0; AST Currently In Use: 0; AST Temp Closed: 0 | 3 | 0 | 0 | 14001-117-021418 | RACETRAC PETROLEUM, INC.
53252 | Currently in Use |  | 2020-11-11 |  | Petroleum | Unleaded gasoline | Unleaded gasoline | Retail | Fiberglass coated steel | Double Wall |  |  | Flexible |  | 2020-11-11 | Single walled catchment basin | Automatic shutoff device At 95% full | Automatic shutoff device At 95% full | Interstitial Monitoring within Secondary Containment |  |  |  | Automatic flow restrictor (MLLD) | Automatic flow restrictor (MLLD) | Interstitial Monitoring within Secondary Containment |  |  |  |  | UST Currently In Use: 2; UST Temp Close: 0; AST Currently In Use: 0; AST Temp Closed: 0 | 2 | 0 | 0 | 25843-101-021419 | GAS EXPRESS
53255 | Currently in Use |  | 2020-11-11 |  | Petroleum | Premium gasoline | Premium gasoline | Retail | Double Wall | Double Wall |  |  | Flexible |  | 2020-11-11 | Catchment Basin | Automatic shutoff device At 95% full | Automatic shutoff device At 95% full | Interstitial Monitoring within Secondary Containment |  |  |  | Automatic flow restrictor (MLLD) | Automatic flow restrictor (MLLD) | Interstitial Monitoring within Secondary Containment |  |  |  |  | UST Currently In Use: 2; UST Temp Close: 0; AST Currently In Use: 0; AST Temp Closed: 0 | 2 | 0 | 0 | 25843-101-021419 | GAS EXPRESS
53256 | Currently in Use |  | 2021-01-14 |  | Petroleum | Unleaded gasoline | Unleaded gasoline | Retail | Double Wall | Double Wall |  |  | Flexible |  | 2021-01-14 | Catchment Basin | Automatic shutoff device At 95% full | Automatic shutoff device At 95% full | Interstitial Monitoring within Secondary Containment |  |  |  | Automatic flow restrictor (MLLD) | Automatic flow restrictor (MLLD) | Interstitial Monitoring within Secondary Containment |  |  |  |  | UST Currently In Use: 2; UST Temp Close: 0; AST Currently In Use: 0; AST Temp Closed: 0 | 2 | 0 | 0 | 25843-081-021420 | GAS EXPRESS
53257 | Currently in Use |  | 2021-01-14 |  | Petroleum | Premium gasoline | Premium gasoline | Retail | Double Wall | Double Wall |  |  | Flexible |  | 2021-01-14 | Catchment Basin | Automatic shutoff device At 95% full | Automatic shutoff device At 95% full | Interstitial Monitoring within Secondary Containment |  |  |  | Automatic flow restrictor (MLLD) | Automatic flow restrictor (MLLD) | Interstitial Monitoring within Secondary Containment |  |  |  |  | UST Currently In Use: 2; UST Temp Close: 0; AST Currently In Use: 0; AST Temp Closed: 0 | 2 | 0 | 0 | 25843-081-021420 | GAS EXPRESS
53258 | Currently in Use |  | 2020-10-15 |  | Petroleum | Unleaded gasoline | Unleaded gasoline | Retail | Double Wall | Double Wall |  |  | Fiberglass reinforced plastic |  |  | Catchment Basin | Automatic shutoff device At 95% full | Automatic shutoff device At 95% full | Interstitial Monitoring within Secondary Containment |  |  | Single walled submersible pump containment sump | Automatic flow restrictor (MLLD) | Automatic flow restrictor (MLLD) | Interstitial Monitoring within Secondary Containment |  | Continuous alarm system | Continuous alarm system |  | UST Currently In Use: 3; UST Temp Close: 0; AST Currently In Use: 0; AST Temp Closed: 0 | 3 | 0 | 5 | 23164-121-015178 | BIG DADDY'S FAYETTVILLE LLC
53259 | Currently in Use |  | 2020-10-15 |  | Petroleum | On road diesel | On road diesel | Retail | Double Wall | Double Wall |  |  | Fiberglass reinforced plastic |  |  | Catchment Basin | Automatic shutoff device At 95% full | Automatic shutoff device At 95% full | Interstitial Monitoring within Secondary Containment |  |  |  | Automatic flow restrictor (MLLD) | Automatic flow restrictor (MLLD) | Interstitial Monitoring within Secondary Containment |  | Continuous alarm system | Continuous alarm system |  | UST Currently In Use: 3; UST Temp Close: 0; AST Currently In Use: 0; AST Temp Closed: 0 | 3 | 0 | 5 | 23164-121-015178 | BIG DADDY'S FAYETTVILLE LLC
53260 | Currently in Use |  | 2020-10-15 |  | Petroleum | On road diesel | On road diesel | Retail | Double Wall | Double Wall |  |  | Double Wall |  |  | Catchment Basin | Automatic shutoff device At 95% full | Automatic shutoff device At 95% full | Interstitial Monitoring within Secondary Containment |  |  |  | Automatic flow restrictor (MLLD) | Automatic flow restrictor (MLLD) | Interstitial Monitoring within Secondary Containment |  | Continuous alarm system | Continuous alarm system |  | UST Currently In Use: 3; UST Temp Close: 0; AST Currently In Use: 0; AST Temp Closed: 0 | 3 | 0 | 5 | 23164-121-015178 | BIG DADDY'S FAYETTVILLE LLC
53261 | Currently in Use |  | 2021-07-27 |  | Petroleum | Unleaded gasoline | Unleaded gasoline |  | Fiberglass reinforced plastic | Double Wall |  |  | Fiberglass reinforced plastic |  |  | Catchment Basin | Automatic shutoff device At 95% full | Automatic shutoff device At 95% full | Interstitial Monitoring within Secondary Containment |  |  |  | Containment Sump | Containment Sump | Interstitial Monitoring within Secondary Containment |  |  |  |  | UST Currently In Use: 4; UST Temp Close: 0; AST Currently In Use: 0; AST Temp Closed: 0 | 4 | 0 | 0 | 13579-081-018714 | MURPHY OIL USA, INC.
53262 | Currently in Use |  | 2021-07-27 |  | Petroleum | Premium gasoline | Premium gasoline | Retail | Fiberglass reinforced plastic | Double Wall |  |  | Fiberglass reinforced plastic |  |  | Catchment Basin | Automatic shutoff device At 95% full | Automatic shutoff device At 95% full | Interstitial Monitoring within Secondary Containment |  |  |  | Sump sensor relayed to automatically shut off submersible pump | Automatic flow restrictor (MLLD) | Interstitial Monitoring within Secondary Containment |  |  |  |  | UST Currently In Use: 4; UST Temp Close: 0; AST Currently In Use: 0; AST Temp Closed: 0 | 4 | 0 | 0 | 13579-081-018714 | MURPHY OIL USA, INC.
53263 | Currently in Use |  | 2021-08-01 |  | Petroleum | Premium gasoline | Premium gasoline | Retail | Fiberglass coated steel | Double Wall |  |  | Double Wall |  |  | Catchment Basin | Automatic shutoff device At 95% full | Automatic shutoff device At 95% full | Interstitial Monitoring within Secondary Containment |  | Continuous Automatic Tank Gauge |  | Automatic shutoff device (AELLD) | Automatic shutoff device (AELLD) | Interstitial Monitoring within Secondary Containment |  | Continuous alarm system | Continuous alarm system |  | UST Currently In Use: 4; UST Temp Close: 0; AST Currently In Use: 0; AST Temp Closed: 0 | 4 | 0 | 0 | 13343-073-018435 | MCCULLOUGH OIL COMPANY, INC.
53264 | Currently in Use |  | 2021-08-25 |  | Petroleum | Unleaded gasoline | Unleaded gasoline | Retail | Double Wall | Double Wall |  |  | Fiberglass reinforced plastic |  | 2021-08-25 | Catchment Basin | Automatic shutoff device At 95% full | Automatic shutoff device At 95% full | Interstitial Monitoring within Secondary Containment |  |  | Single walled submersible pump containment sump | Automatic flow restrictor (MLLD) | Automatic flow restrictor (MLLD) | Interstitial Monitoring within Secondary Containment |  | INTMON REQ | Other |  | UST Currently In Use: 4; UST Temp Close: 0; AST Currently In Use: 0; AST Temp Closed: 0 | 4 | 0 | 0 | 24200-077-021423 | MCCOY & COMPANY, INC.
53267 | Currently in Use |  | 2021-08-15 |  | Petroleum | Unleaded gasoline | Unleaded gasoline | Retail | Double Wall | Double Wall |  |  | Double Wall |  | 2021-08-25 | Catchment Basin | Automatic shutoff device At 95% full | Automatic shutoff device At 95% full | Interstitial Monitoring within Secondary Containment |  | ATG | Single walled submersible pump containment sump | Automatic flow restrictor (MLLD) | Automatic flow restrictor (MLLD) | Interstitial Monitoring within Secondary Containment |  | Other | Other |  | UST Currently In Use: 4; UST Temp Close: 0; AST Currently In Use: 0; AST Temp Closed: 0 | 4 | 0 | 0 | 24200-077-021423 | MCCOY & COMPANY, INC.
53268 | Currently in Use |  | 2021-08-15 |  | Petroleum | Premium gasoline | Premium gasoline | Retail | Double Wall | Double Wall |  |  | Double Wall |  | 2021-08-25 | Catchment Basin | Automatic shutoff device At 95% full | Automatic shutoff device At 95% full | Interstitial Monitoring within Secondary Containment |  | Other | Single walled submersible pump containment sump | Automatic flow restrictor (MLLD) | Automatic flow restrictor (MLLD) | Interstitial Monitoring within Secondary Containment |  | INTMON REQ | Other |  | UST Currently In Use: 4; UST Temp Close: 0; AST Currently In Use: 0; AST Temp Closed: 0 | 4 | 0 | 0 | 24200-077-021423 | MCCOY & COMPANY, INC.
53269 | Currently in Use |  | 2021-08-15 |  | Petroleum | On road diesel | On road diesel | Retail | Double Wall | Double Wall |  |  | Double Wall |  | 2021-08-25 | Catchment Basin | Automatic shutoff device At 95% full | Automatic shutoff device At 95% full | Interstitial Monitoring within Secondary Containment |  | ATG | Single walled submersible pump containment sump | Automatic flow restrictor (MLLD) | Automatic flow restrictor (MLLD) | Interstitial Monitoring within Secondary Containment |  | Other | Other |  | UST Currently In Use: 4; UST Temp Close: 0; AST Currently In Use: 0; AST Temp Closed: 0 | 4 | 0 | 0 | 24200-077-021423 | MCCOY & COMPANY, INC.
53271 | Currently in Use |  | 2021-09-14 |  | Petroleum | Unleaded gasoline | Unleaded gasoline | Retail | Double Wall | Double Wall |  |  | Double Wall |  |  | Double walled catchment basin | Automatic shutoff device At 95% full | Automatic shutoff device At 95% full | Interstitial Monitoring within Secondary Containment |  |  | Single walled under dispenser containment | Automatic flow restrictor (MLLD) | Automatic flow restrictor (MLLD) | Interstitial Monitoring within Secondary Containment |  |  |  |  | UST Currently In Use: 2; UST Temp Close: 0; AST Currently In Use: 0; AST Temp Closed: 0 | 2 | 0 | 0 | 13579-089-018900 | Murphy Oil USA, Inc.
53272 | Currently in Use |  | 2021-09-14 |  | Petroleum | Premium gasoline | Premium gasoline | Retail | Double Wall | Double Wall |  |  | Fiberglass reinforced plastic |  |  | Double walled catchment basin | Automatic shutoff device At 95% full | Automatic shutoff device At 95% full | Interstitial Monitoring within Secondary Containment |  |  | Single walled under dispenser containment | Automatic flow restrictor (MLLD) | Automatic flow restrictor (MLLD) | Interstitial Monitoring within Secondary Containment |  |  |  |  | UST Currently In Use: 2; UST Temp Close: 0; AST Currently In Use: 0; AST Temp Closed: 0 | 2 | 0 | 0 | 13579-089-018900 | Murphy Oil USA, Inc.
53274 | Currently in Use |  | 2021-05-12 |  | Petroleum | Unleaded gasoline | Unleaded gasoline | Retail | Fiberglass reinforced plastic | Double Wall |  |  | Double Wall |  |  | Double walled catchment basin | Automatic shutoff device At 95% full | Automatic shutoff device At 95% full | Interstitial Monitoring within Secondary Containment |  |  | Single walled submersible pump containment sump | Automatic shutoff device (AELLD) | Automatic shutoff device (AELLD) | Interstitial Monitoring within Secondary Containment |  |  |  |  | UST Currently In Use: 4; UST Temp Close: 0; AST Currently In Use: 0; AST Temp Closed: 0 | 4 | 0 | 0 | 21012-101-021428 | Speedway LLC
53275 | Currently in Use |  | 2021-05-12 |  | Petroleum | On road diesel | On road diesel | Retail | Fiberglass reinforced plastic | Double Wall |  |  | Double Wall |  |  | Double walled catchment basin | Automatic shutoff device At 95% full | Automatic shutoff device At 95% full | Interstitial Monitoring within Secondary Containment |  |  | Single walled under dispenser containment | Automatic shutoff device (AELLD) | Automatic shutoff device (AELLD) | Interstitial Monitoring within Secondary Containment |  |  |  |  | UST Currently In Use: 4; UST Temp Close: 0; AST Currently In Use: 0; AST Temp Closed: 0 | 4 | 0 | 0 | 21012-101-021428 | Speedway LLC
53276 | Currently in Use |  | 2021-05-12 |  |  |  |  | Retail | Fiberglass reinforced plastic | Double Wall |  |  | Flexible |  |  | Double walled catchment basin | Automatic shutoff device At 95% full | Automatic shutoff device At 95% full | Interstitial Monitoring within Secondary Containment | SENSOR TO ATG |  | Single walled under dispenser containment | Automatic shutoff device (AELLD) | Automatic shutoff device (AELLD) | Interstitial Monitoring within Secondary Containment | SENSOR TO ATG |  |  |  | UST Currently In Use: 4; UST Temp Close: 0; AST Currently In Use: 0; AST Temp Closed: 0 | 4 | 0 | 0 | 21012-101-021428 | Speedway LLC
53277 | Currently in Use |  | 2021-05-12 |  | Petroleum | Premium gasoline | Premium gasoline | Retail | Double Wall | Double Wall |  |  | Double Wall |  |  | Double walled catchment basin | Automatic shutoff device At 95% full | Automatic shutoff device At 95% full | Interstitial Monitoring within Secondary Containment |  |  | Single walled submersible pump containment sump | Automatic shutoff device (AELLD) | Automatic shutoff device (AELLD) | Interstitial Monitoring within Secondary Containment |  |  |  |  | UST Currently In Use: 4; UST Temp Close: 0; AST Currently In Use: 0; AST Temp Closed: 0 | 4 | 0 | 0 | 21012-101-021428 | Speedway LLC
53280 | Currently in Use |  | 1999-01-01 |  |  |  |  | Emergency Power Generator | Double Wall | Double Wall |  |  | Fiberglass reinforced plastic |  |  | Single walled catchment basin |  |  | Interstitial Monitoring within Secondary Containment | [10 empty] | UST Currently In Use: 1; UST Temp Close: 0; AST Currently In Use: 0; AST Temp Closed: 0 | 1 | 0 | 0 | 26056-101-021429 | General Services Administation
53282 | Currently in Use |  | 2021-04-21 |  | Petroleum | Unleaded gasoline | Unleaded gasoline | Retail | Double Wall | Double Wall |  |  | Flexible |  |  | Single walled catchment basin |  |  | Interstitial Monitoring within Secondary Containment |  |  |  | Automatic flow restrictor (MLLD) | Automatic flow restrictor (MLLD) | Interstitial Monitoring within Secondary Containment |  |  |  | Pressurized Piping | UST Currently In Use: 4; UST Temp Close: 1; AST Currently In Use: 0; AST Temp Closed: 0 | 4 | 1 | 0 | 25299-031-011362 | CAROLINES COUNTRY STORES LLC
53283 | Currently in Use | [28 empty] | UST Currently In Use: 3; UST Temp Close: 0; AST Currently In Use: 0; AST Temp Closed: 0 | 3 | 0 | 0 | 24423-127-018433 | MRIGESH PATEL
53291 | Currently in Use |  | 2021-05-31 |  | Petroleum | Unleaded gasoline | Unleaded gasoline | Retail | Double Wall | Double Wall |  |  | Fiberglass reinforced plastic |  |  | Single walled catchment basin | Automatic shutoff device At 95% full | Automatic shutoff device At 95% full | Interstitial Monitoring within Secondary Containment |  | Automatic Tank Gauge | Single walled submersible pump containment sump | Automatic shutoff device (AELLD) | Automatic shutoff device (AELLD) | Interstitial Monitoring within Secondary Containment |  |  |  |  | UST Currently In Use: 2; UST Temp Close: 0; AST Currently In Use: 0; AST Temp Closed: 0 | 2 | 0 | 0 | 20411-073-021438 | D.C. Oil Co.
53292 | Currently in Use |  | 2021-05-31 |  | Petroleum | Premium gasoline | Premium gasoline | Retail | Fiberglass reinforced plastic | Double Wall |  |  | Fiberglass reinforced plastic |  |  | Single walled catchment basin | Automatic shutoff device At 95% full | Automatic shutoff device At 95% full | Interstitial Monitoring within Secondary Containment |  | Automatic Tank Gauge | Single walled submersible pump containment sump | Automatic shutoff device (AELLD) | Automatic shutoff device (AELLD) | Interstitial Monitoring within Secondary Containment |  |  |  |  | UST Currently In Use: 2; UST Temp Close: 0; AST Currently In Use: 0; AST Temp Closed: 0 | 2 | 0 | 0 | 20411-073-021438 | D.C. Oil Co.
53294 | Currently in Use |  | 2021-05-19 |  | Petroleum | Unleaded gasoline | Unleaded gasoline | Retail | Double Wall | Double Wall |  |  | Fiberglass reinforced plastic |  |  | Double walled catchment basin | Automatic shutoff device At 95% full | Automatic shutoff device At 95% full | Interstitial Monitoring within Secondary Containment |  | Continuous Automatic Tank Gauge | Single walled submersible pump containment sump | Automatic shutoff device (AELLD) | Automatic shutoff device (AELLD) | Interstitial Monitoring within Secondary Containment |  |  |  |  | UST Currently In Use: 9; UST Temp Close: 0; AST Currently In Use: 0; AST Temp Closed: 0 | 9 | 0 | 0 | 26075-125-021439 | QuikTrip Corporation
53295 | Currently in Use |  | 2021-05-19 |  | Petroleum | Unleaded gasoline | Unleaded gasoline | Retail | Double Wall | Double Wall |  |  | Fiberglass reinforced plastic |  |  | Double walled catchment basin | Automatic shutoff device At 95% full | Automatic shutoff device At 95% full | Interstitial Monitoring within Secondary Containment |  | Continuous Automatic Tank Gauge | Single walled submersible pump containment sump | Automatic shutoff device (AELLD) | Automatic shutoff device (AELLD) | Interstitial Monitoring within Secondary Containment |  |  |  |  | UST Currently In Use: 9; UST Temp Close: 0; AST Currently In Use: 0; AST Temp Closed: 0 | 9 | 0 | 0 | 26075-125-021439 | QuikTrip Corporation
53297 | Currently in Use |  | 2022-05-19 |  | Petroleum | Ethanol free gasoline | Ethanol free gasoline | Retail | Double Wall | Double Wall |  |  | Double Wall |  |  | Double walled catchment basin | Automatic shutoff device At 95% full | Automatic shutoff device At 95% full | Interstitial Monitoring within Secondary Containment |  | Continuous Automatic Tank Gauge | Single walled under dispenser containment | Automatic shutoff device (AELLD) | Automatic shutoff device (AELLD) | Interstitial Monitoring within Secondary Containment |  |  |  |  | UST Currently In Use: 9; UST Temp Close: 0; AST Currently In Use: 0; AST Temp Closed: 0 | 9 | 0 | 0 | 26075-125-021439 | QuikTrip Corporation
53298 | Currently in Use |  | 2021-05-19 |  | Petroleum | Premium gasoline | Premium gasoline | Retail | Fiberglass reinforced plastic | Double Wall |  |  | Fiberglass reinforced plastic |  |  | Double walled catchment basin | Automatic shutoff device At 95% full | Automatic shutoff device At 95% full | Interstitial Monitoring within Secondary Containment |  | Continuous Automatic Tank Gauge | Single walled submersible pump containment sump | Automatic shutoff device (AELLD) | Automatic shutoff device (AELLD) | Interstitial Monitoring within Secondary Containment |  |  |  |  | UST Currently In Use: 9; UST Temp Close: 0; AST Currently In Use: 0; AST Temp Closed: 0 | 9 | 0 | 0 | 26075-125-021439 | QuikTrip Corporation
53299 | Currently in Use |  | 2021-05-12 |  | Petroleum | Diesel containing less than or equal to 20% biodiesel | Diesel containing less than or equal to 20% biodiesel | Retail | Double Wall | Double Wall |  |  | Fiberglass reinforced plastic |  |  | Double walled catchment basin | Automatic shutoff device At 95% full | Automatic shutoff device At 95% full | Interstitial Monitoring within Secondary Containment |  | Continuous Automatic Tank Gauge | Single walled submersible pump containment sump | Automatic shutoff device (AELLD) | Automatic shutoff device (AELLD) | Interstitial Monitoring within Secondary Containment |  |  |  |  | UST Currently In Use: 9; UST Temp Close: 0; AST Currently In Use: 0; AST Temp Closed: 0 | 9 | 0 | 0 | 26075-125-021439 | QuikTrip Corporation
53300 | Currently in Use |  | 2021-05-12 |  | Petroleum | On road diesel | On road diesel | Retail | Double Wall | Double Wall |  |  | Fiberglass reinforced plastic |  |  | Double walled catchment basin | Automatic shutoff device At 95% full | Automatic shutoff device At 95% full | Interstitial Monitoring within Secondary Containment |  | Continuous Automatic Tank Gauge | Single walled under dispenser containment | Automatic shutoff device (AELLD) | Automatic shutoff device (AELLD) | Interstitial Monitoring within Secondary Containment |  |  |  |  | UST Currently In Use: 9; UST Temp Close: 0; AST Currently In Use: 0; AST Temp Closed: 0 | 9 | 0 | 0 | 26075-125-021439 | QuikTrip Corporation
53301 | Currently in Use |  | 2021-05-12 |  | Petroleum | On road diesel | On road diesel | Retail | Double Wall | Double Wall |  |  | Double Wall |  |  | Double walled catchment basin | Automatic shutoff device At 95% full | Automatic shutoff device At 95% full | Interstitial Monitoring within Secondary Containment |  | Continuous Automatic Tank Gauge | Single walled submersible pump containment sump | Automatic shutoff device (AELLD) | Automatic shutoff device (AELLD) | Interstitial Monitoring within Secondary Containment |  |  |  |  | UST Currently In Use: 9; UST Temp Close: 0; AST Currently In Use: 0; AST Temp Closed: 0 | 9 | 0 | 0 | 26075-125-021439 | QuikTrip Corporation
53302 | Currently in Use |  | 2021-05-12 |  | Petroleum | On road diesel | On road diesel | Retail | Double Wall | Double Wall |  |  | Double Wall |  |  | Double walled catchment basin | Automatic shutoff device At 95% full | Automatic shutoff device At 95% full | Interstitial Monitoring within Secondary Containment |  | Continuous Automatic Tank Gauge | Single walled submersible pump containment sump | Automatic shutoff device (AELLD) | Automatic shutoff device (AELLD) | Interstitial Monitoring within Secondary Containment |  |  |  |  | UST Currently In Use: 9; UST Temp Close: 0; AST Currently In Use: 0; AST Temp Closed: 0 | 9 | 0 | 0 | 26075-125-021439 | QuikTrip Corporation
53303 | Currently in Use |  | 2021-05-12 |  | Petroleum | Other, DEF | Other | Retail | Fiberglass reinforced plastic | Double Wall |  |  | Fiberglass reinforced plastic |  |  | Double walled catchment basin | Automatic shutoff device At 95% full | Automatic shutoff device At 95% full | Interstitial Monitoring within Secondary Containment |  | Continuous Automatic Tank Gauge | Single walled submersible pump containment sump | Automatic shutoff device (AELLD) | Automatic shutoff device (AELLD) | Interstitial Monitoring within Secondary Containment |  |  |  |  | UST Currently In Use: 9; UST Temp Close: 0; AST Currently In Use: 0; AST Temp Closed: 0 | 9 | 0 | 0 | 26075-125-021439 | QuikTrip Corporation
53305 | Currently in Use |  | 2021-10-19 |  | Petroleum | Unleaded gasoline | Unleaded gasoline | Retail | Double Wall | Double Wall |  |  | Flexible |  |  | Single walled catchment basin | Automatic shutoff device At 95% full | Automatic shutoff device At 95% full | Interstitial Monitoring within Secondary Containment |  |  | Single walled under dispenser containment | Automatic shutoff device (AELLD) | Automatic shutoff device (AELLD) | Interstitial Monitoring within Secondary Containment |  |  |  |  | UST Currently In Use: 1; UST Temp Close: 0; AST Currently In Use: 0; AST Temp Closed: 0 | 1 | 0 | 0 | 22069-015-021440 | Sam's Properties, LLC
53307 | [29 empty] | UST Currently In Use: 1; UST Temp Close: 0; AST Currently In Use: 0; AST Temp Closed: 0 | 1 | 0 | 0 | 22069-015-021440 | Sam's Properties, LLC
53313 | Currently in Use |  | 2021-09-13 |  | Petroleum | Unleaded gasoline | Unleaded gasoline | Retail | Double Wall | Double Wall |  |  | Double Wall |  |  | Single walled catchment basin | Automatic shutoff device At 95% full | Automatic shutoff device At 95% full | Interstitial Monitoring within Secondary Containment |  | Continuous Automatic Tank Gauge | Single walled under dispenser containment | Sump sensor relayed to automatically shut off submersible pump | Automatic shutoff device (AELLD) | Interstitial Monitoring within Secondary Containment |  |  |  |  | UST Currently In Use: 4; UST Temp Close: 0; AST Currently In Use: 0; AST Temp Closed: 0 | 4 | 0 | 0 | 13343-073-021446 | McCullough Oil Company, Inc.
53314 | Currently in Use |  | 2021-09-13 |  | Petroleum | Premium gasoline | Premium gasoline | Retail | Fiberglass reinforced plastic | Double Wall |  |  | Fiberglass reinforced plastic |  |  | Single walled catchment basin | Automatic shutoff device At 95% full | Automatic shutoff device At 95% full | Interstitial Monitoring within Secondary Containment |  | Continuous Automatic Tank Gauge | Single walled submersible pump containment sump | Automatic shutoff device (AELLD) | Automatic shutoff device (AELLD) | Interstitial Monitoring within Secondary Containment |  |  |  |  | UST Currently In Use: 4; UST Temp Close: 0; AST Currently In Use: 0; AST Temp Closed: 0 | 4 | 0 | 0 | 13343-073-021446 | McCullough Oil Company, Inc.
53315 | Currently in Use |  | 2021-09-13 |  | Petroleum | Ethanol free gasoline | Ethanol free gasoline | Retail | Double Wall | Double Wall |  |  | Fiberglass reinforced plastic |  |  | Single walled catchment basin | Automatic shutoff device At 95% full | Automatic shutoff device At 95% full | Interstitial Monitoring within Secondary Containment |  | Continuous Automatic Tank Gauge | Single walled under dispenser containment | Sump sensor relayed to automatically shut off submersible pump | Automatic shutoff device (AELLD) | Interstitial Monitoring within Secondary Containment |  |  |  |  | UST Currently In Use: 4; UST Temp Close: 0; AST Currently In Use: 0; AST Temp Closed: 0 | 4 | 0 | 0 | 13343-073-021446 | McCullough Oil Company, Inc.
53316 | Currently in Use |  | 2021-09-13 |  | Petroleum | On road diesel | On road diesel | Retail | Double Wall | Double Wall |  |  | Fiberglass reinforced plastic |  |  | Single walled catchment basin | Automatic shutoff device At 95% full | Automatic shutoff device At 95% full | Interstitial Monitoring within Secondary Containment |  | Continuous Automatic Tank Gauge | Single walled submersible pump containment sump | Sump sensor relayed to automatically shut off submersible pump | Automatic shutoff device (AELLD) | Interstitial Monitoring within Secondary Containment |  |  |  |  | UST Currently In Use: 4; UST Temp Close: 0; AST Currently In Use: 0; AST Temp Closed: 0 | 4 | 0 | 0 | 13343-073-021446 | McCullough Oil Company, Inc.
53317 | Currently in Use |  | 2021-09-23 |  | Petroleum | Unleaded gasoline | Unleaded gasoline | Retail | Double Wall | Double Wall | [5 empty] | Catchment Basin | Automatic shutoff device At 95% full | Automatic shutoff device At 95% full | Interstitial Monitoring within Secondary Containment | [5 empty] | Interstitial Monitoring within Secondary Containment |  |  |  |  | UST Currently In Use: 2; UST Temp Close: 0; AST Currently In Use: 0; AST Temp Closed: 0 | 2 | 0 | 2 | 13579-111-018892 | MURPHY OIL USA, INC.
53318 | Currently in Use |  | 2021-09-23 |  | Petroleum | Premium gasoline | Premium gasoline | Retail |  |  |  |  | Double Wall |  |  | Catchment Basin | Automatic shutoff device At 95% full | Automatic shutoff device At 95% full | [6 empty] | Interstitial Monitoring within Secondary Containment |  |  |  |  | UST Currently In Use: 2; UST Temp Close: 0; AST Currently In Use: 0; AST Temp Closed: 0 | 2 | 0 | 2 | 13579-111-018892 | MURPHY OIL USA, INC.
53329 | Currently in Use |  | 2021-11-18 |  | Petroleum | Unleaded gasoline | Unleaded gasoline | Retail | Double Wall | Double Wall |  |  | Double Wall |  |  | Single walled catchment basin | Automatic shutoff device At 95% full | Automatic shutoff device At 95% full | Interstitial Monitoring within Secondary Containment | SENSOR TO ATG | Continuous Automatic Tank Gauge | Double walled submersible pump containment sump | Automatic flow restrictor (MLLD) | Automatic flow restrictor (MLLD) | Interstitial Monitoring within Secondary Containment | SENSOR TO ATG | Annual line testing | Annual line testing |  | UST Currently In Use: 1; UST Temp Close: 0; AST Currently In Use: 0; AST Temp Closed: 0 | 1 | 0 | 0 | 25895-073-010831 | Delta Investments
53330 | Currently in Use |  | 2021-10-09 |  | Petroleum | Unleaded gasoline | Unleaded gasoline | Retail | Double Wall | Double Wall |  |  | Fiberglass reinforced plastic |  |  | Double walled catchment basin | Audible high level alarm At 90% full | Audible high level alarm At 90% full | Interstitial Monitoring within Secondary Containment |  | Continuous Automatic Tank Gauge | Single walled submersible pump containment sump | Automatic shutoff device (AELLD) | Automatic shutoff device (AELLD) | Interstitial Monitoring within Secondary Containment |  |  |  |  | UST Currently In Use: 3; UST Temp Close: 0; AST Currently In Use: 0; AST Temp Closed: 0 | 3 | 0 | 0 | 21233-117-021449 | Mapco
53331 | Currently in Use |  | 2021-10-09 |  | Petroleum | Unleaded gasoline | Unleaded gasoline | Retail | Double Wall | Double Wall |  |  | Double Wall |  |  | Double walled catchment basin | Audible high level alarm At 90% full | Audible high level alarm At 90% full | Interstitial Monitoring within Secondary Containment |  | Continuous Automatic Tank Gauge | Single walled under dispenser containment | Automatic shutoff device (AELLD) | Automatic shutoff device (AELLD) | Interstitial Monitoring within Secondary Containment |  |  |  |  | UST Currently In Use: 3; UST Temp Close: 0; AST Currently In Use: 0; AST Temp Closed: 0 | 3 | 0 | 0 | 21233-117-021449 | Mapco
53332 | Currently in Use |  | 2021-10-09 |  | Petroleum | Unleaded gasoline | Unleaded gasoline | Retail | Double Wall | Double Wall |  |  | Double Wall |  |  | Double walled catchment basin | Audible high level alarm At 90% full | Audible high level alarm At 90% full | Interstitial Monitoring within Secondary Containment |  | Continuous Automatic Tank Gauge | Single walled under dispenser containment | Automatic shutoff device (AELLD) | Automatic shutoff device (AELLD) | Interstitial Monitoring within Secondary Containment |  |  |  |  | UST Currently In Use: 3; UST Temp Close: 0; AST Currently In Use: 0; AST Temp Closed: 0 | 3 | 0 | 0 | 21233-117-021449 | Mapco
53340 | Currently in Use |  | 2021-08-12 |  | Petroleum | Unleaded gasoline | Unleaded gasoline | Retail | Fiberglass reinforced plastic | Double Wall |  |  | Double Wall |  |  | Single walled catchment basin | Automatic shutoff device At 95% full | Automatic shutoff device At 95% full | Interstitial Monitoring within Secondary Containment |  |  | Single walled under dispenser containment | Automatic shutoff device (AELLD) | Automatic shutoff device (AELLD) | Interstitial Monitoring within Secondary Containment |  |  |  |  | UST Currently In Use: 4; UST Temp Close: 0; AST Currently In Use: 0; AST Temp Closed: 0 | 4 | 0 | 0 | 21012-073-021450 | Speedway LLC
53341 | Currently in Use |  | 2021-08-12 |  | Petroleum | On road diesel | On road diesel | Retail | Double Wall | Double Wall |  |  | Double Wall |  |  | Single walled catchment basin | Automatic shutoff device At 95% full | Automatic shutoff device At 95% full | Interstitial Monitoring within Secondary Containment |  |  | Single walled under dispenser containment | Automatic shutoff device (AELLD) | Automatic shutoff device (AELLD) | Interstitial Monitoring within Secondary Containment |  |  |  |  | UST Currently In Use: 4; UST Temp Close: 0; AST Currently In Use: 0; AST Temp Closed: 0 | 4 | 0 | 0 | 21012-073-021450 | Speedway LLC
53342 | Currently in Use |  | 2021-08-12 |  | Petroleum | On road diesel | On road diesel | Retail | Fiberglass reinforced plastic | Double Wall |  |  | Double Wall |  |  | Single walled catchment basin | Automatic shutoff device At 95% full | Automatic shutoff device At 95% full | Interstitial Monitoring within Secondary Containment |  |  | Single walled submersible pump containment sump | Automatic shutoff device (AELLD) | Automatic shutoff device (AELLD) | Interstitial Monitoring within Secondary Containment |  |  |  |  | UST Currently In Use: 4; UST Temp Close: 0; AST Currently In Use: 0; AST Temp Closed: 0 | 4 | 0 | 0 | 21012-073-021450 | Speedway LLC
53344 | Currently in Use |  | 2021-08-12 |  | Petroleum | Premium gasoline | Premium gasoline | Retail | Double Wall | Double Wall |  |  | Double Wall |  |  | Single walled catchment basin | Automatic shutoff device At 95% full | Automatic shutoff device At 95% full | Interstitial Monitoring within Secondary Containment |  |  | Single walled under dispenser containment | Automatic shutoff device (AELLD) | Automatic shutoff device (AELLD) | Interstitial Monitoring within Secondary Containment |  |  |  |  | UST Currently In Use: 4; UST Temp Close: 0; AST Currently In Use: 0; AST Temp Closed: 0 | 4 | 0 | 0 | 21012-073-021450 | Speedway LLC
53346 | Currently in Use |  | 2021-11-14 |  | Petroleum | Unleaded gasoline | Unleaded gasoline | Retail | Double Wall | Double Wall |  |  | Double Wall |  |  | Single walled catchment basin | Automatic shutoff device At 95% full | Automatic shutoff device At 95% full | Interstitial Monitoring within Secondary Containment |  |  | Single walled under dispenser containment | Automatic flow restrictor (MLLD) | Automatic flow restrictor (MLLD) | Interstitial Monitoring within Secondary Containment |  |  |  |  | UST Currently In Use: 4; UST Temp Close: 0; AST Currently In Use: 0; AST Temp Closed: 0 | 4 | 0 | 0 | 25843-101-021457 | Gas Express Petroleum
53347 | Currently in Use |  | 2021-11-14 |  | Petroleum | Unleaded gasoline | Unleaded gasoline | Retail | Double Wall | Double Wall |  |  | Double Wall |  |  | Single walled catchment basin | Automatic shutoff device At 95% full | Automatic shutoff device At 95% full | Interstitial Monitoring within Secondary Containment |  |  | Single walled under dispenser containment | Automatic flow restrictor (MLLD) | Automatic flow restrictor (MLLD) | Interstitial Monitoring within Secondary Containment |  |  |  |  | UST Currently In Use: 4; UST Temp Close: 0; AST Currently In Use: 0; AST Temp Closed: 0 | 4 | 0 | 0 | 25843-101-021457 | Gas Express Petroleum
53348 | Currently in Use |  | 2021-11-14 |  | Petroleum | On road diesel | On road diesel | Retail | Double Wall | Double Wall |  |  | Double Wall |  |  | Single walled catchment basin | Automatic shutoff device At 95% full | Automatic shutoff device At 95% full | Interstitial Monitoring within Secondary Containment |  |  | Single walled under dispenser containment | Automatic flow restrictor (MLLD) | Automatic flow restrictor (MLLD) | Interstitial Monitoring within Secondary Containment |  |  |  |  | UST Currently In Use: 4; UST Temp Close: 0; AST Currently In Use: 0; AST Temp Closed: 0 | 4 | 0 | 0 | 25843-101-021457 | Gas Express Petroleum
53349 | Currently in Use |  | 2021-11-14 |  | Petroleum | Gasoline containing greater than 10% ethanol | Gasoline containing greater than 10% ethanol | Retail | Double Wall | Double Wall |  |  | Double Wall |  |  | Single walled catchment basin | Automatic shutoff device At 95% full | Automatic shutoff device At 95% full | Interstitial Monitoring within Secondary Containment |  |  | Single walled under dispenser containment | Automatic flow restrictor (MLLD) | Automatic flow restrictor (MLLD) | Interstitial Monitoring within Secondary Containment |  |  |  |  | UST Currently In Use: 4; UST Temp Close: 0; AST Currently In Use: 0; AST Temp Closed: 0 | 4 | 0 | 0 | 25843-101-021457 | Gas Express Petroleum
53357 | Currently in Use |  | 2021-12-15 |  | Petroleum | Unleaded gasoline | Unleaded gasoline | Retail | Double Wall | Double Wall |  |  | Flexible |  |  | Single walled catchment basin | Automatic shutoff device At 95% full | Automatic shutoff device At 95% full | Interstitial Monitoring within Secondary Containment |  |  | Single walled submersible pump containment sump | Automatic shutoff device (AELLD) | Automatic shutoff device (AELLD) | Interstitial Monitoring within Secondary Containment |  |  |  |  | UST Currently In Use: 4; UST Temp Close: 0; AST Currently In Use: 0; AST Temp Closed: 0 | 4 | 0 | 0 | 21126-101-021452 | FREEDOM FUELS LLC
53358 | Currently in Use |  | 2021-12-15 |  | Petroleum | Unleaded gasoline | Unleaded gasoline | Retail | Double Wall | Double Wall |  |  | Flexible |  |  | Single walled catchment basin | Automatic shutoff device At 95% full | Automatic shutoff device At 95% full | Interstitial Monitoring within Secondary Containment |  |  | Single walled submersible pump containment sump | Automatic shutoff device (AELLD) | Automatic shutoff device (AELLD) | Interstitial Monitoring within Secondary Containment |  |  |  |  | UST Currently In Use: 4; UST Temp Close: 0; AST Currently In Use: 0; AST Temp Closed: 0 | 4 | 0 | 0 | 21126-101-021452 | FREEDOM FUELS LLC
53359 | Currently in Use |  | 2021-12-15 |  | Petroleum | Premium gasoline | Premium gasoline | Retail | Double Wall | Double Wall |  |  | Flexible |  |  | Single walled catchment basin | Automatic shutoff device At 95% full | Automatic shutoff device At 95% full | Interstitial Monitoring within Secondary Containment |  |  | Single walled submersible pump containment sump | Automatic shutoff device (AELLD) | Automatic shutoff device (AELLD) | Interstitial Monitoring within Secondary Containment |  |  |  |  | UST Currently In Use: 4; UST Temp Close: 0; AST Currently In Use: 0; AST Temp Closed: 0 | 4 | 0 | 0 | 21126-101-021452 | FREEDOM FUELS LLC
53360 | Currently in Use |  | 2021-12-15 |  | Petroleum | Other, DEF - Diesel Exhaust Fluid | Other | Retail | Double Wall | Double Wall |  |  | Flexible |  |  | Single walled catchment basin | Automatic shutoff device At 95% full | Automatic shutoff device At 95% full | Interstitial Monitoring within Secondary Containment |  |  | Single walled submersible pump containment sump | Automatic shutoff device (AELLD) | Automatic shutoff device (AELLD) | Interstitial Monitoring within Secondary Containment |  |  |  |  | UST Currently In Use: 4; UST Temp Close: 0; AST Currently In Use: 0; AST Temp Closed: 0 | 4 | 0 | 0 | 21126-101-021452 | FREEDOM FUELS LLC
53361 | Currently in Use |  | 2020-09-20 |  | Petroleum | Unleaded gasoline | Unleaded gasoline | Retail | Fiberglass coated steel | Double Wall |  |  | Double Wall |  |  | Single walled catchment basin | Automatic shutoff device At 95% full | Automatic shutoff device At 95% full | Interstitial Monitoring within Secondary Containment |  | Automatic Tank Gauge | Single walled under dispenser containment | Automatic shutoff device (AELLD) | Automatic shutoff device (AELLD) | Interstitial Monitoring within Secondary Containment |  |  |  |  | UST Currently In Use: 3; UST Temp Close: 0; AST Currently In Use: 0; AST Temp Closed: 0 | 3 | 0 | 0 | 26092-115-021455 | Shri Shayona Inc
53362 | Currently in Use |  | 2020-09-20 |  | Petroleum | Premium gasoline | Premium gasoline | Retail | Double Wall | Double Wall |  |  | Double Wall |  |  | Single walled catchment basin | Automatic shutoff device At 95% full | Automatic shutoff device At 95% full | Interstitial Monitoring within Secondary Containment |  | Other | Single walled submersible pump containment sump | Automatic shutoff device (AELLD) | Automatic shutoff device (AELLD) | Interstitial Monitoring within Secondary Containment |  |  |  |  | UST Currently In Use: 3; UST Temp Close: 0; AST Currently In Use: 0; AST Temp Closed: 0 | 3 | 0 | 0 | 26092-115-021455 | Shri Shayona Inc
53363 | Currently in Use |  | 2020-09-20 |  | Petroleum | Off road diesel | Off road diesel | Retail | Double Wall | Double Wall |  |  | Fiberglass reinforced plastic |  |  | Single walled catchment basin | Automatic shutoff device At 95% full | Automatic shutoff device At 95% full | Interstitial Monitoring within Secondary Containment |  | Other | Single walled submersible pump containment sump | Automatic shutoff device (AELLD) | Automatic shutoff device (AELLD) | Interstitial Monitoring within Secondary Containment |  |  |  |  | UST Currently In Use: 3; UST Temp Close: 0; AST Currently In Use: 0; AST Temp Closed: 0 | 3 | 0 | 0 | 26092-115-021455 | Shri Shayona Inc
53371 | Currently in Use |  | 2021-04-08 |  | Petroleum | Ethanol free gasoline | Ethanol free gasoline | Retail | Fiberglass coated steel | Double Wall |  |  | Double Wall |  |  | Single walled catchment basin | Automatic shutoff device At 95% full | Automatic shutoff device At 95% full | Interstitial Monitoring within Secondary Containment |  |  | Single walled under dispenser containment | Sump sensor relayed to automatically shut off submersible pump | Sump sensor relayed to automatically shut off submersible pump | Interstitial Monitoring within Secondary Containment |  |  |  |  | UST Currently In Use: 2; UST Temp Close: 0; AST Currently In Use: 0; AST Temp Closed: 0 | 2 | 0 | 0 | 26104-115-021458 | shivaay llc
53372 | Currently in Use |  | 2021-04-08 |  | Petroleum | Unleaded gasoline | Unleaded gasoline | Retail | Double Wall | Double Wall |  |  | Double Wall |  |  | Single walled catchment basin | Automatic shutoff device At 95% full | Automatic shutoff device At 95% full | Interstitial Monitoring within Secondary Containment |  |  | Single walled under dispenser containment | Sump sensor relayed to automatically shut off submersible pump | Sump sensor relayed to automatically shut off submersible pump | Interstitial Monitoring within Secondary Containment |  |  |  |  | UST Currently In Use: 2; UST Temp Close: 0; AST Currently In Use: 0; AST Temp Closed: 0 | 2 | 0 | 0 | 26104-115-021458 | shivaay llc
53376 | Currently in Use |  | 2021-05-19 |  | Petroleum | Unleaded gasoline | Unleaded gasoline | Retail | Double Wall | Double Wall |  |  | Fiberglass reinforced plastic |  |  | Double walled catchment basin | Automatic shutoff device At 95% full | Automatic shutoff device At 95% full | Interstitial Monitoring within Secondary Containment |  | Continuous Automatic Tank Gauge | Single walled under dispenser containment | Automatic shutoff device (AELLD) | Automatic shutoff device (AELLD) | Interstitial Monitoring within Secondary Containment |  |  |  |  | UST Currently In Use: 9; UST Temp Close: 0; AST Currently In Use: 0; AST Temp Closed: 0 | 9 | 0 | 0 | 26103-117-021459 | QuikTrip
53377 | Currently in Use |  | 2021-05-19 |  | Petroleum | Unleaded gasoline | Unleaded gasoline | Retail | Double Wall | Double Wall |  |  | Double Wall |  |  | Double walled catchment basin | Automatic shutoff device At 95% full | Automatic shutoff device At 95% full | Interstitial Monitoring within Secondary Containment |  | Continuous Automatic Tank Gauge | Single walled submersible pump containment sump | Automatic shutoff device (AELLD) | Automatic shutoff device (AELLD) | Interstitial Monitoring within Secondary Containment |  |  |  |  | UST Currently In Use: 9; UST Temp Close: 0; AST Currently In Use: 0; AST Temp Closed: 0 | 9 | 0 | 0 | 26103-117-021459 | QuikTrip
53378 | Currently in Use |  | 2021-05-19 |  | Petroleum | Ethanol free gasoline | Ethanol free gasoline | Retail | Fiberglass reinforced plastic | Double Wall |  |  | Flexible |  |  | Double walled catchment basin | Automatic shutoff device At 95% full | Automatic shutoff device At 95% full | Interstitial Monitoring within Secondary Containment |  | Continuous Automatic Tank Gauge | Single walled under dispenser containment | Automatic shutoff device (AELLD) | Automatic shutoff device (AELLD) | Interstitial Monitoring within Secondary Containment |  |  |  |  | UST Currently In Use: 9; UST Temp Close: 0; AST Currently In Use: 0; AST Temp Closed: 0 | 9 | 0 | 0 | 26103-117-021459 | QuikTrip
53379 | Currently in Use |  | 2021-05-19 |  | Petroleum | Premium gasoline | Premium gasoline | Retail | Fiberglass reinforced plastic | Double Wall |  |  | Fiberglass reinforced plastic |  |  | Double walled catchment basin | Automatic shutoff device At 95% full | Automatic shutoff device At 95% full | Interstitial Monitoring within Secondary Containment |  | Continuous Automatic Tank Gauge | Single walled under dispenser containment | Automatic shutoff device (AELLD) | Automatic shutoff device (AELLD) | Interstitial Monitoring within Secondary Containment |  |  |  |  | UST Currently In Use: 9; UST Temp Close: 0; AST Currently In Use: 0; AST Temp Closed: 0 | 9 | 0 | 0 | 26103-117-021459 | QuikTrip
53380 | Currently in Use |  | 2021-05-12 |  | Petroleum | Diesel containing less than or equal to 20% biodiesel | Diesel containing less than or equal to 20% biodiesel | Retail | Fiberglass reinforced plastic | Double Wall |  |  | Fiberglass reinforced plastic |  |  | Double walled catchment basin | Automatic shutoff device At 95% full | Automatic shutoff device At 95% full | Interstitial Monitoring within Secondary Containment |  | Continuous Automatic Tank Gauge | Single walled under dispenser containment | Automatic shutoff device (AELLD) | Automatic shutoff device (AELLD) | Interstitial Monitoring within Secondary Containment |  |  |  |  | UST Currently In Use: 9; UST Temp Close: 0; AST Currently In Use: 0; AST Temp Closed: 0 | 9 | 0 | 0 | 26103-117-021459 | QuikTrip
53381 | Currently in Use |  | 2021-05-12 |  | Petroleum | On road diesel | On road diesel | Retail | Double Wall | Double Wall |  |  | Fiberglass reinforced plastic |  |  | Double walled catchment basin | Automatic shutoff device At 95% full | Automatic shutoff device At 95% full | Interstitial Monitoring within Secondary Containment |  | Continuous Automatic Tank Gauge | Single walled submersible pump containment sump | Automatic shutoff device (AELLD) | Automatic shutoff device (AELLD) | Interstitial Monitoring within Secondary Containment |  |  |  |  | UST Currently In Use: 9; UST Temp Close: 0; AST Currently In Use: 0; AST Temp Closed: 0 | 9 | 0 | 0 | 26103-117-021459 | QuikTrip
53382 | Currently in Use |  | 2021-05-12 |  | Petroleum | On road diesel | On road diesel | Retail | Double Wall | Double Wall |  |  | Fiberglass reinforced plastic |  |  | Double walled catchment basin | Automatic shutoff device At 95% full | Automatic shutoff device At 95% full | Interstitial Monitoring within Secondary Containment |  | Continuous Automatic Tank Gauge | Single walled submersible pump containment sump | Automatic shutoff device (AELLD) | Automatic shutoff device (AELLD) | Interstitial Monitoring within Secondary Containment |  |  |  |  | UST Currently In Use: 9; UST Temp Close: 0; AST Currently In Use: 0; AST Temp Closed: 0 | 9 | 0 | 0 | 26103-117-021459 | QuikTrip
53383 | Currently in Use |  | 2021-05-12 |  | Petroleum | On road diesel | On road diesel | Retail | Double Wall | Double Wall |  |  | Double Wall |  |  | Double walled catchment basin | Automatic shutoff device At 95% full | Automatic shutoff device At 95% full | Interstitial Monitoring within Secondary Containment |  | Continuous Automatic Tank Gauge | Single walled submersible pump containment sump | Automatic shutoff device (AELLD) | Automatic shutoff device (AELLD) | Interstitial Monitoring within Secondary Containment |  |  |  |  | UST Currently In Use: 9; UST Temp Close: 0; AST Currently In Use: 0; AST Temp Closed: 0 | 9 | 0 | 0 | 26103-117-021459 | QuikTrip
53384 | Currently in Use |  | 2021-05-12 |  | Petroleum | Other, DEF | Other | Retail | Fiberglass reinforced plastic | Double Wall |  |  | Fiberglass reinforced plastic |  |  | Double walled catchment basin | Automatic shutoff device At 95% full | Automatic shutoff device At 95% full | Interstitial Monitoring within Secondary Containment |  | Continuous Automatic Tank Gauge | Single walled submersible pump containment sump | Automatic shutoff device (AELLD) | Automatic shutoff device (AELLD) | Interstitial Monitoring within Secondary Containment |  |  |  |  | UST Currently In Use: 9; UST Temp Close: 0; AST Currently In Use: 0; AST Temp Closed: 0 | 9 | 0 | 0 | 26103-117-021459 | QuikTrip
53389 | Currently in Use |  | 2022-01-19 |  | Petroleum | Unleaded gasoline | Unleaded gasoline | Retail | Double Wall | Double Wall |  |  | Double Wall |  |  | Single walled catchment basin | Audible high level alarm At 90% full | Audible high level alarm At 90% full | Interstitial Monitoring within Secondary Containment | SENSOR TO ATG | Automatic Tank Gauge | Single walled submersible pump containment sump | Sump sensor relayed to automatically shut off submersible pump | Sump sensor relayed to automatically shut off submersible pump | Interstitial Monitoring within Secondary Containment | SENSOR TO ATG |  |  | Pressurized Piping | UST Currently In Use: 2; UST Temp Close: 0; AST Currently In Use: 0; AST Temp Closed: 0 | 2 | 0 | 0 | 24978-089-021435 | Kroger Limited Partnership 1
53390 | Currently in Use |  | 2022-01-19 |  | Petroleum | Premium gasoline | Premium gasoline | Retail | Fiberglass reinforced plastic | Double Wall |  |  | Flexible |  |  | Single walled catchment basin | Audible high level alarm At 90% full | Audible high level alarm At 90% full | Interstitial Monitoring within Secondary Containment |  | Automatic Tank Gauge | Single walled under dispenser containment | Sump sensor relayed to automatically shut off submersible pump | Sump sensor relayed to automatically shut off submersible pump | Interstitial Monitoring within Secondary Containment |  |  |  |  | UST Currently In Use: 2; UST Temp Close: 0; AST Currently In Use: 0; AST Temp Closed: 0 | 2 | 0 | 0 | 24978-089-021435 | Kroger Limited Partnership 1
53415 | Currently in Use |  | 2021-09-23 |  | Petroleum | Unleaded gasoline | Unleaded gasoline | Retail | Double Wall | Double Wall |  |  | Double Wall |  |  | Double walled catchment basin | Automatic shutoff device At 95% full | Automatic shutoff device At 95% full | Interstitial Monitoring within Secondary Containment |  | Continuous Automatic Tank Gauge | Single walled submersible pump containment sump | Automatic shutoff device (AELLD) | Automatic shutoff device (AELLD) | Interstitial Monitoring within Secondary Containment |  |  |  |  | UST Currently In Use: 2; UST Temp Close: 0; AST Currently In Use: 0; AST Temp Closed: 0 | 2 | 0 | 0 | 12920-003-021461 | Junior Food Stores of West Florida, Inc.
53416 | Currently in Use |  | 2021-09-23 |  | Petroleum | Unleaded gasoline | Unleaded gasoline | Retail | Fiberglass reinforced plastic | Double Wall |  |  | Fiberglass reinforced plastic |  |  | Double walled catchment basin | Automatic shutoff device At 95% full | Automatic shutoff device At 95% full | Interstitial Monitoring within Secondary Containment |  | Continuous Automatic Tank Gauge | Single walled submersible pump containment sump | Automatic shutoff device (AELLD) | Automatic shutoff device (AELLD) | Interstitial Monitoring within Secondary Containment |  |  |  |  | UST Currently In Use: 2; UST Temp Close: 0; AST Currently In Use: 0; AST Temp Closed: 0 | 2 | 0 | 0 | 12920-003-021461 | Junior Food Stores of West Florida, Inc.
53426 | Currently in Use |  | 2021-07-23 |  | Petroleum | Unleaded gasoline | Unleaded gasoline | Retail | Double Wall | Double Wall |  |  | Fiberglass reinforced plastic |  |  | Double walled catchment basin | Audible high level alarm At 90% full | Audible high level alarm At 90% full | Interstitial Monitoring within Secondary Containment |  |  | Single walled under dispenser containment | Automatic flow restrictor (MLLD) | Automatic flow restrictor (MLLD) | Interstitial Monitoring within Secondary Containment |  |  |  |  | UST Currently In Use: 4; UST Temp Close: 0; AST Currently In Use: 0; AST Temp Closed: 0 | 4 | 0 | 0 | 14001-117-021462 | Racetrac Inc.
53427 | Currently in Use |  | 2021-07-23 |  | Petroleum | Premium gasoline | Premium gasoline | Retail | Double Wall | Double Wall |  |  | Fiberglass reinforced plastic |  |  | Double walled catchment basin | Audible high level alarm At 90% full | Audible high level alarm At 90% full | Interstitial Monitoring within Secondary Containment |  |  | Single walled submersible pump containment sump | Automatic flow restrictor (MLLD) | Automatic flow restrictor (MLLD) | Interstitial Monitoring within Secondary Containment |  |  |  |  | UST Currently In Use: 4; UST Temp Close: 0; AST Currently In Use: 0; AST Temp Closed: 0 | 4 | 0 | 0 | 14001-117-021462 | Racetrac Inc.
53428 | Currently in Use |  | 2021-07-23 |  | Petroleum | 100% biodiesel (Not Regulated) | 100% biodiesel (Not Regulated) | Retail | Double Wall | Double Wall |  |  | Double Wall |  |  | Double walled catchment basin | Automatic shutoff device At 95% full | Audible high level alarm At 90% full | Interstitial Monitoring within Secondary Containment |  |  | Single walled submersible pump containment sump | Automatic flow restrictor (MLLD) | Automatic flow restrictor (MLLD) | Interstitial Monitoring within Secondary Containment |  |  |  |  | UST Currently In Use: 4; UST Temp Close: 0; AST Currently In Use: 0; AST Temp Closed: 0 | 4 | 0 | 0 | 14001-117-021462 | Racetrac Inc.
53429 | Currently in Use |  | 2021-07-23 |  | Petroleum | On road diesel | On road diesel | Retail | Double Wall | Double Wall |  |  | Fiberglass reinforced plastic |  |  | Double walled catchment basin | Audible high level alarm At 90% full | Audible high level alarm At 90% full | Interstitial Monitoring within Secondary Containment |  |  | Single walled submersible pump containment sump | Automatic flow restrictor (MLLD) | Automatic flow restrictor (MLLD) | Interstitial Monitoring within Secondary Containment |  |  |  |  | UST Currently In Use: 4; UST Temp Close: 0; AST Currently In Use: 0; AST Temp Closed: 0 | 4 | 0 | 0 | 14001-117-021462 | Racetrac Inc.
53445 | Currently in Use |  | 2022-05-20 |  | Petroleum | Unleaded gasoline | Unleaded gasoline | Retail | Double Wall | Double Wall |  |  | Double Wall |  |  | Single walled catchment basin | Automatic shutoff device At 95% full | Automatic shutoff device At 95% full | Interstitial Monitoring within Secondary Containment |  | Continuous Automatic Tank Gauge | Single walled submersible pump containment sump | Automatic shutoff device (AELLD) | Automatic shutoff device (AELLD) | Interstitial Monitoring within Secondary Containment |  |  |  |  | UST Currently In Use: 3; UST Temp Close: 0; AST Currently In Use: 0; AST Temp Closed: 0 | 3 | 0 | 0 | 13526-073-021464 | Moore Oil Company
53446 | Currently in Use |  | 2022-05-20 |  | Petroleum | Unleaded gasoline | Unleaded gasoline | Retail | Double Wall | Double Wall |  |  | Double Wall |  |  | Single walled catchment basin | Automatic shutoff device At 95% full | Automatic shutoff device At 95% full | Interstitial Monitoring within Secondary Containment |  | Automatic Tank Gauge | Single walled under dispenser containment | Automatic shutoff device (AELLD) | Automatic shutoff device (AELLD) | Interstitial Monitoring within Secondary Containment |  |  |  |  | UST Currently In Use: 3; UST Temp Close: 0; AST Currently In Use: 0; AST Temp Closed: 0 | 3 | 0 | 0 | 13526-073-021464 | Moore Oil Company
53447 | Currently in Use |  | 2022-05-20 |  | Petroleum | Premium gasoline | Premium gasoline | Retail | Double Wall | Double Wall |  |  | Double Wall |  |  | Single walled catchment basin | Automatic shutoff device At 95% full | Automatic shutoff device At 95% full | Interstitial Monitoring within Secondary Containment |  | Automatic Tank Gauge | Single walled submersible pump containment sump | Automatic shutoff device (AELLD) | Automatic shutoff device (AELLD) | Interstitial Monitoring within Secondary Containment |  |  |  |  | UST Currently In Use: 3; UST Temp Close: 0; AST Currently In Use: 0; AST Temp Closed: 0 | 3 | 0 | 0 | 13526-073-021464 | Moore Oil Company
53459 | Currently in Use |  | 1999-01-01 |  | Petroleum | Unleaded gasoline | Unleaded gasoline | Retail | Steel | Steel | Coated & cathodic protection (sti-P3) |  | Fiberglass reinforced plastic |  |  | Single walled catchment basin | Automatic shutoff device At 95% full | Automatic shutoff device At 95% full |  |  | Statistical Inventory Reconciliation (SIR) | [8 empty] | UST Currently In Use: 1; UST Temp Close: 1; AST Currently In Use: 0; AST Temp Closed: 0 | 1 | 1 | 0 | 26131-097-017375 | Allison Frazier
53460 | Temporary Closed | 2022-04-21 | 1999-01-01 |  | Petroleum | Premium gasoline | Premium gasoline | Retail | Steel | Steel | Coated & cathodic protection (sti-P3) |  | Fiberglass reinforced plastic |  |  | Single walled catchment basin | Automatic shutoff device At 95% full | Automatic shutoff device At 95% full |  |  | Statistical Inventory Reconciliation (SIR) | [8 empty] | UST Currently In Use: 1; UST Temp Close: 1; AST Currently In Use: 0; AST Temp Closed: 0 | 1 | 1 | 0 | 26131-097-017375 | Allison Frazier
53464 | Currently in Use |  | 2022-05-05 |  | Petroleum | Unleaded gasoline | Unleaded gasoline | Retail | Double Wall | Double Wall |  |  | Double Wall |  |  | Single walled catchment basin | Automatic shutoff device At 95% full | Automatic shutoff device At 95% full | Interstitial Monitoring within Secondary Containment |  | Automatic Tank Gauge | Single walled submersible pump containment sump | Automatic shutoff device (AELLD) | Automatic shutoff device (AELLD) | Interstitial Monitoring within Secondary Containment |  |  |  |  | UST Currently In Use: 2; UST Temp Close: 0; AST Currently In Use: 0; AST Temp Closed: 0 | 2 | 0 | 0 | 26150-083-021448 | YASER ARDAFARI
53465 | Currently in Use |  | 2022-05-05 |  | Petroleum | Premium gasoline | Premium gasoline | Retail | Double Wall | Double Wall |  |  | Double Wall |  |  | Single walled catchment basin | Automatic shutoff device At 95% full | Automatic shutoff device At 95% full | Interstitial Monitoring within Secondary Containment |  | Continuous Automatic Tank Gauge | Single walled submersible pump containment sump | Automatic shutoff device (AELLD) | Automatic shutoff device (AELLD) | Interstitial Monitoring within Secondary Containment |  |  |  |  | UST Currently In Use: 2; UST Temp Close: 0; AST Currently In Use: 0; AST Temp Closed: 0 | 2 | 0 | 0 | 26150-083-021448 | YASER ARDAFARI
53469 | Currently in Use |  | 2021-10-14 |  | Petroleum | Unleaded gasoline | Unleaded gasoline | Retail | Double Wall | Double Wall |  |  | Double Wall |  |  | Single walled catchment basin | Automatic shutoff device At 95% full | Automatic shutoff device At 95% full | Interstitial Monitoring within Secondary Containment |  | Automatic Tank Gauge | Single walled submersible pump containment sump | Automatic flow restrictor (MLLD) | Automatic flow restrictor (MLLD) | Interstitial Monitoring within Secondary Containment |  |  |  |  | UST Currently In Use: 1; UST Temp Close: 0; AST Currently In Use: 0; AST Temp Closed: 0 | 1 | 0 | 0 | 14493-125-021470 | Southern Oil Company
53470 | Currently in Use |  | 2005-01-01 |  | Petroleum | Unleaded gasoline | Unleaded gasoline | Retail | Fiberglass coated steel | Fiberglass coated steel |  |  | Fiberglass reinforced plastic |  |  | Single walled catchment basin | Automatic shutoff device At 95% full | Automatic shutoff device At 95% full |  |  | Continuous Automatic Tank Gauge |  | Automatic flow restrictor (MLLD) | Automatic flow restrictor (MLLD) |  |  | Annual line testing | Annual line testing |  | UST Currently In Use: 2; UST Temp Close: 0; AST Currently In Use: 0; AST Temp Closed: 0 | 2 | 0 | 0 | 10748-023-021379 | Burns & Burns, Inc.
53471 | Currently in Use |  | 2005-01-01 |  | Petroleum | Ethanol free gasoline | Ethanol free gasoline | Retail | Fiberglass coated steel | Fiberglass coated steel |  |  | Fiberglass reinforced plastic |  |  | Single walled catchment basin | Automatic shutoff device At 95% full | Automatic shutoff device At 95% full |  |  | Continuous Automatic Tank Gauge |  | Automatic flow restrictor (MLLD) | Automatic flow restrictor (MLLD) |  |  | Annual line testing | Annual line testing |  | UST Currently In Use: 2; UST Temp Close: 0; AST Currently In Use: 0; AST Temp Closed: 0 | 2 | 0 | 0 | 10748-023-021379 | Burns & Burns, Inc.
53472 | Currently in Use |  | 2021-06-30 |  | Petroleum | Unleaded gasoline | Unleaded gasoline | Retail | Double Wall | Double Wall |  |  | Fiberglass reinforced plastic |  |  | Double walled catchment basin | Automatic shutoff device At 95% full | Automatic shutoff device At 95% full | Interstitial Monitoring within Secondary Containment |  |  | Single walled submersible pump containment sump | Sump sensor relayed to automatically shut off submersible pump | Automatic flow restrictor (MLLD) | Interstitial Monitoring within Secondary Containment |  |  |  |  | UST Currently In Use: 2; UST Temp Close: 0; AST Currently In Use: 0; AST Temp Closed: 0 | 2 | 0 | 0 | 25690-071-021471 | Lackey and Dean Oil, LLC
53473 | Currently in Use |  | 2021-06-30 |  | Petroleum | Unleaded gasoline | Unleaded gasoline | Retail | Double Wall | Double Wall |  |  | Fiberglass reinforced plastic |  |  | Double walled catchment basin | Automatic shutoff device At 95% full | Automatic shutoff device At 95% full | Interstitial Monitoring within Secondary Containment |  |  | Single walled under dispenser containment | Sump sensor relayed to automatically shut off submersible pump | Automatic flow restrictor (MLLD) | Interstitial Monitoring within Secondary Containment |  |  |  |  | UST Currently In Use: 2; UST Temp Close: 0; AST Currently In Use: 0; AST Temp Closed: 0 | 2 | 0 | 0 | 25690-071-021471 | Lackey and Dean Oil, LLC
53484 | Currently in Use |  | 2022-03-19 |  | Petroleum | Unleaded gasoline | Unleaded gasoline | Retail | Double Wall | Double Wall |  |  | Double Wall |  |  | Double walled catchment basin | Automatic shutoff device At 95% full | Automatic shutoff device At 95% full | Interstitial Monitoring within Secondary Containment | SENSOR TO ATG |  | Single walled under dispenser containment | Sump sensor relayed to automatically shut off submersible pump | Sump sensor relayed to automatically shut off submersible pump | Interstitial Monitoring within Secondary Containment |  | Annual line testing | Annual line testing | Pressurized Piping | UST Currently In Use: 2; UST Temp Close: 0; AST Currently In Use: 0; AST Temp Closed: 0 | 2 | 0 | 2 | 13579-127-017451 | MURPHY OIL USA, INC.
53485 | Currently in Use |  | 2022-03-19 |  | Petroleum | On road diesel | On road diesel | Retail | Double Wall | Double Wall |  |  | Double Wall |  |  | Double walled catchment basin | Automatic shutoff device At 95% full | Automatic shutoff device At 95% full | Interstitial Monitoring within Secondary Containment |  |  | Single walled under dispenser containment | Sump sensor relayed to automatically shut off submersible pump | Sump sensor relayed to automatically shut off submersible pump | Interstitial Monitoring within Secondary Containment | SENSOR TO ATG | Annual line testing | Annual line testing | Pressurized Piping | UST Currently In Use: 2; UST Temp Close: 0; AST Currently In Use: 0; AST Temp Closed: 0 | 2 | 0 | 2 | 13579-127-017451 | MURPHY OIL USA, INC.
53487 | Currently in Use |  | 2022-04-06 |  | Petroleum | Unleaded gasoline | Unleaded gasoline | Retail | Double Wall | Double Wall |  |  | Fiberglass reinforced plastic |  |  | Double walled catchment basin | Automatic shutoff device At 95% full | Automatic shutoff device At 95% full | Interstitial Monitoring within Secondary Containment |  | Automatic Tank Gauge | Single walled under dispenser containment | Automatic flow restrictor (MLLD) | Automatic flow restrictor (MLLD) | Interstitial Monitoring within Secondary Containment |  |  |  |  | UST Currently In Use: 2; UST Temp Close: 0; AST Currently In Use: 0; AST Temp Closed: 0 | 2 | 0 | 0 | 13579-121-018911 | Murphy Oil USA, Inc
53488 | Currently in Use |  | 2022-04-06 |  | Petroleum | Unleaded gasoline | Unleaded gasoline | Retail | Fiberglass reinforced plastic | Double Wall |  |  | Fiberglass reinforced plastic |  |  | Double walled catchment basin | Automatic shutoff device At 95% full | Automatic shutoff device At 95% full | Interstitial Monitoring within Secondary Containment |  | Automatic Tank Gauge | Single walled under dispenser containment | Automatic flow restrictor (MLLD) | Automatic flow restrictor (MLLD) | Interstitial Monitoring within Secondary Containment |  |  |  |  | UST Currently In Use: 2; UST Temp Close: 0; AST Currently In Use: 0; AST Temp Closed: 0 | 2 | 0 | 0 | 13579-121-018911 | Murphy Oil USA, Inc
53494 | Currently in Use |  | 2022-06-24 |  | Petroleum | Unleaded gasoline | Unleaded gasoline | Retail | Double Wall | Double Wall |  |  | Double Wall |  |  | Single walled catchment basin | Audible high level alarm At 90% full | Audible high level alarm At 90% full | Interstitial Monitoring within Secondary Containment |  |  | Single walled submersible pump containment sump | Automatic shutoff device (AELLD) | Automatic shutoff device (AELLD) | Interstitial Monitoring within Secondary Containment |  |  |  |  | UST Currently In Use: 4; UST Temp Close: 0; AST Currently In Use: 0; AST Temp Closed: 0 | 4 | 0 | 0 | 15420-101-021477 | MAPCO Express In.
53495 | Currently in Use |  | 2022-06-24 |  | Petroleum | Unleaded gasoline | Unleaded gasoline | Retail | Double Wall | Double Wall |  |  | Flexible |  |  | Single walled catchment basin | Audible high level alarm At 90% full | Audible high level alarm At 90% full | Interstitial Monitoring within Secondary Containment |  |  | Single walled under dispenser containment | Automatic shutoff device (AELLD) | Automatic shutoff device (AELLD) | Interstitial Monitoring within Secondary Containment |  |  |  |  | UST Currently In Use: 4; UST Temp Close: 0; AST Currently In Use: 0; AST Temp Closed: 0 | 4 | 0 | 0 | 15420-101-021477 | MAPCO Express In.
53496 | Currently in Use |  | 2022-06-24 |  | Petroleum | Premium gasoline | Premium gasoline | Retail | Double Wall | Double Wall |  |  | Flexible |  |  | Single walled catchment basin | Automatic shutoff device At 95% full | Audible high level alarm At 90% full | Interstitial Monitoring within Secondary Containment |  |  | Single walled under dispenser containment | Automatic shutoff device (AELLD) | Automatic shutoff device (AELLD) | Interstitial Monitoring within Secondary Containment |  |  |  |  | UST Currently In Use: 4; UST Temp Close: 0; AST Currently In Use: 0; AST Temp Closed: 0 | 4 | 0 | 0 | 15420-101-021477 | MAPCO Express In.
53497 | Currently in Use |  | 2022-06-24 |  | Petroleum | On road diesel | On road diesel | Retail | Fiberglass reinforced plastic | Double Wall |  |  | Flexible |  |  | Single walled catchment basin | Audible high level alarm At 90% full | Audible high level alarm At 90% full | Interstitial Monitoring within Secondary Containment |  |  | Single walled under dispenser containment | Automatic shutoff device (AELLD) | Automatic shutoff device (AELLD) | Interstitial Monitoring within Secondary Containment |  |  |  |  | UST Currently In Use: 4; UST Temp Close: 0; AST Currently In Use: 0; AST Temp Closed: 0 | 4 | 0 | 0 | 15420-101-021477 | MAPCO Express In.
53498 | Permanently Closed | 2022-09-15 | 1995-01-01 | 2022-09-15 | Petroleum | Unleaded gasoline | Unleaded gasoline | Industrial | Steel | Steel | Coated & cathodic protection (sti-P3) |  | Flexible |  |  | Single walled catchment basin | Audible high level alarm At 90% full | Audible high level alarm At 90% full | Interstitial Monitoring within Secondary Containment |  |  | Direct bury submersible pump | Other | Other | Interstitial Monitoring within Secondary Containment |  |  |  |  | UST Currently In Use: 0; UST Temp Close: 0; AST Currently In Use: 0; AST Temp Closed: 0 | 0 | 0 | 1 | 26149-125-021476 | Hall Taylor Construction Company, Inc.
53506 | Currently in Use | 2021-07-12 | 2021-07-12 |  |  |  |  | Retail | [21 empty] | UST Currently In Use: 1; UST Temp Close: 0; AST Currently In Use: 0; AST Temp Closed: 0 | 1 | 0 | 3 | 23868-101-005248 | SLIDELL OIL COMPANY, LLC
53533 | Currently in Use |  | 2022-03-24 |  | Petroleum | Unleaded gasoline | Unleaded gasoline | Retail | Fiberglass reinforced plastic | Double Wall |  |  | Double Wall |  |  | Single walled catchment basin | Automatic shutoff device At 95% full | Automatic shutoff device At 95% full | Interstitial Monitoring within Secondary Containment | SENSOR TO ATG | Other | Single walled under dispenser containment | Sump sensor relayed to automatically shut off submersible pump | Automatic flow restrictor (MLLD) | Interstitial Monitoring within Secondary Containment | SENSOR TO ATG |  |  |  | UST Currently In Use: 2; UST Temp Close: 0; AST Currently In Use: 0; AST Temp Closed: 0 | 2 | 0 | 0 | 26160-117-021481 | MDR Calera LLC
53534 | Currently in Use |  | 2022-03-24 |  | Petroleum | Premium gasoline | Premium gasoline | Retail | Fiberglass reinforced plastic | Double Wall |  |  | Double Wall |  |  | Single walled catchment basin | Automatic shutoff device At 95% full | Automatic shutoff device At 95% full | Interstitial Monitoring within Secondary Containment |  | Other | Single walled under dispenser containment | Automatic flow restrictor (MLLD) | Automatic flow restrictor (MLLD) | Interstitial Monitoring within Secondary Containment | SENSOR TO ATG |  |  |  | UST Currently In Use: 2; UST Temp Close: 0; AST Currently In Use: 0; AST Temp Closed: 0 | 2 | 0 | 0 | 26160-117-021481 | MDR Calera LLC
53535 | Currently in Use |  | 2021-07-01 |  | Petroleum | Unleaded gasoline | Unleaded gasoline | Retail | Steel | Double Wall | Other |  | Double Wall |  |  | Single walled catchment basin | Audible high level alarm At 90% full | Audible high level alarm At 90% full | Interstitial Monitoring within Secondary Containment |  |  | Single walled under dispenser containment | Automatic flow restrictor (MLLD) | Automatic flow restrictor (MLLD) | Interstitial Monitoring within Secondary Containment |  |  |  |  | UST Currently In Use: 3; UST Temp Close: 0; AST Currently In Use: 0; AST Temp Closed: 0 | 3 | 0 | 0 | 25495-031-021488 | REC Investments
53536 | Currently in Use |  | 2021-07-01 |  | Petroleum | Ethanol free gasoline | Ethanol free gasoline | Retail | Double Wall | Double Wall | fiberglass coated steel |  | Double Wall |  |  | Single walled catchment basin | Audible high level alarm At 90% full | Audible high level alarm At 90% full | Interstitial Monitoring within Secondary Containment |  |  | Single walled submersible pump containment sump | Automatic flow restrictor (MLLD) | Automatic flow restrictor (MLLD) | Interstitial Monitoring within Secondary Containment |  |  |  |  | UST Currently In Use: 3; UST Temp Close: 0; AST Currently In Use: 0; AST Temp Closed: 0 | 3 | 0 | 0 | 25495-031-021488 | REC Investments
53537 | Currently in Use |  | 2021-07-01 |  | Petroleum | On road diesel | On road diesel | Retail | Double Wall | Double Wall | Other |  | Double Wall |  |  | Single walled catchment basin | Audible high level alarm At 90% full | Audible high level alarm At 90% full | Interstitial Monitoring within Secondary Containment |  |  | Single walled submersible pump containment sump | Automatic flow restrictor (MLLD) | Automatic flow restrictor (MLLD) | Interstitial Monitoring within Secondary Containment |  |  |  |  | UST Currently In Use: 3; UST Temp Close: 0; AST Currently In Use: 0; AST Temp Closed: 0 | 3 | 0 | 0 | 25495-031-021488 | REC Investments
53538 | Currently in Use |  | 2022-03-09 |  | Petroleum | Unleaded gasoline | Unleaded gasoline | Retail | Double Wall | Double Wall |  |  | Double Wall |  |  | Single walled catchment basin | Automatic shutoff device At 95% full | Automatic shutoff device At 95% full | Interstitial Monitoring within Secondary Containment |  | Automatic Tank Gauge | Single walled under dispenser containment | Automatic flow restrictor (MLLD) | Automatic flow restrictor (MLLD) | Interstitial Monitoring within Secondary Containment |  |  |  |  | UST Currently In Use: 2; UST Temp Close: 0; AST Currently In Use: 0; AST Temp Closed: 0 | 2 | 0 | 0 | 26301-043-021482 | kashmir singh malhi
53540 | Currently in Use |  | 2022-03-09 |  | Petroleum | Premium gasoline | Premium gasoline | Retail | Double Wall | Double Wall |  |  | Double Wall |  |  | Single walled catchment basin | Automatic shutoff device At 95% full | Automatic shutoff device At 95% full | Interstitial Monitoring within Secondary Containment |  | Automatic Tank Gauge | Single walled under dispenser containment | Automatic flow restrictor (MLLD) | Automatic flow restrictor (MLLD) | Interstitial Monitoring within Secondary Containment |  |  |  |  | UST Currently In Use: 2; UST Temp Close: 0; AST Currently In Use: 0; AST Temp Closed: 0 | 2 | 0 | 0 | 26301-043-021482 | kashmir singh malhi
53544 | Currently in Use |  | 2022-03-16 |  | Petroleum | Unleaded gasoline | Unleaded gasoline | Retail | Fiberglass reinforced plastic | Double Wall |  |  | Fiberglass reinforced plastic |  |  | Single walled catchment basin | Automatic shutoff device At 95% full | Automatic shutoff device At 95% full | Interstitial Monitoring within Secondary Containment | SENSOR TO ATG |  | Single walled under dispenser containment | Automatic flow restrictor (MLLD) | Automatic flow restrictor (MLLD) | Interstitial Monitoring within Secondary Containment | SENSOR TO ATG |  |  |  | UST Currently In Use: 2; UST Temp Close: 0; AST Currently In Use: 0; AST Temp Closed: 0 | 2 | 0 | 2 | 13579-003-018297 | MURPHY OIL USA, INC.
53545 | Currently in Use |  | 2022-03-16 |  | Petroleum | On road diesel | On road diesel | Retail | Double Wall | Double Wall |  |  | Fiberglass reinforced plastic |  |  | Single walled catchment basin | Automatic shutoff device At 95% full | Automatic shutoff device At 95% full | Interstitial Monitoring within Secondary Containment | SENSOR TO ATG |  | Single walled under dispenser containment | Automatic flow restrictor (MLLD) | Automatic flow restrictor (MLLD) | Interstitial Monitoring within Secondary Containment | SENSOR TO ATG |  |  |  | UST Currently In Use: 2; UST Temp Close: 0; AST Currently In Use: 0; AST Temp Closed: 0 | 2 | 0 | 2 | 13579-003-018297 | MURPHY OIL USA, INC.
53567 | Currently in Use |  | 2022-08-22 |  | Petroleum | Unleaded gasoline | Unleaded gasoline | Retail | Fiberglass coated steel | Double Wall |  |  | Double Wall |  |  | Single walled catchment basin | Automatic shutoff device At 95% full | Automatic shutoff device At 95% full | Interstitial Monitoring within Secondary Containment |  | Automatic Tank Gauge | Single walled submersible pump containment sump | Automatic flow restrictor (MLLD) | Automatic flow restrictor (MLLD) | Interstitial Monitoring within Secondary Containment |  |  |  |  | UST Currently In Use: 2; UST Temp Close: 0; AST Currently In Use: 0; AST Temp Closed: 0 | 2 | 0 | 0 | 25895-125-021490 | Delta Investments LLC
53568 | Currently in Use |  | 2022-08-22 |  | Petroleum | Premium gasoline | Premium gasoline | Retail | Double Wall | Double Wall |  |  | Flexible |  |  | Single walled catchment basin | Automatic shutoff device At 95% full | Automatic shutoff device At 95% full | Interstitial Monitoring within Secondary Containment |  | Automatic Tank Gauge | Single walled under dispenser containment | Automatic flow restrictor (MLLD) | Automatic flow restrictor (MLLD) | Interstitial Monitoring within Secondary Containment |  |  |  |  | UST Currently In Use: 2; UST Temp Close: 0; AST Currently In Use: 0; AST Temp Closed: 0 | 2 | 0 | 0 | 25895-125-021490 | Delta Investments LLC
53589 | Currently in Use |  | 2021-10-25 |  | Petroleum | Unleaded gasoline | Unleaded gasoline | Retail | Double Wall | Double Wall |  |  | Flexible |  |  | Single walled catchment basin | Automatic shutoff device At 95% full | Automatic shutoff device At 95% full | Interstitial Monitoring within Secondary Containment |  | Automatic Tank Gauge | Single walled submersible pump containment sump | Sump sensor relayed to automatically shut off submersible pump | Sump sensor relayed to automatically shut off submersible pump | Interstitial Monitoring within Secondary Containment |  |  |  |  | UST Currently In Use: 4; UST Temp Close: 0; AST Currently In Use: 0; AST Temp Closed: 0 | 4 | 0 | 0 | 11543-025-021491 | Mark Dozier
53590 | Currently in Use |  | 2021-10-25 |  | Petroleum | Premium gasoline | Premium gasoline | Retail | Double Wall | Double Wall |  |  | Double Wall |  |  | Single walled catchment basin | Automatic shutoff device At 95% full | Automatic shutoff device At 95% full | Interstitial Monitoring within Secondary Containment |  | Automatic Tank Gauge | Single walled submersible pump containment sump | Sump sensor relayed to automatically shut off submersible pump | Sump sensor relayed to automatically shut off submersible pump | Interstitial Monitoring within Secondary Containment |  |  |  |  | UST Currently In Use: 4; UST Temp Close: 0; AST Currently In Use: 0; AST Temp Closed: 0 | 4 | 0 | 0 | 11543-025-021491 | Mark Dozier
53591 | Currently in Use |  | 2021-10-25 |  | Petroleum | On road diesel | On road diesel | Retail | Double Wall | Double Wall |  |  | Double Wall |  |  | Single walled catchment basin | Automatic shutoff device At 95% full | Audible high level alarm At 90% full | Interstitial Monitoring within Secondary Containment |  | Automatic Tank Gauge | Single walled submersible pump containment sump | Sump sensor relayed to automatically shut off submersible pump | Sump sensor relayed to automatically shut off submersible pump | Interstitial Monitoring within Secondary Containment |  |  |  |  | UST Currently In Use: 4; UST Temp Close: 0; AST Currently In Use: 0; AST Temp Closed: 0 | 4 | 0 | 0 | 11543-025-021491 | Mark Dozier
53592 | Currently in Use |  | 2021-10-25 |  | Petroleum | Off road diesel | Off road diesel | Retail | Double Wall | Double Wall |  |  | Double Wall |  |  | Single walled catchment basin | Automatic shutoff device At 95% full | Automatic shutoff device At 95% full | Interstitial Monitoring within Secondary Containment |  | Automatic Tank Gauge | Single walled under dispenser containment | Sump sensor relayed to automatically shut off submersible pump | Sump sensor relayed to automatically shut off submersible pump | Interstitial Monitoring within Secondary Containment |  |  |  |  | UST Currently In Use: 4; UST Temp Close: 0; AST Currently In Use: 0; AST Temp Closed: 0 | 4 | 0 | 0 | 11543-025-021491 | Mark Dozier
53616 | Currently in Use |  | 2022-12-19 |  | Petroleum | Unleaded gasoline | Unleaded gasoline | Retail | Steel | Double Wall | fiberglass coated steel |  | Double Wall |  |  | Single walled catchment basin | Automatic shutoff device At 95% full | Automatic shutoff device At 95% full | Interstitial Monitoring within Secondary Containment | SENSOR TO ATG |  | Single walled under dispenser containment | Automatic shutoff device (AELLD) | Automatic shutoff device (AELLD) | Interstitial Monitoring within Secondary Containment |  |  |  |  | UST Currently In Use: 4; UST Temp Close: 0; AST Currently In Use: 0; AST Temp Closed: 0 | 4 | 0 | 0 | 11576-125-021511 | Dutch OIl Co.
53617 | Currently in Use |  | 2022-01-19 |  | Petroleum | Unleaded gasoline | Unleaded gasoline | Retail | Double Wall | Double Wall |  |  | Flexible |  |  | Double walled catchment basin | Automatic shutoff device At 95% full | Automatic shutoff device At 95% full | Interstitial Monitoring within Secondary Containment |  | Continuous Automatic Tank Gauge | Single walled under dispenser containment | Automatic shutoff device (AELLD) | Automatic shutoff device (AELLD) | Interstitial Monitoring within Secondary Containment |  |  |  |  | UST Currently In Use: 9; UST Temp Close: 0; AST Currently In Use: 0; AST Temp Closed: 0 | 9 | 0 | 0 | 25972-081-021498 | QuikTrip Corporation
53618 | Currently in Use |  | 2022-01-19 |  | Petroleum | Unleaded gasoline | Unleaded gasoline | Retail | Double Wall | Double Wall |  |  | Flexible |  |  | Double walled catchment basin | Automatic shutoff device At 95% full | Automatic shutoff device At 95% full | Interstitial Monitoring within Secondary Containment |  | Continuous Automatic Tank Gauge | Single walled under dispenser containment | Automatic shutoff device (AELLD) | Automatic shutoff device (AELLD) | Interstitial Monitoring within Secondary Containment |  |  |  |  | UST Currently In Use: 9; UST Temp Close: 0; AST Currently In Use: 0; AST Temp Closed: 0 | 9 | 0 | 0 | 25972-081-021498 | QuikTrip Corporation
53619 | Currently in Use |  | 2022-01-19 |  | Petroleum | Ethanol free gasoline | Ethanol free gasoline | Retail | Fiberglass reinforced plastic | Double Wall |  |  | Flexible |  |  | Double walled catchment basin | Automatic shutoff device At 95% full | Automatic shutoff device At 95% full | Interstitial Monitoring within Secondary Containment |  | Continuous Automatic Tank Gauge | Single walled under dispenser containment | Automatic shutoff device (AELLD) | Automatic shutoff device (AELLD) | Interstitial Monitoring within Secondary Containment |  |  |  |  | UST Currently In Use: 9; UST Temp Close: 0; AST Currently In Use: 0; AST Temp Closed: 0 | 9 | 0 | 0 | 25972-081-021498 | QuikTrip Corporation
53620 | Currently in Use |  | 2022-01-19 |  | Petroleum | Premium gasoline | Premium gasoline | Retail | Double Wall | Double Wall |  |  | Double Wall |  |  | Double walled catchment basin | Automatic shutoff device At 95% full | Automatic shutoff device At 95% full | Interstitial Monitoring within Secondary Containment |  | Continuous Automatic Tank Gauge | Single walled under dispenser containment | Automatic shutoff device (AELLD) | Automatic shutoff device (AELLD) | Interstitial Monitoring within Secondary Containment |  |  |  |  | UST Currently In Use: 9; UST Temp Close: 0; AST Currently In Use: 0; AST Temp Closed: 0 | 9 | 0 | 0 | 25972-081-021498 | QuikTrip Corporation
53621 | Currently in Use |  | 2022-01-19 |  | Petroleum | On road diesel | On road diesel | Retail | Double Wall | Double Wall |  |  | Flexible |  |  | Double walled catchment basin | Automatic shutoff device At 95% full | Automatic shutoff device At 95% full | Interstitial Monitoring within Secondary Containment |  | Continuous Automatic Tank Gauge | Single walled under dispenser containment | Automatic shutoff device (AELLD) | Automatic shutoff device (AELLD) | Interstitial Monitoring within Secondary Containment |  |  |  |  | UST Currently In Use: 9; UST Temp Close: 0; AST Currently In Use: 0; AST Temp Closed: 0 | 9 | 0 | 0 | 25972-081-021498 | QuikTrip Corporation
53622 | Currently in Use |  | 2021-12-22 |  | Petroleum | On road diesel | On road diesel | Retail | Double Wall | Double Wall |  |  | Flexible |  |  | Double walled catchment basin | Automatic shutoff device At 95% full | Automatic shutoff device At 95% full | Interstitial Monitoring within Secondary Containment |  | Continuous Automatic Tank Gauge | Single walled under dispenser containment | Automatic shutoff device (AELLD) | Automatic shutoff device (AELLD) | Interstitial Monitoring within Secondary Containment |  |  |  |  | UST Currently In Use: 9; UST Temp Close: 0; AST Currently In Use: 0; AST Temp Closed: 0 | 9 | 0 | 0 | 25972-081-021498 | QuikTrip Corporation
53623 | Currently in Use |  | 2021-12-22 |  | Petroleum | On road diesel | On road diesel | Retail | Double Wall | Double Wall |  |  | Double Wall |  |  | Double walled catchment basin | Automatic shutoff device At 95% full | Automatic shutoff device At 95% full | Interstitial Monitoring within Secondary Containment |  | Continuous Automatic Tank Gauge | Single walled under dispenser containment | Automatic shutoff device (AELLD) | Automatic shutoff device (AELLD) | Interstitial Monitoring within Secondary Containment |  |  |  |  | UST Currently In Use: 9; UST Temp Close: 0; AST Currently In Use: 0; AST Temp Closed: 0 | 9 | 0 | 0 | 25972-081-021498 | QuikTrip Corporation
53624 | Currently in Use |  | 2021-12-22 |  | Petroleum | On road diesel | On road diesel | Retail | Fiberglass reinforced plastic | Double Wall |  |  | Flexible |  |  | Double walled catchment basin | Automatic shutoff device At 95% full | Automatic shutoff device At 95% full | Interstitial Monitoring within Secondary Containment |  | Continuous Automatic Tank Gauge | Single walled under dispenser containment | Automatic shutoff device (AELLD) | Automatic shutoff device (AELLD) | Interstitial Monitoring within Secondary Containment |  |  |  |  | UST Currently In Use: 9; UST Temp Close: 0; AST Currently In Use: 0; AST Temp Closed: 0 | 9 | 0 | 0 | 25972-081-021498 | QuikTrip Corporation
53625 | Currently in Use |  | 2021-12-22 |  | Petroleum | Other, DEF | Other | Retail | Fiberglass reinforced plastic | Double Wall |  |  | Double Wall |  |  | Double walled catchment basin | Automatic shutoff device At 95% full | Automatic shutoff device At 95% full | Interstitial Monitoring within Secondary Containment |  | Continuous Automatic Tank Gauge | Single walled under dispenser containment | Automatic shutoff device (AELLD) | Automatic shutoff device (AELLD) | Interstitial Monitoring within Secondary Containment |  |  |  |  | UST Currently In Use: 9; UST Temp Close: 0; AST Currently In Use: 0; AST Temp Closed: 0 | 9 | 0 | 0 | 25972-081-021498 | QuikTrip Corporation
53627 | Currently in Use |  | 2014-04-22 |  | Petroleum | On road diesel | On road diesel | Retail | Double Wall | Double Wall |  |  | Double Wall |  |  | Single walled catchment basin | Automatic shutoff device At 95% full | Automatic shutoff device At 95% full | Interstitial Monitoring within Secondary Containment |  | Automatic Tank Gauge | Double walled submersible pump containment sump | Automatic shutoff device (AELLD) | Automatic shutoff device (AELLD) | Interstitial Monitoring within Secondary Containment |  | Annual line testing | Annual line testing |  | UST Currently In Use: 4; UST Temp Close: 0; AST Currently In Use: 0; AST Temp Closed: 0 | 4 | 0 | 0 | 23372-125-019026 | MIDSTATES PETROLEUM COMPANY
53633 | Currently in Use |  | 2021-11-11 |  | Petroleum | Unleaded gasoline | Unleaded gasoline | Retail | Double Wall | Double Wall |  |  | Double Wall |  |  | Single walled catchment basin | Automatic shutoff device At 95% full | Automatic shutoff device At 95% full | Interstitial Monitoring within Secondary Containment |  |  | Single walled under dispenser containment | Automatic flow restrictor (MLLD) | Automatic flow restrictor (MLLD) | Interstitial Monitoring within Secondary Containment |  |  |  |  | UST Currently In Use: 2; UST Temp Close: 0; AST Currently In Use: 0; AST Temp Closed: 0 | 2 | 0 | 0 | 25843-101-021502 | Gas Express LLC
53634 | Currently in Use |  | 2021-11-11 |  | Petroleum | Premium gasoline | Premium gasoline | Retail | Double Wall | Double Wall |  |  | Double Wall |  |  | Single walled catchment basin | Automatic shutoff device At 95% full | Automatic shutoff device At 95% full | Interstitial Monitoring within Secondary Containment |  |  | Single walled under dispenser containment | Automatic flow restrictor (MLLD) | Automatic flow restrictor (MLLD) | Interstitial Monitoring within Secondary Containment |  |  |  |  | UST Currently In Use: 2; UST Temp Close: 0; AST Currently In Use: 0; AST Temp Closed: 0 | 2 | 0 | 0 | 25843-101-021502 | Gas Express LLC
53651 | Currently in Use |  | 2021-10-18 |  | Petroleum | Unleaded gasoline | Unleaded gasoline | Retail | Steel | Double Wall | Coated & cathodic protection (sti-P3) |  | Fiberglass reinforced plastic |  |  | Single walled catchment basin | Audible high level alarm At 90% full | Audible high level alarm At 90% full | Interstitial Monitoring within Secondary Containment |  | Continuous Automatic Tank Gauge | Single walled submersible pump containment sump | Automatic flow restrictor (MLLD) | Automatic flow restrictor (MLLD) | Interstitial Monitoring within Secondary Containment |  |  |  |  | UST Currently In Use: 2; UST Temp Close: 0; AST Currently In Use: 0; AST Temp Closed: 0 | 2 | 0 | 0 | 26202-073-021501 | Al Noor LLC
53652 | Currently in Use |  | 2021-10-18 |  | Petroleum | Premium gasoline | Premium gasoline | Retail | Steel | Double Wall | Coated & cathodic protection (sti-P3) |  | Double Wall |  |  | Single walled catchment basin | Audible high level alarm At 90% full | Audible high level alarm At 90% full | Interstitial Monitoring within Secondary Containment |  | Continuous Automatic Tank Gauge | Single walled submersible pump containment sump | Automatic flow restrictor (MLLD) | Automatic flow restrictor (MLLD) | Interstitial Monitoring within Secondary Containment |  |  |  |  | UST Currently In Use: 2; UST Temp Close: 0; AST Currently In Use: 0; AST Temp Closed: 0 | 2 | 0 | 0 | 26202-073-021501 | Al Noor LLC
53653 | Currently in Use |  | 2022-04-21 |  | Petroleum | Unleaded gasoline | Unleaded gasoline | Retail | Double Wall | Double Wall |  |  | Double Wall |  |  | Double walled catchment basin | Automatic shutoff device At 95% full | Automatic shutoff device At 95% full | Interstitial Monitoring within Secondary Containment |  |  | Single walled under dispenser containment | Automatic shutoff device (AELLD) | Automatic shutoff device (AELLD) | Interstitial Monitoring within Secondary Containment |  |  |  |  | UST Currently In Use: 6; UST Temp Close: 0; AST Currently In Use: 0; AST Temp Closed: 0 | 6 | 0 | 0 | 26212-083-021447 | Buc-ee's Alabama II, LLC
53654 | Currently in Use |  | 2022-04-21 |  | Petroleum | Unleaded gasoline | Unleaded gasoline | Retail | Fiberglass reinforced plastic | Double Wall |  |  | Fiberglass reinforced plastic |  |  | Double walled catchment basin | Automatic shutoff device At 95% full | Automatic shutoff device At 95% full | Interstitial Monitoring within Secondary Containment |  |  | Single walled submersible pump containment sump | Automatic shutoff device (AELLD) | Automatic shutoff device (AELLD) | Interstitial Monitoring within Secondary Containment |  |  |  |  | UST Currently In Use: 6; UST Temp Close: 0; AST Currently In Use: 0; AST Temp Closed: 0 | 6 | 0 | 0 | 26212-083-021447 | Buc-ee's Alabama II, LLC
53655 | Currently in Use |  | 2022-04-21 |  | Petroleum | Diesel containing less than or equal to 20% biodiesel | Diesel containing less than or equal to 20% biodiesel | Retail | Double Wall | Double Wall |  |  | Double Wall |  |  | Double walled catchment basin | Automatic shutoff device At 95% full | Automatic shutoff device At 95% full | Interstitial Monitoring within Secondary Containment |  |  | Single walled submersible pump containment sump | Automatic shutoff device (AELLD) | Automatic shutoff device (AELLD) | Interstitial Monitoring within Secondary Containment |  |  |  |  | UST Currently In Use: 6; UST Temp Close: 0; AST Currently In Use: 0; AST Temp Closed: 0 | 6 | 0 | 0 | 26212-083-021447 | Buc-ee's Alabama II, LLC
53656 | Currently in Use |  | 2022-04-21 |  | Petroleum | Unleaded gasoline | Unleaded gasoline | Retail | Double Wall | Double Wall |  |  | Double Wall |  |  | Double walled catchment basin | Audible high level alarm At 90% full | Audible high level alarm At 90% full | Interstitial Monitoring within Secondary Containment |  |  | Single walled submersible pump containment sump | Sump sensor relayed to automatically shut off submersible pump | Automatic shutoff device (AELLD) | Interstitial Monitoring within Secondary Containment |  |  |  |  | UST Currently In Use: 6; UST Temp Close: 0; AST Currently In Use: 0; AST Temp Closed: 0 | 6 | 0 | 0 | 26212-083-021447 | Buc-ee's Alabama II, LLC
53657 | Currently in Use |  | 2022-04-21 |  | Petroleum | Unleaded gasoline | Unleaded gasoline | Retail | Double Wall | Double Wall |  |  | Double Wall |  |  | Double walled catchment basin | Automatic shutoff device At 95% full | Automatic shutoff device At 95% full | Interstitial Monitoring within Secondary Containment |  |  | Single walled submersible pump containment sump | Automatic shutoff device (AELLD) | Automatic shutoff device (AELLD) | Interstitial Monitoring within Secondary Containment |  |  |  |  | UST Currently In Use: 6; UST Temp Close: 0; AST Currently In Use: 0; AST Temp Closed: 0 | 6 | 0 | 0 | 26212-083-021447 | Buc-ee's Alabama II, LLC
53658 | Currently in Use |  | 2022-04-21 |  | Petroleum | Diesel containing less than or equal to 20% biodiesel | Diesel containing less than or equal to 20% biodiesel | Retail | Double Wall | Double Wall |  |  | Double Wall |  |  | Double walled catchment basin | Automatic shutoff device At 95% full | Automatic shutoff device At 95% full | Interstitial Monitoring within Secondary Containment |  |  | Single walled submersible pump containment sump | Automatic shutoff device (AELLD) | Automatic shutoff device (AELLD) | Interstitial Monitoring within Secondary Containment |  |  |  |  | UST Currently In Use: 6; UST Temp Close: 0; AST Currently In Use: 0; AST Temp Closed: 0 | 6 | 0 | 0 | 26212-083-021447 | Buc-ee's Alabama II, LLC
53660 | Currently in Use |  | 2022-07-29 |  | Petroleum | Unleaded gasoline | Unleaded gasoline | Retail | Fiberglass reinforced plastic | Double Wall |  |  | Fiberglass reinforced plastic |  | 2022-07-29 | Double walled catchment basin | Automatic shutoff device At 95% full | Automatic shutoff device At 95% full | Interstitial Monitoring within Secondary Containment | SENSOR TO ATG |  | Single walled under dispenser containment | Automatic flow restrictor (MLLD) | Automatic flow restrictor (MLLD) | Interstitial Monitoring within Secondary Containment | SENSOR TO ATG |  |  | Pressurized Piping | UST Currently In Use: 2; UST Temp Close: 0; AST Currently In Use: 0; AST Temp Closed: 0 | 2 | 0 | 2 | 13579-073-018897 | MURPHY OIL USA, INC.
53661 | Currently in Use |  | 2022-07-29 |  | Petroleum | On road diesel | On road diesel | Retail | Double Wall | Double Wall |  |  | Fiberglass reinforced plastic |  | 2022-07-29 | Double walled catchment basin | Automatic shutoff device At 95% full | Automatic shutoff device At 95% full | Interstitial Monitoring within Secondary Containment | SENSOR TO ATG |  | Single walled under dispenser containment | Automatic flow restrictor (MLLD) | Automatic flow restrictor (MLLD) | Interstitial Monitoring within Secondary Containment | SENSOR TO ATG |  |  | Pressurized Piping | UST Currently In Use: 2; UST Temp Close: 0; AST Currently In Use: 0; AST Temp Closed: 0 | 2 | 0 | 2 | 13579-073-018897 | MURPHY OIL USA, INC.
53663 | Currently in Use |  | 2022-06-09 |  | Petroleum | Unleaded gasoline | Unleaded gasoline | Retail | Double Wall | Double Wall |  |  | Double Wall |  | 2022-06-09 | Double walled catchment basin | Automatic shutoff device At 95% full | Automatic shutoff device At 95% full | Interstitial Monitoring within Secondary Containment | SENSOR TO ATG |  | Single walled under dispenser containment | Automatic flow restrictor (MLLD) | Automatic flow restrictor (MLLD) | Interstitial Monitoring within Secondary Containment | SENSOR TO ATG |  |  | Pressurized Piping | UST Currently In Use: 2; UST Temp Close: 0; AST Currently In Use: 0; AST Temp Closed: 0 | 2 | 0 | 2 | 13579-097-018890 | MURPHY OIL USA, INC.
53664 | Currently in Use |  | 2022-06-09 |  | Petroleum | Premium gasoline | Premium gasoline | Retail | Double Wall | Double Wall |  |  | Fiberglass reinforced plastic |  | 2022-06-02 | Double walled catchment basin | Automatic shutoff device At 95% full | Automatic shutoff device At 95% full | Interstitial Monitoring within Secondary Containment | SENSOR TO ATG |  | Single walled under dispenser containment | Automatic flow restrictor (MLLD) | Automatic flow restrictor (MLLD) |  | SENSOR TO ATG |  |  | Pressurized Piping | UST Currently In Use: 2; UST Temp Close: 0; AST Currently In Use: 0; AST Temp Closed: 0 | 2 | 0 | 2 | 13579-097-018890 | MURPHY OIL USA, INC.
53665 | Currently in Use |  | 2022-05-11 |  | Petroleum | Unleaded gasoline | Unleaded gasoline | Retail | Fiberglass coated steel | Fiberglass coated steel |  |  | Double Wall |  |  | Single walled catchment basin | Automatic shutoff device At 95% full | Automatic shutoff device At 95% full | Interstitial Monitoring within Secondary Containment | SENSOR TO ATG | Continuous Automatic Tank Gauge | Single walled under dispenser containment | Automatic shutoff device (AELLD) | Automatic shutoff device (AELLD) | Interstitial Monitoring within Secondary Containment | SENSOR TO ATG | Automatic electronic line leak detector (AELLD) | Automatic electronic line leak detector (AELLD) | Pressurized Piping | UST Currently In Use: 4; UST Temp Close: 0; AST Currently In Use: 1; AST Temp Closed: 0 | 4 | 0 | 5 | 21720-115-013647 | DJG, INC
53668 | Currently in Use |  | 2022-05-11 |  | Petroleum | Ethanol free gasoline | Ethanol free gasoline | Retail | Fiberglass coated steel | Fiberglass coated steel |  |  | Double Wall |  |  | Single walled catchment basin | Automatic shutoff device At 95% full | Automatic shutoff device At 95% full | Interstitial Monitoring within Secondary Containment | SENSOR TO ATG | Continuous Automatic Tank Gauge | Single walled submersible pump containment sump | Automatic shutoff device (AELLD) | Automatic shutoff device (AELLD) | Interstitial Monitoring within Secondary Containment | SENSOR TO ATG | Automatic electronic line leak detector (AELLD) | Automatic electronic line leak detector (AELLD) | Pressurized Piping | UST Currently In Use: 4; UST Temp Close: 0; AST Currently In Use: 1; AST Temp Closed: 0 | 4 | 0 | 5 | 21720-115-013647 | DJG, INC
53669 | Currently in Use |  | 2022-05-11 |  | Petroleum | Off road diesel | Off road diesel | Retail | Fiberglass coated steel | Fiberglass coated steel |  |  | Double Wall |  |  | Single walled catchment basin | Automatic shutoff device At 95% full | Automatic shutoff device At 95% full | Interstitial Monitoring within Secondary Containment | SENSOR TO ATG | Continuous Automatic Tank Gauge | Single walled submersible pump containment sump | Automatic shutoff device (AELLD) | Automatic shutoff device (AELLD) | Interstitial Monitoring within Secondary Containment | SENSOR TO ATG | Automatic electronic line leak detector (AELLD) | Automatic electronic line leak detector (AELLD) | Pressurized Piping | UST Currently In Use: 4; UST Temp Close: 0; AST Currently In Use: 1; AST Temp Closed: 0 | 4 | 0 | 5 | 21720-115-013647 | DJG, INC
53671 | Currently in Use |  | 2022-06-01 |  | Petroleum | Premium gasoline | Premium gasoline | Retail | Double Wall | Double Wall |  |  | Fiberglass reinforced plastic |  |  | Double walled catchment basin | Audible high level alarm At 90% full | Audible high level alarm At 90% full | Interstitial Monitoring within Secondary Containment |  | Continuous Automatic Tank Gauge | Double walled submersible pump containment sump | Automatic shutoff device (AELLD) | Automatic shutoff device (AELLD) | Interstitial Monitoring within Secondary Containment |  |  |  |  | UST Currently In Use: 5; UST Temp Close: 0; AST Currently In Use: 0; AST Temp Closed: 0 | 5 | 0 | 0 | 22176-121-021507 | Circle K Stores, Inc.
53673 | Currently in Use |  | 2022-06-01 |  | Petroleum | Unleaded gasoline | Unleaded gasoline | Retail | Double Wall | Double Wall |  |  | Fiberglass reinforced plastic |  |  | Double walled catchment basin | Audible high level alarm At 90% full | Audible high level alarm At 90% full | Interstitial Monitoring within Secondary Containment |  | Automatic Tank Gauge | Double walled submersible pump containment sump | Automatic shutoff device (AELLD) | Automatic shutoff device (AELLD) | Interstitial Monitoring within Secondary Containment |  |  |  |  | UST Currently In Use: 5; UST Temp Close: 0; AST Currently In Use: 0; AST Temp Closed: 0 | 5 | 0 | 0 | 22176-121-021507 | Circle K Stores, Inc.
53674 | Currently in Use |  | 2022-06-01 |  | Petroleum | On road diesel | On road diesel | Retail | Double Wall | Double Wall |  |  | Double Wall |  |  | Double walled catchment basin | Audible high level alarm At 90% full | Audible high level alarm At 90% full | Interstitial Monitoring within Secondary Containment |  | Automatic Tank Gauge | Double walled submersible pump containment sump | Automatic shutoff device (AELLD) | Automatic shutoff device (AELLD) | Interstitial Monitoring within Secondary Containment |  |  |  |  | UST Currently In Use: 5; UST Temp Close: 0; AST Currently In Use: 0; AST Temp Closed: 0 | 5 | 0 | 0 | 22176-121-021507 | Circle K Stores, Inc.
53675 | Currently in Use |  | 2022-06-01 |  | Petroleum | Off road diesel | Off road diesel | Retail | Double Wall | Double Wall |  |  | Double Wall |  |  | Double walled catchment basin | Automatic shutoff device At 95% full | Audible high level alarm At 90% full | Interstitial Monitoring within Secondary Containment |  | Continuous Automatic Tank Gauge | Double walled submersible pump containment sump | Automatic shutoff device (AELLD) | Automatic shutoff device (AELLD) | Interstitial Monitoring within Secondary Containment |  |  |  |  | UST Currently In Use: 5; UST Temp Close: 0; AST Currently In Use: 0; AST Temp Closed: 0 | 5 | 0 | 0 | 22176-121-021507 | Circle K Stores, Inc.
53676 | Currently in Use |  | 2022-06-01 |  | Petroleum | Other, DEF | Other | Retail | Double Wall | Double Wall |  |  | Double Wall |  |  | Double walled catchment basin | Automatic shutoff device At 95% full | Audible high level alarm At 90% full | Interstitial Monitoring within Secondary Containment |  | Automatic Tank Gauge | Double walled submersible pump containment sump | Automatic shutoff device (AELLD) | Automatic shutoff device (AELLD) | Interstitial Monitoring within Secondary Containment |  |  |  |  | UST Currently In Use: 5; UST Temp Close: 0; AST Currently In Use: 0; AST Temp Closed: 0 | 5 | 0 | 0 | 22176-121-021507 | Circle K Stores, Inc.
53680 | Currently in Use |  | 2022-12-19 |  | Petroleum | On road diesel | On road diesel | Retail | Steel | Double Wall | fiberglass coated steel |  | Flexible |  |  | Single walled catchment basin | Automatic shutoff device At 95% full | Automatic shutoff device At 95% full | Interstitial Monitoring within Secondary Containment | SENSOR TO ATG |  | Single walled submersible pump containment sump | Automatic shutoff device (AELLD) | Automatic shutoff device (AELLD) | Interstitial Monitoring within Secondary Containment |  |  |  |  | UST Currently In Use: 4; UST Temp Close: 0; AST Currently In Use: 0; AST Temp Closed: 0 | 4 | 0 | 0 | 11576-125-021511 | Dutch OIl Co.
53681 | Currently in Use |  | 2022-12-19 |  | Petroleum | On road diesel | On road diesel | Retail | Steel | Double Wall | fiberglass coated steel |  | Flexible |  |  | Single walled catchment basin | Automatic shutoff device At 95% full | Automatic shutoff device At 95% full | Interstitial Monitoring within Secondary Containment | SENSOR TO ATG |  | Single walled submersible pump containment sump | Automatic shutoff device (AELLD) | Automatic shutoff device (AELLD) | Interstitial Monitoring within Secondary Containment |  |  |  |  | UST Currently In Use: 4; UST Temp Close: 0; AST Currently In Use: 0; AST Temp Closed: 0 | 4 | 0 | 0 | 11576-125-021511 | Dutch OIl Co.
53682 | Currently in Use |  | 2022-12-19 |  | Petroleum | Premium gasoline | Premium gasoline | Retail | Steel | Double Wall | fiberglass coated steel |  | Double Wall |  |  | Single walled catchment basin | Automatic shutoff device At 95% full | Automatic shutoff device At 95% full | Interstitial Monitoring within Secondary Containment | SENSOR TO ATG |  | Single walled submersible pump containment sump | Automatic shutoff device (AELLD) | Automatic shutoff device (AELLD) | Interstitial Monitoring within Secondary Containment |  |  |  |  | UST Currently In Use: 4; UST Temp Close: 0; AST Currently In Use: 0; AST Temp Closed: 0 | 4 | 0 | 0 | 11576-125-021511 | Dutch OIl Co.
53694 | Currently in Use |  | 2022-11-09 |  | Petroleum | Unleaded gasoline | Unleaded gasoline | Retail | Double Wall | Double Wall |  |  | Double Wall |  |  | Double walled catchment basin | Audible high level alarm At 90% full | Audible high level alarm At 90% full | Interstitial Monitoring within Secondary Containment |  |  | Single walled under dispenser containment | Automatic shutoff device (AELLD) | Automatic shutoff device (AELLD) | Interstitial Monitoring within Secondary Containment |  |  |  |  | UST Currently In Use: 4; UST Temp Close: 0; AST Currently In Use: 0; AST Temp Closed: 0 | 4 | 0 | 0 | 14001-097-021506 | Racetrac Inc.
53695 | Currently in Use |  | 2022-11-09 |  | Petroleum | Premium gasoline | Premium gasoline | Retail | Double Wall | Double Wall |  |  | Double Wall |  |  | Double walled catchment basin | Audible high level alarm At 90% full | Audible high level alarm At 90% full | Interstitial Monitoring within Secondary Containment |  |  | Single walled under dispenser containment | Automatic shutoff device (AELLD) | Automatic shutoff device (AELLD) | Interstitial Monitoring within Secondary Containment |  |  |  |  | UST Currently In Use: 4; UST Temp Close: 0; AST Currently In Use: 0; AST Temp Closed: 0 | 4 | 0 | 0 | 14001-097-021506 | Racetrac Inc.
53696 | Currently in Use |  | 2022-11-09 |  | Petroleum | On road diesel | On road diesel | Retail | Double Wall | Double Wall |  |  | Fiberglass reinforced plastic |  |  | Double walled catchment basin | Audible high level alarm At 90% full | Audible high level alarm At 90% full | Interstitial Monitoring within Secondary Containment |  |  | Single walled under dispenser containment | Automatic shutoff device (AELLD) | Automatic shutoff device (AELLD) | Interstitial Monitoring within Secondary Containment |  |  |  |  | UST Currently In Use: 4; UST Temp Close: 0; AST Currently In Use: 0; AST Temp Closed: 0 | 4 | 0 | 0 | 14001-097-021506 | Racetrac Inc.
53699 | Currently in Use |  | 2022-11-09 |  | Petroleum | On road diesel | On road diesel | Retail | Double Wall | Double Wall |  |  | Double Wall |  |  | Double walled catchment basin | Audible high level alarm At 90% full | Audible high level alarm At 90% full | Interstitial Monitoring within Secondary Containment |  |  | Single walled submersible pump containment sump | Automatic shutoff device (AELLD) | Automatic shutoff device (AELLD) | Interstitial Monitoring within Secondary Containment |  |  |  |  | UST Currently In Use: 4; UST Temp Close: 0; AST Currently In Use: 0; AST Temp Closed: 0 | 4 | 0 | 0 | 14001-097-021506 | Racetrac Inc.
53737 | Currently in Use |  | 2022-07-15 |  | Petroleum | Premium gasoline | Premium gasoline | Retail | Double Wall | Double Wall |  |  | Double Wall |  |  | Double walled catchment basin | Automatic shutoff device At 95% full | Audible high level alarm At 90% full | Interstitial Monitoring within Secondary Containment |  |  | Single walled under dispenser containment | Sump sensor relayed to automatically shut off submersible pump | Sump sensor relayed to automatically shut off submersible pump | Interstitial Monitoring within Secondary Containment |  |  |  |  | UST Currently In Use: 3; UST Temp Close: 0; AST Currently In Use: 0; AST Temp Closed: 0 | 3 | 0 | 0 | 23413-089-021519 | Christopher Bavuso
53738 | Currently in Use |  | 2022-07-15 |  | Petroleum | Unleaded gasoline | Unleaded gasoline | Retail | Double Wall | Double Wall |  |  | Double Wall |  |  | Double walled catchment basin | Automatic shutoff device At 95% full | Audible high level alarm At 90% full | Interstitial Monitoring within Secondary Containment |  |  | Single walled under dispenser containment | Sump sensor relayed to automatically shut off submersible pump | Sump sensor relayed to automatically shut off submersible pump | Interstitial Monitoring within Secondary Containment |  |  |  |  | UST Currently In Use: 3; UST Temp Close: 0; AST Currently In Use: 0; AST Temp Closed: 0 | 3 | 0 | 0 | 23413-089-021519 | Christopher Bavuso
53739 | Currently in Use |  | 2022-07-15 |  | Petroleum | On road diesel | On road diesel | Retail | Double Wall | Double Wall |  |  | Double Wall |  |  | Double walled catchment basin | Audible high level alarm At 90% full | Audible high level alarm At 90% full | Interstitial Monitoring within Secondary Containment |  |  | Single walled under dispenser containment | Sump sensor relayed to automatically shut off submersible pump | Sump sensor relayed to automatically shut off submersible pump | Interstitial Monitoring within Secondary Containment |  |  |  |  | UST Currently In Use: 3; UST Temp Close: 0; AST Currently In Use: 0; AST Temp Closed: 0 | 3 | 0 | 0 | 23413-089-021519 | Christopher Bavuso
53741 | Currently in Use |  | 2022-05-05 |  | Petroleum | Unleaded gasoline | Unleaded gasoline | Retail | Double Wall | Double Wall |  |  | Fiberglass reinforced plastic |  |  | Double walled catchment basin | Automatic shutoff device At 95% full | Automatic shutoff device At 95% full | Interstitial Monitoring within Secondary Containment |  |  | Single walled submersible pump containment sump | Automatic flow restrictor (MLLD) | Automatic flow restrictor (MLLD) | Interstitial Monitoring within Secondary Containment |  |  |  |  | UST Currently In Use: 2; UST Temp Close: 0; AST Currently In Use: 0; AST Temp Closed: 0 | 2 | 0 | 0 | 23982-039-021532 | Cenergy Oil and Gas, LLC
53746 | Currently in Use |  | 2022-05-05 |  | Petroleum | Premium gasoline | Premium gasoline | Retail | Fiberglass coated steel | Double Wall |  |  | Fiberglass reinforced plastic |  |  | Double walled catchment basin | Automatic shutoff device At 95% full | Automatic shutoff device At 95% full | Interstitial Monitoring within Secondary Containment |  |  | Single walled under dispenser containment | Automatic flow restrictor (MLLD) | Automatic flow restrictor (MLLD) | Interstitial Monitoring within Secondary Containment |  |  |  |  | UST Currently In Use: 2; UST Temp Close: 0; AST Currently In Use: 0; AST Temp Closed: 0 | 2 | 0 | 0 | 23982-039-021532 | Cenergy Oil and Gas, LLC
53751 | Currently in Use |  | 2022-12-16 |  | Petroleum | Unleaded gasoline | Unleaded gasoline | Retail | Double Wall | Double Wall |  |  | Double Wall |  |  | Single walled catchment basin | Automatic shutoff device At 95% full | Automatic shutoff device At 95% full | Interstitial Monitoring within Secondary Containment |  |  | Single walled under dispenser containment | Automatic flow restrictor (MLLD) | Automatic flow restrictor (MLLD) | Interstitial Monitoring within Secondary Containment |  |  |  |  | UST Currently In Use: 1; UST Temp Close: 3; AST Currently In Use: 0; AST Temp Closed: 0 | 1 | 3 | 0 | 26229-045-010109 | Umesh Patel
53761 | Currently in Use |  | 2020-08-27 |  | Petroleum | Unleaded gasoline | Unleaded gasoline | Retail | Double Wall | Double Wall |  |  | Double Wall |  |  | Double walled catchment basin | Automatic shutoff device At 95% full | Automatic shutoff device At 95% full | Interstitial Monitoring within Secondary Containment | SENSOR TO ATG |  | Single walled submersible pump containment sump | Automatic flow restrictor (MLLD) | Automatic flow restrictor (MLLD) | Interstitial Monitoring within Secondary Containment | SENSOR TO ATG |  |  | Pressurized Piping | UST Currently In Use: 2; UST Temp Close: 0; AST Currently In Use: 0; AST Temp Closed: 0 | 2 | 0 | 0 | 25843-101-021536 | Gas Express LLC
53763 | Currently in Use |  | 2020-08-25 |  | Petroleum | Premium gasoline | Premium gasoline | Retail | Double Wall | Double Wall |  |  | Double Wall |  |  | Double walled catchment basin | Automatic shutoff device At 95% full | Automatic shutoff device At 95% full | Interstitial Monitoring within Secondary Containment | SENSOR TO ATG | Automatic Tank Gauge | Single walled under dispenser containment | Automatic flow restrictor (MLLD) | Automatic flow restrictor (MLLD) | Interstitial Monitoring within Secondary Containment | SENSOR TO ATG |  |  | Pressurized Piping | UST Currently In Use: 2; UST Temp Close: 0; AST Currently In Use: 0; AST Temp Closed: 0 | 2 | 0 | 0 | 25843-101-021536 | Gas Express LLC
53779 | Currently in Use |  | 2021-04-12 |  | Petroleum | Unleaded gasoline | Unleaded gasoline | Retail | Double Wall | Double Wall |  |  | Double Wall |  |  | Single walled catchment basin | Automatic shutoff device At 95% full | Automatic shutoff device At 95% full | Interstitial Monitoring within Secondary Containment | SENSOR TO ATG | Continuous Automatic Tank Gauge | Single walled under dispenser containment | Automatic shutoff device (AELLD) | Automatic shutoff device (AELLD) | Interstitial Monitoring within Secondary Containment | SENSOR TO ATG |  |  | Pressurized Piping | UST Currently In Use: 2; UST Temp Close: 0; AST Currently In Use: 0; AST Temp Closed: 0 | 2 | 0 | 0 | 23737-015-009566 | Merry Millennium
53780 | Currently in Use |  | 2021-04-12 |  | Petroleum | Ethanol free gasoline | Ethanol free gasoline | Retail | Double Wall | Double Wall |  |  | Fiberglass reinforced plastic |  |  | Single walled catchment basin | Automatic shutoff device At 95% full | Automatic shutoff device At 95% full | Interstitial Monitoring within Secondary Containment | SENSOR TO ATG | Continuous Automatic Tank Gauge | Single walled submersible pump containment sump | Automatic shutoff device (AELLD) | Automatic shutoff device (AELLD) | Interstitial Monitoring within Secondary Containment | SENSOR TO ATG |  |  | Pressurized Piping | UST Currently In Use: 2; UST Temp Close: 0; AST Currently In Use: 0; AST Temp Closed: 0 | 2 | 0 | 0 | 23737-015-009566 | Merry Millennium
53784 | Currently in Use |  | 2022-06-16 |  | Petroleum | Unleaded gasoline | Unleaded gasoline | Bulk facility | Fiberglass reinforced plastic | Double Wall |  |  | Fiberglass reinforced plastic |  |  | Double walled catchment basin | Automatic shutoff device At 95% full | Automatic shutoff device At 95% full | Interstitial Monitoring within Secondary Containment | SENSOR TO ATG |  | Double walled under dispenser containment | Automatic shutoff device (AELLD) | Automatic flow restrictor (MLLD) | Interstitial Monitoring within Secondary Containment | SENSOR TO ATG |  |  |  | UST Currently In Use: 2; UST Temp Close: 0; AST Currently In Use: 0; AST Temp Closed: 0 | 2 | 0 | 0 | 13722-083-021544 | Penske Truck Leasing Co., LP
53791 | Currently in Use |  | 2022-06-16 |  | Petroleum | On road diesel | On road diesel | Bulk facility | Double Wall | Double Wall |  |  | Fiberglass reinforced plastic |  |  | Double walled catchment basin | Automatic shutoff device At 95% full | Automatic shutoff device At 95% full | Interstitial Monitoring within Secondary Containment | SENSOR TO ATG |  | Double walled under dispenser containment | Automatic shutoff device (AELLD) | Automatic flow restrictor (MLLD) | Interstitial Monitoring within Secondary Containment | SENSOR TO ATG |  |  |  | UST Currently In Use: 2; UST Temp Close: 0; AST Currently In Use: 0; AST Temp Closed: 0 | 2 | 0 | 0 | 13722-083-021544 | Penske Truck Leasing Co., LP
53792 | Currently in Use | 2017-08-16 | 2017-08-16 |  | Petroleum | Unleaded gasoline | Unleaded gasoline | Retail | Double Wall | Double Wall |  |  | Double Wall |  |  | Catchment Basin | Audible high level alarm At 90% full | Audible high level alarm At 90% full | Interstitial Monitoring within Secondary Containment |  |  |  | Automatic flow restrictor (MLLD) | Automatic flow restrictor (MLLD) | Interstitial Monitoring within Secondary Containment |  |  |  |  | UST Currently In Use: 2; UST Temp Close: 0; AST Currently In Use: 0; AST Temp Closed: 0 | 2 | 0 | 2 | 23806-125-003108 | ROYAL INVESTMENT GROUP LLC
53793 | Currently in Use |  | 2017-08-16 |  | Petroleum | Premium gasoline | Premium gasoline | Retail | Double Wall | Double Wall |  |  | Double Wall |  |  | Catchment Basin |  |  | Interstitial Monitoring within Secondary Containment |  |  |  | Automatic flow restrictor (MLLD) | Automatic flow restrictor (MLLD) | Interstitial Monitoring within Secondary Containment |  |  |  |  | UST Currently In Use: 2; UST Temp Close: 0; AST Currently In Use: 0; AST Temp Closed: 0 | 2 | 0 | 2 | 23806-125-003108 | ROYAL INVESTMENT GROUP LLC
53798 | Currently in Use |  | 2022-11-02 |  | Petroleum | Unleaded gasoline | Unleaded gasoline | Retail | Fiberglass coated steel | Double Wall |  |  | Flexible |  |  | Single walled catchment basin | Automatic shutoff device At 95% full | Automatic shutoff device At 95% full | Interstitial Monitoring within Secondary Containment |  |  | Single walled under dispenser containment | Sump sensor relayed to automatically shut off submersible pump | Sump sensor relayed to automatically shut off submersible pump | Interstitial Monitoring within Secondary Containment |  |  |  |  | UST Currently In Use: 2; UST Temp Close: 0; AST Currently In Use: 0; AST Temp Closed: 0 | 2 | 0 | 0 | 26236-117-021505 | SRI Siddhi, LLC
53799 | Currently in Use |  | 2022-11-02 |  | Petroleum | Premium gasoline | Premium gasoline | Retail | Fiberglass coated steel | Double Wall |  |  | Flexible |  |  | Single walled catchment basin | Automatic shutoff device At 95% full | Automatic shutoff device At 95% full | Interstitial Monitoring within Secondary Containment |  |  | Single walled under dispenser containment | Sump sensor relayed to automatically shut off submersible pump | Sump sensor relayed to automatically shut off submersible pump | Interstitial Monitoring within Secondary Containment |  |  |  |  | UST Currently In Use: 2; UST Temp Close: 0; AST Currently In Use: 0; AST Temp Closed: 0 | 2 | 0 | 0 | 26236-117-021505 | SRI Siddhi, LLC
53818 | Currently in Use |  | 2021-02-17 |  | Petroleum | Ethanol free gasoline | Ethanol free gasoline | Retail | Fiberglass coated steel | Fiberglass coated steel |  |  | Double Wall |  |  | Single walled catchment basin | Automatic shutoff device At 95% full | Automatic shutoff device At 95% full | Interstitial Monitoring within Secondary Containment | SENSOR TO ATG |  | Single walled under dispenser containment | Automatic flow restrictor (MLLD) | Automatic flow restrictor (MLLD) | Interstitial Monitoring within Secondary Containment | SENSOR TO ATG |  |  |  | UST Currently In Use: 3; UST Temp Close: 0; AST Currently In Use: 0; AST Temp Closed: 0 | 3 | 0 | 0 | 24427-097-018541 | MAHAR HAIFA
53825 | Currently in Use |  | 2022-07-27 |  | Petroleum | Unleaded gasoline | Unleaded gasoline | Retail | Double Wall | Double Wall |  |  | Fiberglass reinforced plastic |  |  | Double walled catchment basin | Audible high level alarm At 90% full | Audible high level alarm At 90% full | Interstitial Monitoring within Secondary Containment |  |  | Single walled under dispenser containment | Automatic shutoff device (AELLD) | Automatic shutoff device (AELLD) | Interstitial Monitoring within Secondary Containment |  |  |  |  | UST Currently In Use: 4; UST Temp Close: 0; AST Currently In Use: 0; AST Temp Closed: 0 | 4 | 0 | 0 | 14001-081-021484 | Racetrac Inc
53826 | Currently in Use |  | 2022-07-27 |  | Petroleum | On road diesel | On road diesel | Retail | Double Wall | Double Wall |  |  | Fiberglass reinforced plastic |  |  | Double walled catchment basin | Audible high level alarm At 90% full | Audible high level alarm At 90% full | Interstitial Monitoring within Secondary Containment |  |  | Single walled submersible pump containment sump | Automatic shutoff device (AELLD) | Automatic shutoff device (AELLD) | Interstitial Monitoring within Secondary Containment |  |  |  |  | UST Currently In Use: 4; UST Temp Close: 0; AST Currently In Use: 0; AST Temp Closed: 0 | 4 | 0 | 0 | 14001-081-021484 | Racetrac Inc
53827 | Currently in Use |  | 2022-07-27 |  | Petroleum | Premium gasoline | Premium gasoline | Retail | Double Wall | Double Wall |  |  | Fiberglass reinforced plastic |  |  | Double walled catchment basin | Audible high level alarm At 90% full | Audible high level alarm At 90% full | Interstitial Monitoring within Secondary Containment |  |  | Single walled under dispenser containment | Automatic shutoff device (AELLD) | Automatic shutoff device (AELLD) | Interstitial Monitoring within Secondary Containment |  |  |  |  | UST Currently In Use: 4; UST Temp Close: 0; AST Currently In Use: 0; AST Temp Closed: 0 | 4 | 0 | 0 | 14001-081-021484 | Racetrac Inc
53828 | Currently in Use |  | 2022-08-16 |  | Petroleum | On road diesel | On road diesel | Retail | Double Wall | Double Wall |  |  | Double Wall |  |  | Double walled catchment basin | Audible high level alarm At 90% full | Audible high level alarm At 90% full | Interstitial Monitoring within Secondary Containment |  |  | Single walled submersible pump containment sump | Automatic shutoff device (AELLD) | Automatic shutoff device (AELLD) | Interstitial Monitoring within Secondary Containment |  |  |  |  | UST Currently In Use: 4; UST Temp Close: 0; AST Currently In Use: 0; AST Temp Closed: 0 | 4 | 0 | 0 | 14001-081-021484 | Racetrac Inc
53833 | Retired |  | 2023-02-16 |  | Petroleum | Unleaded gasoline | Unleaded gasoline | Retail | Double Wall | Double Wall |  |  | Fiberglass reinforced plastic | [5 empty] | Interstitial Monitoring within Secondary Containment |  |  |  | Automatic flow restrictor (MLLD) | Automatic flow restrictor (MLLD) | Interstitial Monitoring within Secondary Containment |  |  |  |  | UST Currently In Use: 2; UST Temp Close: 0; AST Currently In Use: 0; AST Temp Closed: 0 | 2 | 0 | 0 | 24239-045-011358 | SHREE GOVIND LLC - C/O FAST TRIP
53838 | Currently in Use |  | 2021-07-12 |  |  |  |  | Retail | Double Wall | Double Wall |  |  | Fiberglass reinforced plastic |  |  | Catchment Basin | Audible high level alarm At 90% full | Audible high level alarm At 90% full | Interstitial Monitoring within Secondary Containment |  |  |  | Automatic shutoff device (AELLD) | Automatic shutoff device (AELLD) | Interstitial Monitoring within Secondary Containment |  |  |  |  | UST Currently In Use: 2; UST Temp Close: 0; AST Currently In Use: 0; AST Temp Closed: 0 | 2 | 0 | 3 | 22176-101-021526 | CIRCLE K STORES
53854 | Currently in Use |  | 2022-05-17 |  | Petroleum | Unleaded gasoline | Unleaded gasoline | Retail | Fiberglass reinforced plastic | Double Wall |  |  | Fiberglass reinforced plastic |  |  | Double walled catchment basin | Audible high level alarm At 90% full | Audible high level alarm At 90% full | Interstitial Monitoring within Secondary Containment |  |  | Single walled under dispenser containment | Automatic shutoff device (AELLD) | Automatic shutoff device (AELLD) | Interstitial Monitoring within Secondary Containment |  |  |  |  | UST Currently In Use: 4; UST Temp Close: 0; AST Currently In Use: 0; AST Temp Closed: 0 | 4 | 0 | 0 | 14001-055-021485 | Racetrac Inc
53855 | Currently in Use |  | 2022-05-17 |  | Petroleum | Premium gasoline | Premium gasoline | Retail | Double Wall | Double Wall |  |  | Fiberglass reinforced plastic |  |  | Double walled catchment basin | Audible high level alarm At 90% full | Audible high level alarm At 90% full | Interstitial Monitoring within Secondary Containment |  |  | Single walled under dispenser containment | Automatic shutoff device (AELLD) | Automatic shutoff device (AELLD) | Interstitial Monitoring within Secondary Containment |  |  |  |  | UST Currently In Use: 4; UST Temp Close: 0; AST Currently In Use: 0; AST Temp Closed: 0 | 4 | 0 | 0 | 14001-055-021485 | Racetrac Inc
53856 | Currently in Use |  | 2022-05-17 |  | Petroleum | On road diesel | On road diesel | Retail | Fiberglass reinforced plastic | Double Wall |  |  | Fiberglass reinforced plastic |  |  | Double walled catchment basin | Audible high level alarm At 90% full | Audible high level alarm At 90% full | Interstitial Monitoring within Secondary Containment |  |  | Single walled submersible pump containment sump | Automatic shutoff device (AELLD) | Automatic shutoff device (AELLD) | Interstitial Monitoring within Secondary Containment |  |  |  |  | UST Currently In Use: 4; UST Temp Close: 0; AST Currently In Use: 0; AST Temp Closed: 0 | 4 | 0 | 0 | 14001-055-021485 | Racetrac Inc
53857 | Currently in Use |  | 2022-05-17 |  | Petroleum | On road diesel | On road diesel | Retail | Fiberglass reinforced plastic | Double Wall |  |  | Fiberglass reinforced plastic |  |  | Double walled catchment basin | Audible high level alarm At 90% full | Audible high level alarm At 90% full | Interstitial Monitoring within Secondary Containment |  |  | Single walled submersible pump containment sump | Automatic shutoff device (AELLD) | Automatic shutoff device (AELLD) | Interstitial Monitoring within Secondary Containment |  |  |  |  | UST Currently In Use: 4; UST Temp Close: 0; AST Currently In Use: 0; AST Temp Closed: 0 | 4 | 0 | 0 | 14001-055-021485 | Racetrac Inc
53858 | Currently in Use |  | 2022-09-12 |  | Petroleum | Unleaded gasoline | Unleaded gasoline | Retail | Double Wall | Double Wall |  |  | Double Wall |  |  | Double walled catchment basin | Audible high level alarm At 90% full | Audible high level alarm At 90% full | Interstitial Monitoring within Secondary Containment |  |  | Single walled submersible pump containment sump | Automatic shutoff device (AELLD) | Automatic shutoff device (AELLD) | Interstitial Monitoring within Secondary Containment |  |  |  |  | UST Currently In Use: 4; UST Temp Close: 0; AST Currently In Use: 0; AST Temp Closed: 0 | 4 | 0 | 0 | 14001-089-021483 | RACETRAC PETROLEUM INC
53859 | Currently in Use |  | 2022-09-12 |  | Petroleum | Premium gasoline | Premium gasoline | Retail | Fiberglass reinforced plastic | Double Wall |  |  | Fiberglass reinforced plastic |  |  | Double walled catchment basin | Audible high level alarm At 90% full | Audible high level alarm At 90% full | Interstitial Monitoring within Secondary Containment |  |  | Single walled submersible pump containment sump | Automatic shutoff device (AELLD) | Automatic shutoff device (AELLD) | Interstitial Monitoring within Secondary Containment |  |  |  |  | UST Currently In Use: 4; UST Temp Close: 0; AST Currently In Use: 0; AST Temp Closed: 0 | 4 | 0 | 0 | 14001-089-021483 | RACETRAC PETROLEUM INC
53860 | Currently in Use |  | 2022-09-12 |  | Petroleum | On road diesel | On road diesel | Retail | Fiberglass reinforced plastic | Double Wall |  |  | Fiberglass reinforced plastic |  |  | Double walled catchment basin | Audible high level alarm At 90% full | Audible high level alarm At 90% full | Interstitial Monitoring within Secondary Containment |  |  | Single walled submersible pump containment sump | Automatic shutoff device (AELLD) | Automatic shutoff device (AELLD) | Interstitial Monitoring within Secondary Containment |  |  |  |  | UST Currently In Use: 4; UST Temp Close: 0; AST Currently In Use: 0; AST Temp Closed: 0 | 4 | 0 | 0 | 14001-089-021483 | RACETRAC PETROLEUM INC
53861 | Currently in Use |  | 2022-09-12 |  | Petroleum | On road diesel | On road diesel | Retail | Fiberglass reinforced plastic | Double Wall |  |  | Fiberglass reinforced plastic |  |  | Double walled catchment basin | Audible high level alarm At 90% full | Audible high level alarm At 90% full | Interstitial Monitoring within Secondary Containment |  |  | Single walled submersible pump containment sump | Automatic shutoff device (AELLD) | Automatic shutoff device (AELLD) | Interstitial Monitoring within Secondary Containment |  |  |  |  | UST Currently In Use: 4; UST Temp Close: 0; AST Currently In Use: 0; AST Temp Closed: 0 | 4 | 0 | 0 | 14001-089-021483 | RACETRAC PETROLEUM INC
53863 | Currently in Use |  | 2022-09-28 |  | Petroleum | Unleaded gasoline | Unleaded gasoline | Retail | Fiberglass reinforced plastic | Double Wall |  |  | Fiberglass reinforced plastic |  |  | Double walled catchment basin | Audible high level alarm At 90% full | Audible high level alarm At 90% full | Interstitial Monitoring within Secondary Containment |  |  | Single walled under dispenser containment | Automatic shutoff device (AELLD) | Automatic shutoff device (AELLD) | Interstitial Monitoring within Secondary Containment |  |  |  |  | UST Currently In Use: 4; UST Temp Close: 0; AST Currently In Use: 0; AST Temp Closed: 0 | 4 | 0 | 0 | 14001-089-021497 | Racetrac Inc
53864 | Currently in Use |  | 2022-09-28 |  | Petroleum | Premium gasoline | Premium gasoline | Retail | Double Wall | Double Wall |  |  | Double Wall |  |  | Double walled catchment basin | Audible high level alarm At 90% full | Audible high level alarm At 90% full | Interstitial Monitoring within Secondary Containment |  |  | Single walled submersible pump containment sump | Automatic shutoff device (AELLD) | Automatic shutoff device (AELLD) | Interstitial Monitoring within Secondary Containment |  |  |  |  | UST Currently In Use: 4; UST Temp Close: 0; AST Currently In Use: 0; AST Temp Closed: 0 | 4 | 0 | 0 | 14001-089-021497 | Racetrac Inc
53865 | Currently in Use |  | 2022-09-28 |  | Petroleum | On road diesel | On road diesel | Retail | Double Wall | Double Wall |  |  | Double Wall |  |  | Double walled catchment basin | Audible high level alarm At 90% full | Audible high level alarm At 90% full | Interstitial Monitoring within Secondary Containment |  |  | Single walled submersible pump containment sump | Automatic shutoff device (AELLD) | Automatic shutoff device (AELLD) | Interstitial Monitoring within Secondary Containment |  |  |  |  | UST Currently In Use: 4; UST Temp Close: 0; AST Currently In Use: 0; AST Temp Closed: 0 | 4 | 0 | 0 | 14001-089-021497 | Racetrac Inc
53866 | Currently in Use |  | 2022-09-28 |  | Petroleum | On road diesel | On road diesel | Retail | Fiberglass reinforced plastic | Double Wall |  |  | Fiberglass reinforced plastic |  |  | Double walled catchment basin | Audible high level alarm At 90% full | Audible high level alarm At 90% full | Interstitial Monitoring within Secondary Containment |  |  | Single walled submersible pump containment sump | Automatic shutoff device (AELLD) | Automatic shutoff device (AELLD) | Interstitial Monitoring within Secondary Containment |  |  |  |  | UST Currently In Use: 4; UST Temp Close: 0; AST Currently In Use: 0; AST Temp Closed: 0 | 4 | 0 | 0 | 14001-089-021497 | Racetrac Inc
53903 | Currently in Use |  | 2023-03-16 |  | Petroleum | On road diesel | On road diesel | Retail | Fiberglass coated steel | Fiberglass coated steel |  |  | Double Wall |  |  | Single walled catchment basin | Automatic shutoff device At 95% full | Automatic shutoff device At 95% full | Interstitial Monitoring within Secondary Containment | SENSOR TO ATG | Automatic Tank Gauge | Single walled under dispenser containment | Automatic shutoff device (AELLD) | Automatic shutoff device (AELLD) | Interstitial Monitoring within Secondary Containment | SENSOR TO ATG |  |  |  | UST Currently In Use: 1; UST Temp Close: 0; AST Currently In Use: 0; AST Temp Closed: 0 | 1 | 0 | 0 | 26299-097-021540 | Ahmad A. AL Fuqaha
53927 | Currently in Use |  | 2022-06-20 |  | Petroleum | Unleaded gasoline | Unleaded gasoline | Retail | Double Wall | Double Wall |  |  | Double Wall |  |  | Double walled catchment basin | Automatic shutoff device At 95% full | Automatic shutoff device At 95% full | Interstitial Monitoring within Secondary Containment |  |  | Single walled under dispenser containment | Automatic shutoff device (AELLD) | Automatic shutoff device (AELLD) | Interstitial Monitoring within Secondary Containment |  |  |  |  | UST Currently In Use: 6; UST Temp Close: 0; AST Currently In Use: 0; AST Temp Closed: 0 | 6 | 0 | 0 | 25488-081-021463 | Buc-ee's Auburn, LLC
53928 | Currently in Use |  | 2022-06-20 |  | Petroleum | Unleaded gasoline | Unleaded gasoline | Retail | Double Wall | Double Wall |  |  | Fiberglass reinforced plastic |  |  | Double walled catchment basin | Automatic shutoff device At 95% full | Automatic shutoff device At 95% full | Interstitial Monitoring within Secondary Containment |  |  | Single walled submersible pump containment sump | Automatic shutoff device (AELLD) | Automatic shutoff device (AELLD) | Interstitial Monitoring within Secondary Containment |  |  |  |  | UST Currently In Use: 6; UST Temp Close: 0; AST Currently In Use: 0; AST Temp Closed: 0 | 6 | 0 | 0 | 25488-081-021463 | Buc-ee's Auburn, LLC
53929 | Currently in Use |  | 2022-06-20 |  | Petroleum | On road diesel | On road diesel | Retail | Double Wall | Double Wall |  |  | Double Wall |  |  | Double walled catchment basin | Automatic shutoff device At 95% full | Automatic shutoff device At 95% full | Interstitial Monitoring within Secondary Containment |  |  | Single walled under dispenser containment | Sump sensor relayed to automatically shut off submersible pump | Automatic shutoff device (AELLD) | Interstitial Monitoring within Secondary Containment |  |  |  |  | UST Currently In Use: 6; UST Temp Close: 0; AST Currently In Use: 0; AST Temp Closed: 0 | 6 | 0 | 0 | 25488-081-021463 | Buc-ee's Auburn, LLC
53930 | Currently in Use |  | 2022-06-20 |  | Petroleum | Unleaded gasoline | Unleaded gasoline | Retail | Double Wall | Double Wall |  |  | Double Wall |  |  | Double walled catchment basin | Automatic shutoff device At 95% full | Audible high level alarm At 90% full | Interstitial Monitoring within Secondary Containment |  |  | Single walled submersible pump containment sump | Sump sensor relayed to automatically shut off submersible pump | Automatic shutoff device (AELLD) | Interstitial Monitoring within Secondary Containment |  |  |  |  | UST Currently In Use: 6; UST Temp Close: 0; AST Currently In Use: 0; AST Temp Closed: 0 | 6 | 0 | 0 | 25488-081-021463 | Buc-ee's Auburn, LLC
53931 | Currently in Use |  | 2022-06-20 |  | Petroleum | Unleaded gasoline | Unleaded gasoline | Retail | Double Wall | Double Wall |  |  | Double Wall |  |  | Double walled catchment basin | Automatic shutoff device At 95% full | Automatic shutoff device At 95% full | Interstitial Monitoring within Secondary Containment |  |  | Single walled submersible pump containment sump | Sump sensor relayed to automatically shut off submersible pump | Automatic shutoff device (AELLD) | Interstitial Monitoring within Secondary Containment |  |  |  |  | UST Currently In Use: 6; UST Temp Close: 0; AST Currently In Use: 0; AST Temp Closed: 0 | 6 | 0 | 0 | 25488-081-021463 | Buc-ee's Auburn, LLC
53932 | Currently in Use |  | 2022-06-20 |  | Petroleum | On road diesel | On road diesel | Retail | Double Wall | Double Wall |  |  | Double Wall |  |  | Double walled catchment basin | Automatic shutoff device At 95% full | Automatic shutoff device At 95% full | Interstitial Monitoring within Secondary Containment |  |  | Single walled under dispenser containment | Automatic shutoff device (AELLD) | Automatic shutoff device (AELLD) | Interstitial Monitoring within Secondary Containment |  |  |  |  | UST Currently In Use: 6; UST Temp Close: 0; AST Currently In Use: 0; AST Temp Closed: 0 | 6 | 0 | 0 | 25488-081-021463 | Buc-ee's Auburn, LLC
53948 | Currently in Use |  | 2022-11-21 |  | Petroleum | Unleaded gasoline | Unleaded gasoline | Retail | Fiberglass coated steel | Double Wall |  |  | Flexible |  |  | Double walled catchment basin | Automatic shutoff device At 95% full | Automatic shutoff device At 95% full | Interstitial Monitoring within Secondary Containment | SENSOR TO ATG | interstitial monitoring within secondary containment (double walled tank) | Single walled submersible pump containment sump | Automatic flow restrictor (MLLD) | Automatic flow restrictor (MLLD) | Interstitial Monitoring within Secondary Containment | SENSOR TO ATG |  |  |  | UST Currently In Use: 2; UST Temp Close: 0; AST Currently In Use: 0; AST Temp Closed: 0 | 2 | 0 | 0 | 13929-003-021580 | Prince Oil Company, Inc
53949 | Currently in Use |  | 2022-11-21 |  | Petroleum | On road diesel | On road diesel | Retail | Double Wall | Double Wall |  |  | Flexible |  |  | Double walled catchment basin | Automatic shutoff device At 95% full | Automatic shutoff device At 95% full | Interstitial Monitoring within Secondary Containment | SENSOR TO ATG | interstitial monitoring within secondary containment (double walled tank) | Single walled submersible pump containment sump | Automatic flow restrictor (MLLD) | Automatic flow restrictor (MLLD) | Interstitial Monitoring within Secondary Containment | SENSOR TO ATG |  |  |  | UST Currently In Use: 2; UST Temp Close: 0; AST Currently In Use: 0; AST Temp Closed: 0 | 2 | 0 | 0 | 13929-003-021580 | Prince Oil Company, Inc
53957 | Currently in Use |  | 2022-09-26 |  | Petroleum | Unleaded gasoline | Unleaded gasoline | Retail | Double Wall | Double Wall |  |  | Double Wall |  |  | Double walled catchment basin | Audible high level alarm At 90% full | Audible high level alarm At 90% full | Interstitial Monitoring within Secondary Containment |  | Automatic Tank Gauge | Single walled submersible pump containment sump | Automatic shutoff device (AELLD) | Automatic shutoff device (AELLD) | Interstitial Monitoring within Secondary Containment |  |  |  |  | UST Currently In Use: 3; UST Temp Close: 0; AST Currently In Use: 0; AST Temp Closed: 0 | 3 | 0 | 0 | 23413-089-021558 | Circle K Stores, Inc.
53958 | Currently in Use |  | 2022-09-26 |  | Petroleum | Premium gasoline | Premium gasoline | Retail | Double Wall | Double Wall |  |  | Fiberglass reinforced plastic |  |  | Double walled catchment basin | Audible high level alarm At 90% full | Audible high level alarm At 90% full | Interstitial Monitoring within Secondary Containment |  | Automatic Tank Gauge | Single walled submersible pump containment sump | Automatic shutoff device (AELLD) | Automatic shutoff device (AELLD) | Interstitial Monitoring within Secondary Containment |  |  |  |  | UST Currently In Use: 3; UST Temp Close: 0; AST Currently In Use: 0; AST Temp Closed: 0 | 3 | 0 | 0 | 23413-089-021558 | Circle K Stores, Inc.
53959 | Currently in Use |  | 2022-09-26 |  | Petroleum | On road diesel | On road diesel | Retail | Double Wall | Double Wall |  |  | Fiberglass reinforced plastic |  |  | Double walled catchment basin | Audible high level alarm At 90% full | Audible high level alarm At 90% full | Interstitial Monitoring within Secondary Containment |  | Automatic Tank Gauge | Single walled under dispenser containment | Automatic shutoff device (AELLD) | Automatic shutoff device (AELLD) | Interstitial Monitoring within Secondary Containment |  |  |  |  | UST Currently In Use: 3; UST Temp Close: 0; AST Currently In Use: 0; AST Temp Closed: 0 | 3 | 0 | 0 | 23413-089-021558 | Circle K Stores, Inc.
53960 | Currently in Use |  | 2022-09-29 |  | Petroleum | Unleaded gasoline | Unleaded gasoline | Retail | Double Wall | Double Wall |  |  | Fiberglass reinforced plastic |  |  | Double walled catchment basin | Automatic shutoff device At 95% full | Audible high level alarm At 90% full | Interstitial Monitoring within Secondary Containment |  | Automatic Tank Gauge | Single walled under dispenser containment | Automatic shutoff device (AELLD) | Automatic shutoff device (AELLD) | Interstitial Monitoring within Secondary Containment |  |  |  |  | UST Currently In Use: 3; UST Temp Close: 0; AST Currently In Use: 0; AST Temp Closed: 0 | 3 | 0 | 0 | 23413-089-021489 | Circle K Stores, Inc.
53961 | Currently in Use |  | 2022-09-29 |  | Petroleum | Premium gasoline | Premium gasoline | Retail | Double Wall | Double Wall |  |  | Double Wall |  |  | Double walled catchment basin | Automatic shutoff device At 95% full | Audible high level alarm At 90% full | Interstitial Monitoring within Secondary Containment |  | Automatic Tank Gauge | Single walled under dispenser containment | Automatic shutoff device (AELLD) | Automatic shutoff device (AELLD) | Interstitial Monitoring within Secondary Containment |  |  |  |  | UST Currently In Use: 3; UST Temp Close: 0; AST Currently In Use: 0; AST Temp Closed: 0 | 3 | 0 | 0 | 23413-089-021489 | Circle K Stores, Inc.
53962 | Currently in Use |  | 2022-09-26 |  | Petroleum | On road diesel | On road diesel | Retail | Fiberglass reinforced plastic | Double Wall |  |  | Fiberglass reinforced plastic |  |  | Double walled catchment basin | Audible high level alarm At 90% full | Audible high level alarm At 90% full | Interstitial Monitoring within Secondary Containment |  | Automatic Tank Gauge | Single walled under dispenser containment | Automatic shutoff device (AELLD) | Automatic shutoff device (AELLD) | Interstitial Monitoring within Secondary Containment |  |  |  |  | UST Currently In Use: 3; UST Temp Close: 0; AST Currently In Use: 0; AST Temp Closed: 0 | 3 | 0 | 0 | 23413-089-021489 | Circle K Stores, Inc.
53968 | Currently in Use |  | 2023-04-10 |  | Petroleum | Unleaded gasoline | Unleaded gasoline | Retail | Double Wall | Double Wall |  |  | Flexible |  |  | Catchment Basin | Automatic shutoff device At 95% full | Automatic shutoff device At 95% full | Interstitial Monitoring within Secondary Containment | SENSOR TO ATG |  |  | Automatic flow restrictor (MLLD) | Automatic flow restrictor (MLLD) | Interstitial Monitoring within Secondary Containment |  |  |  | Pressurized Piping | UST Currently In Use: 6; UST Temp Close: 0; AST Currently In Use: 2; AST Temp Closed: 0 | 6 | 0 | 4 | 25458-001-013870 | LIONS PRIDE PROPERTY INC
53971 | Currently in Use |  | 2023-04-10 |  | Petroleum | Unleaded gasoline | Unleaded gasoline | Retail | Double Wall | Double Wall |  |  | Double Wall |  |  | Catchment Basin | Automatic shutoff device At 95% full | Automatic shutoff device At 95% full | Interstitial Monitoring within Secondary Containment | SENSOR TO ATG |  |  | Automatic flow restrictor (MLLD) | Automatic flow restrictor (MLLD) | Interstitial Monitoring within Secondary Containment |  |  |  | Pressurized Piping | UST Currently In Use: 6; UST Temp Close: 0; AST Currently In Use: 2; AST Temp Closed: 0 | 6 | 0 | 4 | 25458-001-013870 | LIONS PRIDE PROPERTY INC
53972 | Currently in Use |  | 2023-04-10 |  | Petroleum | Premium gasoline | Premium gasoline | Retail |  |  |  |  | Flexible |  |  | Catchment Basin | Automatic shutoff device At 95% full | Automatic shutoff device At 95% full | Interstitial Monitoring within Secondary Containment | SENSOR TO ATG |  |  | Automatic flow restrictor (MLLD) | Automatic flow restrictor (MLLD) | Interstitial Monitoring within Secondary Containment |  |  |  |  | UST Currently In Use: 6; UST Temp Close: 0; AST Currently In Use: 2; AST Temp Closed: 0 | 6 | 0 | 4 | 25458-001-013870 | LIONS PRIDE PROPERTY INC
53973 | Currently in Use |  | 2023-04-10 |  | Petroleum | On road diesel | On road diesel | Retail |  |  |  |  | Double Wall |  |  | Catchment Basin | Automatic shutoff device At 95% full | Automatic shutoff device At 95% full | Interstitial Monitoring within Secondary Containment | SENSOR TO ATG |  |  | Automatic flow restrictor (MLLD) | Automatic flow restrictor (MLLD) | Interstitial Monitoring within Secondary Containment |  |  |  | Pressurized Piping | UST Currently In Use: 6; UST Temp Close: 0; AST Currently In Use: 2; AST Temp Closed: 0 | 6 | 0 | 4 | 25458-001-013870 | LIONS PRIDE PROPERTY INC
53974 | Currently in Use |  | 2023-04-10 |  | Petroleum | On road diesel | On road diesel | Retail | Fiberglass reinforced plastic | Double Wall | [5 empty] | Catchment Basin | Automatic shutoff device At 95% full | Automatic shutoff device At 95% full | Interstitial Monitoring within Secondary Containment | SENSOR TO ATG |  |  | Automatic flow restrictor (MLLD) | Automatic flow restrictor (MLLD) | Interstitial Monitoring within Secondary Containment |  |  |  |  | UST Currently In Use: 6; UST Temp Close: 0; AST Currently In Use: 2; AST Temp Closed: 0 | 6 | 0 | 4 | 25458-001-013870 | LIONS PRIDE PROPERTY INC
53977 | Currently in Use |  | 2022-01-31 |  | Petroleum | Unleaded gasoline | Unleaded gasoline | Retail | Double Wall | Double Wall |  |  | Double Wall |  |  | Double walled catchment basin | Automatic shutoff device At 95% full | Audible high level alarm At 90% full | Interstitial Monitoring within Secondary Containment | SENSOR TO ATG |  | Double walled submersible pump containment sump | Automatic shutoff device (AELLD) | Automatic shutoff device (AELLD) | Interstitial Monitoring within Secondary Containment | SENSOR TO ATG |  |  |  | UST Currently In Use: 4; UST Temp Close: 0; AST Currently In Use: 0; AST Temp Closed: 0 | 4 | 0 | 6 | 15420-073-013885 | MAPCO EXPRESS, INC.
53979 | Currently in Use |  | 2023-06-15 |  | Petroleum | Unleaded gasoline | Unleaded gasoline | Retail | Double Wall | Double Wall |  |  | Double Wall |  |  | Double walled catchment basin | Automatic shutoff device At 95% full | Automatic shutoff device At 95% full | Interstitial Monitoring within Secondary Containment |  | Automatic Tank Gauge | Single walled under dispenser containment | Automatic shutoff device (AELLD) | Automatic shutoff device (AELLD) | Interstitial Monitoring within Secondary Containment |  |  |  |  | UST Currently In Use: 3; UST Temp Close: 0; AST Currently In Use: 0; AST Temp Closed: 0 | 3 | 0 | 0 | 23413-089-021564 | Circle K Stores, Inc.
53986 | Currently in Use |  | 2023-04-10 |  | Petroleum | On road diesel | On road diesel |  | Double Wall | Double Wall |  |  | Double Wall |  |  | Catchment Basin |  |  | Interstitial Monitoring within Secondary Containment | SENSOR TO ATG |  |  | Automatic flow restrictor (MLLD) | Automatic flow restrictor (MLLD) | Interstitial Monitoring within Secondary Containment |  |  |  |  | UST Currently In Use: 6; UST Temp Close: 0; AST Currently In Use: 2; AST Temp Closed: 0 | 6 | 0 | 4 | 25458-001-013870 | LIONS PRIDE PROPERTY INC
53990 | Currently in Use |  | 2023-06-15 |  | Petroleum | Premium gasoline | Premium gasoline | Retail | Fiberglass reinforced plastic | Double Wall |  |  | Fiberglass reinforced plastic |  |  | Double walled catchment basin | Automatic shutoff device At 95% full | Automatic shutoff device At 95% full | Interstitial Monitoring within Secondary Containment |  | Automatic Tank Gauge | Single walled under dispenser containment | Automatic shutoff device (AELLD) | Automatic shutoff device (AELLD) | Interstitial Monitoring within Secondary Containment |  |  |  |  | UST Currently In Use: 3; UST Temp Close: 0; AST Currently In Use: 0; AST Temp Closed: 0 | 3 | 0 | 0 | 23413-089-021564 | Circle K Stores, Inc.
53991 | Currently in Use |  | 2023-06-15 |  | Petroleum | On road diesel | On road diesel | Retail | Fiberglass reinforced plastic | Double Wall |  |  | Fiberglass reinforced plastic |  |  | Double walled catchment basin | Automatic shutoff device At 95% full | Automatic shutoff device At 95% full | Interstitial Monitoring within Secondary Containment |  | Automatic Tank Gauge | Single walled submersible pump containment sump | Automatic shutoff device (AELLD) | Automatic shutoff device (AELLD) | Interstitial Monitoring within Secondary Containment |  |  |  |  | UST Currently In Use: 3; UST Temp Close: 0; AST Currently In Use: 0; AST Temp Closed: 0 | 3 | 0 | 0 | 23413-089-021564 | Circle K Stores, Inc.
54002 | Currently in Use |  | 2021-02-07 |  | Petroleum | Ethanol free gasoline | Ethanol free gasoline | Retail | Double Wall | Double Wall |  |  | Fiberglass reinforced plastic |  |  | Single walled catchment basin | Automatic shutoff device At 95% full | Automatic shutoff device At 95% full | Interstitial Monitoring within Secondary Containment | SENSOR TO ATG |  | Single walled submersible pump containment sump | Automatic flow restrictor (MLLD) | Automatic flow restrictor (MLLD) | Interstitial Monitoring within Secondary Containment | SENSOR TO ATG |  |  | Pressurized Piping | UST Currently In Use: 3; UST Temp Close: 0; AST Currently In Use: 0; AST Temp Closed: 0 | 3 | 0 | 0 | 25826-003-019167 | MAGNOLIA FOOD MART INC
54003 | Currently in Use |  | 2022-09-21 |  | Petroleum | Unleaded gasoline | Unleaded gasoline | Retail | Double Wall | Double Wall |  |  | Double Wall |  |  | Single walled catchment basin | Automatic shutoff device At 95% full | Automatic shutoff device At 95% full | Interstitial Monitoring within Secondary Containment |  |  | Single walled submersible pump containment sump | Sump sensor relayed to automatically shut off submersible pump | Automatic flow restrictor (MLLD) | Interstitial Monitoring within Secondary Containment |  |  |  |  | UST Currently In Use: 2; UST Temp Close: 0; AST Currently In Use: 0; AST Temp Closed: 0 | 2 | 0 | 0 | 26290-073-021572 | LK USA INC.
54004 | Currently in Use |  | 2022-09-21 |  | Petroleum | Premium gasoline | Premium gasoline | Retail | Double Wall | Double Wall |  |  | Flexible |  |  | Single walled catchment basin | Automatic shutoff device At 95% full | Automatic shutoff device At 95% full | Interstitial Monitoring within Secondary Containment |  |  | Single walled submersible pump containment sump | Sump sensor relayed to automatically shut off submersible pump | Automatic flow restrictor (MLLD) | Interstitial Monitoring within Secondary Containment |  |  |  |  | UST Currently In Use: 2; UST Temp Close: 0; AST Currently In Use: 0; AST Temp Closed: 0 | 2 | 0 | 0 | 26290-073-021572 | LK USA INC.
54006 | Currently in Use |  | 2023-10-28 |  | Petroleum | Unleaded gasoline | Unleaded gasoline | Retail | Double Wall | Double Wall |  |  | Double Wall |  |  | Double walled catchment basin | Automatic shutoff device At 95% full | Automatic shutoff device At 95% full | Interstitial Monitoring within Secondary Containment |  | interstitial monitoring within secondary containment | Single walled under dispenser containment | Automatic shutoff device (AELLD) | Automatic shutoff device (AELLD) | Interstitial Monitoring within Secondary Containment |  |  |  |  | UST Currently In Use: 4; UST Temp Close: 0; AST Currently In Use: 0; AST Temp Closed: 0 | 4 | 0 | 0 | 22285-117-021520 | High Tide Oil Company, Inc.
54007 | Currently in Use |  | 2023-01-17 |  | Petroleum | Unleaded gasoline | Unleaded gasoline | Retail | Double Wall | Double Wall |  |  | Double Wall |  |  | Double walled catchment basin | Automatic shutoff device At 95% full | Automatic shutoff device At 95% full | Interstitial Monitoring within Secondary Containment |  | Automatic Tank Gauge | Single walled submersible pump containment sump | Sump sensor relayed to automatically shut off submersible pump | Sump sensor relayed to automatically shut off submersible pump | Interstitial Monitoring within Secondary Containment |  |  |  |  | UST Currently In Use: 2; UST Temp Close: 0; AST Currently In Use: 1; AST Temp Closed: 0 | 2 | 0 | 0 | 24921-003-021510 | Fikes Wholesale, Inc.
54015 | Currently in Use |  | 2023-01-17 |  | Petroleum | On road diesel | On road diesel | Retail | Double Wall | Double Wall |  |  | Flexible |  |  | Double walled catchment basin | Automatic shutoff device At 95% full | Automatic shutoff device At 95% full | Interstitial Monitoring within Secondary Containment |  | Automatic Tank Gauge | Single walled submersible pump containment sump | Sump sensor relayed to automatically shut off submersible pump | Sump sensor relayed to automatically shut off submersible pump | Interstitial Monitoring within Secondary Containment |  |  |  |  | UST Currently In Use: 2; UST Temp Close: 0; AST Currently In Use: 1; AST Temp Closed: 0 | 2 | 0 | 0 | 24921-003-021510 | Fikes Wholesale, Inc.
54021 | Currently in Use |  | 2023-01-19 |  | Petroleum | Unleaded gasoline | Unleaded gasoline | Retail | Double Wall | Double Wall |  |  | Double Wall |  |  | Double walled catchment basin | Audible high level alarm At 90% full | Audible high level alarm At 90% full | Interstitial Monitoring within Secondary Containment | SENSOR TO ATG |  | Single walled submersible pump containment sump | Automatic shutoff device (AELLD) | Automatic shutoff device (AELLD) | Interstitial Monitoring within Secondary Containment | SENSOR TO ATG |  |  |  | UST Currently In Use: 4; UST Temp Close: 0; AST Currently In Use: 0; AST Temp Closed: 0 | 4 | 0 | 0 | 14001-091-021581 | Racetrac Inc
54022 | Currently in Use |  | 2023-01-19 |  | Petroleum | Premium gasoline | Premium gasoline | Retail | Double Wall | Double Wall |  |  | Double Wall |  |  | Double walled catchment basin | Audible high level alarm At 90% full | Audible high level alarm At 90% full | Interstitial Monitoring within Secondary Containment | SENSOR TO ATG |  | Single walled submersible pump containment sump | Automatic shutoff device (AELLD) | Automatic shutoff device (AELLD) | Interstitial Monitoring within Secondary Containment | SENSOR TO ATG |  |  |  | UST Currently In Use: 4; UST Temp Close: 0; AST Currently In Use: 0; AST Temp Closed: 0 | 4 | 0 | 0 | 14001-091-021581 | Racetrac Inc
54023 | Currently in Use |  | 2023-01-19 |  | Petroleum | On road diesel | On road diesel | Retail | Double Wall | Double Wall |  |  | Fiberglass reinforced plastic |  |  | Double walled catchment basin | Audible high level alarm At 90% full | Audible high level alarm At 90% full | Interstitial Monitoring within Secondary Containment | SENSOR TO ATG |  | Single walled under dispenser containment | Automatic shutoff device (AELLD) | Automatic shutoff device (AELLD) | Interstitial Monitoring within Secondary Containment | SENSOR TO ATG |  |  |  | UST Currently In Use: 4; UST Temp Close: 0; AST Currently In Use: 0; AST Temp Closed: 0 | 4 | 0 | 0 | 14001-091-021581 | Racetrac Inc
54024 | Currently in Use |  | 2023-01-19 |  | Petroleum | On road diesel | On road diesel | Retail | Double Wall | Double Wall |  |  | Double Wall |  |  | Double walled catchment basin | Audible high level alarm At 90% full | Audible high level alarm At 90% full | Interstitial Monitoring within Secondary Containment | SENSOR TO ATG |  | Single walled under dispenser containment | Automatic shutoff device (AELLD) | Automatic shutoff device (AELLD) | Interstitial Monitoring within Secondary Containment | SENSOR TO ATG |  |  |  | UST Currently In Use: 4; UST Temp Close: 0; AST Currently In Use: 0; AST Temp Closed: 0 | 4 | 0 | 0 | 14001-091-021581 | Racetrac Inc
54050 | Currently in Use |  | 2022-12-29 |  | Petroleum | Unleaded gasoline | Unleaded gasoline | Retail | Double Wall | Double Wall |  |  | Double Wall |  |  | Single walled catchment basin | Automatic shutoff device At 95% full | Automatic shutoff device At 95% full | Interstitial Monitoring within Secondary Containment |  |  | Single walled under dispenser containment | Automatic flow restrictor (MLLD) | Automatic flow restrictor (MLLD) | Interstitial Monitoring within Secondary Containment |  |  |  |  | UST Currently In Use: 2; UST Temp Close: 0; AST Currently In Use: 0; AST Temp Closed: 0 | 2 | 0 | 0 | 25492-083-021495 | Tri Star Energy, LLC
54051 | Currently in Use |  | 2022-12-29 |  | Petroleum | Premium gasoline | Premium gasoline | Retail | Fiberglass coated steel | Double Wall |  |  | Double Wall |  |  | Single walled catchment basin | Automatic shutoff device At 95% full | Automatic shutoff device At 95% full | Interstitial Monitoring within Secondary Containment |  |  | Single walled under dispenser containment | Automatic flow restrictor (MLLD) | Automatic flow restrictor (MLLD) | Interstitial Monitoring within Secondary Containment |  |  |  |  | UST Currently In Use: 2; UST Temp Close: 0; AST Currently In Use: 0; AST Temp Closed: 0 | 2 | 0 | 0 | 25492-083-021495 | Tri Star Energy, LLC
54052 | Currently in Use |  | 2023-05-02 |  | Petroleum | Unleaded gasoline | Unleaded gasoline | Retail | Fiberglass coated steel | Fiberglass coated steel |  |  | Double Wall |  |  | Double walled catchment basin | Automatic shutoff device At 95% full | Automatic shutoff device At 95% full | Interstitial Monitoring within Secondary Containment |  |  | Single walled under dispenser containment | Automatic shutoff device (AELLD) | Automatic shutoff device (AELLD) | Interstitial Monitoring within Secondary Containment |  |  |  |  | UST Currently In Use: 2; UST Temp Close: 0; AST Currently In Use: 0; AST Temp Closed: 0 | 2 | 0 | 0 | 25961-051-021563 | Prem Sun Neil LLC.
54053 | Currently in Use |  | 2023-05-02 |  | Petroleum | On road diesel | On road diesel | Retail | Fiberglass coated steel | Fiberglass coated steel |  |  | Double Wall |  |  | Double walled catchment basin | Automatic shutoff device At 95% full | Automatic shutoff device At 95% full | Interstitial Monitoring within Secondary Containment |  |  | Single walled under dispenser containment | Automatic shutoff device (AELLD) | Automatic shutoff device (AELLD) | Interstitial Monitoring within Secondary Containment |  |  |  |  | UST Currently In Use: 2; UST Temp Close: 0; AST Currently In Use: 0; AST Temp Closed: 0 | 2 | 0 | 0 | 25961-051-021563 | Prem Sun Neil LLC.
54071 | Currently in Use |  | 2022-12-21 |  | Petroleum | Unleaded gasoline | Unleaded gasoline | Retail | Fiberglass reinforced plastic | Double Wall |  |  | Fiberglass reinforced plastic |  |  | Double walled catchment basin | Automatic shutoff device At 95% full | Automatic shutoff device At 95% full | Interstitial Monitoring within Secondary Containment |  |  | Single walled under dispenser containment | Automatic shutoff device (AELLD) | Automatic shutoff device (AELLD) | Interstitial Monitoring within Secondary Containment |  |  |  |  | UST Currently In Use: 3; UST Temp Close: 0; AST Currently In Use: 0; AST Temp Closed: 0 | 3 | 0 | 0 | 22176-003-021575 | Circle K Stores Inc.
54072 | Currently in Use |  | 2022-12-21 |  | Petroleum | Ethanol free gasoline | Ethanol free gasoline | Retail | Fiberglass reinforced plastic | Double Wall |  |  | Fiberglass reinforced plastic |  |  | Double walled catchment basin | Automatic shutoff device At 95% full | Automatic shutoff device At 95% full | Interstitial Monitoring within Secondary Containment |  |  | Single walled under dispenser containment | Automatic shutoff device (AELLD) | Automatic shutoff device (AELLD) | Interstitial Monitoring within Secondary Containment |  |  |  |  | UST Currently In Use: 3; UST Temp Close: 0; AST Currently In Use: 0; AST Temp Closed: 0 | 3 | 0 | 0 | 22176-003-021575 | Circle K Stores Inc.
54073 | Currently in Use |  | 2022-12-21 |  | Petroleum | On road diesel | On road diesel | Retail | Fiberglass reinforced plastic | Double Wall |  |  | Fiberglass reinforced plastic |  |  | Double walled catchment basin | Automatic shutoff device At 95% full | Automatic shutoff device At 95% full | Interstitial Monitoring within Secondary Containment |  |  | Single walled submersible pump containment sump | Automatic shutoff device (AELLD) | Automatic shutoff device (AELLD) | Interstitial Monitoring within Secondary Containment |  |  |  |  | UST Currently In Use: 3; UST Temp Close: 0; AST Currently In Use: 0; AST Temp Closed: 0 | 3 | 0 | 0 | 22176-003-021575 | Circle K Stores Inc.
54079 | Currently in Use |  | 2023-03-24 |  | Petroleum | Unleaded gasoline | Unleaded gasoline | Retail | Double Wall | Double Wall |  |  | Fiberglass reinforced plastic |  |  | Single walled catchment basin | Automatic shutoff device At 95% full | Automatic shutoff device At 95% full | Interstitial Monitoring within Secondary Containment |  |  | Single walled submersible pump containment sump | Automatic shutoff device (AELLD) | Automatic shutoff device (AELLD) | Interstitial Monitoring within Secondary Containment |  |  |  |  | UST Currently In Use: 3; UST Temp Close: 0; AST Currently In Use: 0; AST Temp Closed: 0 | 3 | 0 | 0 | 23413-117-021546 | Circle K Stores, Inc.
54084 | Currently in Use |  | 2023-03-24 |  | Petroleum | Premium gasoline | Premium gasoline | Retail | Double Wall | Double Wall |  |  | Double Wall |  |  | Single walled catchment basin | Automatic shutoff device At 95% full | Automatic shutoff device At 95% full | Interstitial Monitoring within Secondary Containment |  |  | Single walled under dispenser containment | Automatic shutoff device (AELLD) | Automatic shutoff device (AELLD) | Interstitial Monitoring within Secondary Containment |  |  |  |  | UST Currently In Use: 3; UST Temp Close: 0; AST Currently In Use: 0; AST Temp Closed: 0 | 3 | 0 | 0 | 23413-117-021546 | Circle K Stores, Inc.
54085 | Currently in Use |  | 2023-03-24 |  | Petroleum | On road diesel | On road diesel | Retail | Double Wall | Double Wall |  |  | Double Wall |  |  | Single walled catchment basin | Automatic shutoff device At 95% full | Automatic shutoff device At 95% full | Interstitial Monitoring within Secondary Containment |  |  | Single walled submersible pump containment sump | Automatic shutoff device (AELLD) | Automatic shutoff device (AELLD) | Interstitial Monitoring within Secondary Containment |  |  |  |  | UST Currently In Use: 3; UST Temp Close: 0; AST Currently In Use: 0; AST Temp Closed: 0 | 3 | 0 | 0 | 23413-117-021546 | Circle K Stores, Inc.
54087 | Currently in Use |  | 2022-12-15 |  | Petroleum | Unleaded gasoline | Unleaded gasoline | Retail | Fiberglass coated steel | Fiberglass coated steel |  |  | Double Wall |  | 2022-12-15 | Single walled catchment basin | Automatic shutoff device At 95% full | Automatic shutoff device At 95% full | Interstitial Monitoring within Secondary Containment | SENSOR TO ATG |  | Single walled submersible pump containment sump | Automatic flow restrictor (MLLD) | Automatic flow restrictor (MLLD) | Interstitial Monitoring within Secondary Containment | SENSOR TO ATG |  |  | Pressurized Piping | UST Currently In Use: 2; UST Temp Close: 0; AST Currently In Use: 0; AST Temp Closed: 0 | 2 | 0 | 0 | 22284-089-017833 | Massoud Nasseri
54088 | Currently in Use |  | 2022-12-15 |  | Petroleum | Premium gasoline | Premium gasoline | Retail | Fiberglass coated steel | Fiberglass coated steel |  |  | Double Wall |  | 2022-12-15 | Single walled catchment basin | Automatic shutoff device At 95% full | Automatic shutoff device At 95% full | Interstitial Monitoring within Secondary Containment | SENSOR TO ATG |  | Single walled submersible pump containment sump | Automatic flow restrictor (MLLD) | Automatic flow restrictor (MLLD) | Interstitial Monitoring within Secondary Containment | SENSOR TO ATG |  |  | Pressurized Piping | UST Currently In Use: 2; UST Temp Close: 0; AST Currently In Use: 0; AST Temp Closed: 0 | 2 | 0 | 0 | 22284-089-017833 | Massoud Nasseri
54089 | Currently in Use |  | 2023-04-15 |  | Petroleum | Unleaded gasoline | Unleaded gasoline | Retail | Double Wall | Double Wall |  |  | Double Wall |  |  | Single walled catchment basin | Automatic shutoff device At 95% full | Automatic shutoff device At 95% full | Interstitial Monitoring within Secondary Containment | SENSOR TO ATG | Automatic Tank Gauge | Single walled under dispenser containment | Automatic flow restrictor (MLLD) | Automatic flow restrictor (MLLD) | Interstitial Monitoring within Secondary Containment | SENSOR TO ATG |  |  | Pressurized Piping | UST Currently In Use: 2; UST Temp Close: 0; AST Currently In Use: 0; AST Temp Closed: 0 | 2 | 0 | 3 | 10249-073-010880 | ANDALUSIA ENTERPRISES INC.
54090 | Currently in Use |  | 2023-04-15 |  | Petroleum | Ethanol free gasoline | Ethanol free gasoline | Retail | Double Wall | Double Wall |  |  | Double Wall |  |  | Single walled catchment basin | Automatic shutoff device At 95% full | Automatic shutoff device At 95% full | Interstitial Monitoring within Secondary Containment | SENSOR TO ATG | Automatic Tank Gauge | Single walled submersible pump containment sump | Automatic flow restrictor (MLLD) | Automatic flow restrictor (MLLD) | Interstitial Monitoring within Secondary Containment | SENSOR TO ATG |  |  | Pressurized Piping | UST Currently In Use: 2; UST Temp Close: 0; AST Currently In Use: 0; AST Temp Closed: 0 | 2 | 0 | 3 | 10249-073-010880 | ANDALUSIA ENTERPRISES INC.
54094 | Currently in Use |  | 2022-11-11 |  | Petroleum | Unleaded gasoline | Unleaded gasoline | Retail | Double Wall | Double Wall |  |  | Double Wall |  |  | Double walled catchment basin | Automatic shutoff device At 95% full | Automatic shutoff device At 95% full | Interstitial Monitoring within Secondary Containment | SENSOR TO ATG | Continuous Automatic Tank Gauge | Single walled under dispenser containment | Automatic shutoff device (AELLD) | Automatic shutoff device (AELLD) | Interstitial Monitoring within Secondary Containment | SENSOR TO ATG |  |  |  | UST Currently In Use: 9; UST Temp Close: 0; AST Currently In Use: 0; AST Temp Closed: 0 | 9 | 0 | 0 | 26103-115-021496 | QuikTrip Corporation
54095 | Currently in Use |  | 2022-11-11 |  | Petroleum | Unleaded gasoline | Unleaded gasoline | Retail | Fiberglass reinforced plastic | Double Wall |  |  | Flexible |  |  | Double walled catchment basin | Automatic shutoff device At 95% full | Automatic shutoff device At 95% full | Interstitial Monitoring within Secondary Containment | SENSOR TO ATG | Continuous Automatic Tank Gauge | Single walled under dispenser containment | Automatic shutoff device (AELLD) | Automatic shutoff device (AELLD) | Interstitial Monitoring within Secondary Containment | SENSOR TO ATG |  |  |  | UST Currently In Use: 9; UST Temp Close: 0; AST Currently In Use: 0; AST Temp Closed: 0 | 9 | 0 | 0 | 26103-115-021496 | QuikTrip Corporation
54096 | Currently in Use |  | 2022-11-11 |  | Petroleum | Unleaded gasoline | Unleaded gasoline | Retail | Fiberglass reinforced plastic | Double Wall |  |  | Flexible |  |  | Double walled catchment basin | Automatic shutoff device At 95% full | Automatic shutoff device At 95% full | Interstitial Monitoring within Secondary Containment | SENSOR TO ATG | Continuous Automatic Tank Gauge | Single walled under dispenser containment | Automatic shutoff device (AELLD) | Automatic shutoff device (AELLD) | Interstitial Monitoring within Secondary Containment | SENSOR TO ATG |  |  |  | UST Currently In Use: 9; UST Temp Close: 0; AST Currently In Use: 0; AST Temp Closed: 0 | 9 | 0 | 0 | 26103-115-021496 | QuikTrip Corporation
54097 | Currently in Use |  | 2022-11-11 |  | Petroleum | Ethanol free gasoline | Ethanol free gasoline | Retail | Fiberglass reinforced plastic | Double Wall |  |  | Double Wall |  |  | Double walled catchment basin | Automatic shutoff device At 95% full | Automatic shutoff device At 95% full | Interstitial Monitoring within Secondary Containment | SENSOR TO ATG | Continuous Automatic Tank Gauge | Single walled submersible pump containment sump | Automatic shutoff device (AELLD) | Automatic shutoff device (AELLD) | Interstitial Monitoring within Secondary Containment | SENSOR TO ATG |  |  |  | UST Currently In Use: 9; UST Temp Close: 0; AST Currently In Use: 0; AST Temp Closed: 0 | 9 | 0 | 0 | 26103-115-021496 | QuikTrip Corporation
54098 | Currently in Use |  | 2022-11-11 |  | Petroleum | Premium gasoline | Premium gasoline | Retail | Fiberglass reinforced plastic | Double Wall |  |  | Flexible |  |  | Double walled catchment basin | Automatic shutoff device At 95% full | Automatic shutoff device At 95% full | Interstitial Monitoring within Secondary Containment | SENSOR TO ATG | Continuous Automatic Tank Gauge | Single walled under dispenser containment | Automatic shutoff device (AELLD) | Automatic shutoff device (AELLD) | Interstitial Monitoring within Secondary Containment | SENSOR TO ATG |  |  |  | UST Currently In Use: 9; UST Temp Close: 0; AST Currently In Use: 0; AST Temp Closed: 0 | 9 | 0 | 0 | 26103-115-021496 | QuikTrip Corporation
54099 | Currently in Use |  | 2022-11-11 |  | Petroleum | On road diesel | On road diesel | Retail | Double Wall | Double Wall |  |  | Double Wall |  |  | Double walled catchment basin | Automatic shutoff device At 95% full | Automatic shutoff device At 95% full | Interstitial Monitoring within Secondary Containment | SENSOR TO ATG | Continuous Automatic Tank Gauge | Single walled under dispenser containment | Automatic shutoff device (AELLD) | Automatic shutoff device (AELLD) | Interstitial Monitoring within Secondary Containment | SENSOR TO ATG |  |  |  | UST Currently In Use: 9; UST Temp Close: 0; AST Currently In Use: 0; AST Temp Closed: 0 | 9 | 0 | 0 | 26103-115-021496 | QuikTrip Corporation
54100 | Currently in Use |  | 2022-11-11 |  | Petroleum | On road diesel | On road diesel | Retail | Double Wall | Double Wall |  |  | Flexible |  |  | Double walled catchment basin | Automatic shutoff device At 95% full | Automatic shutoff device At 95% full | Interstitial Monitoring within Secondary Containment | SENSOR TO ATG | Continuous Automatic Tank Gauge | Single walled submersible pump containment sump | Automatic shutoff device (AELLD) | Automatic shutoff device (AELLD) | Interstitial Monitoring within Secondary Containment | SENSOR TO ATG |  |  |  | UST Currently In Use: 9; UST Temp Close: 0; AST Currently In Use: 0; AST Temp Closed: 0 | 9 | 0 | 0 | 26103-115-021496 | QuikTrip Corporation
54101 | Currently in Use |  | 2022-11-11 |  | Petroleum | On road diesel | On road diesel | Retail | Double Wall | Double Wall |  |  | Double Wall |  |  | Double walled catchment basin | Automatic shutoff device At 95% full | Automatic shutoff device At 95% full | Interstitial Monitoring within Secondary Containment | SENSOR TO ATG | Continuous Automatic Tank Gauge | Single walled submersible pump containment sump | Automatic shutoff device (AELLD) | Automatic shutoff device (AELLD) | Interstitial Monitoring within Secondary Containment | SENSOR TO ATG |  |  |  | UST Currently In Use: 9; UST Temp Close: 0; AST Currently In Use: 0; AST Temp Closed: 0 | 9 | 0 | 0 | 26103-115-021496 | QuikTrip Corporation
54102 | Currently in Use |  | 2022-11-11 |  | Petroleum | On road diesel | On road diesel | Retail | Double Wall | Double Wall |  |  | Double Wall |  |  | Double walled catchment basin | Automatic shutoff device At 95% full | Automatic shutoff device At 95% full | Interstitial Monitoring within Secondary Containment | SENSOR TO ATG | Continuous Automatic Tank Gauge | Single walled submersible pump containment sump | Automatic shutoff device (AELLD) | Automatic shutoff device (AELLD) | Interstitial Monitoring within Secondary Containment | SENSOR TO ATG |  |  |  | UST Currently In Use: 9; UST Temp Close: 0; AST Currently In Use: 0; AST Temp Closed: 0 | 9 | 0 | 0 | 26103-115-021496 | QuikTrip Corporation
54103 | Retired |  | 2022-11-11 |  | Petroleum | Other, DEF | Other | Retail | Double Wall | Double Wall |  |  | Flexible |  |  | Double walled catchment basin | Automatic shutoff device At 95% full | Automatic shutoff device At 95% full | Interstitial Monitoring within Secondary Containment | SENSOR TO ATG | Continuous Automatic Tank Gauge | Single walled under dispenser containment | Automatic shutoff device (AELLD) | Automatic shutoff device (AELLD) | Interstitial Monitoring within Secondary Containment | SENSOR TO ATG |  |  |  | UST Currently In Use: 9; UST Temp Close: 0; AST Currently In Use: 0; AST Temp Closed: 0 | 9 | 0 | 0 | 26103-115-021496 | QuikTrip Corporation
54104 | Currently in Use |  | 2022-01-31 |  | Petroleum | Premium gasoline | Premium gasoline | Retail | Double Wall | Double Wall |  |  | Double Wall |  |  | Double walled catchment basin | Audible high level alarm At 90% full | Audible high level alarm At 90% full | Interstitial Monitoring within Secondary Containment | SENSOR TO ATG |  | Double walled submersible pump containment sump | Automatic shutoff device (AELLD) | Automatic shutoff device (AELLD) | Interstitial Monitoring within Secondary Containment | SENSOR TO ATG |  |  | Pressurized Piping | UST Currently In Use: 4; UST Temp Close: 0; AST Currently In Use: 0; AST Temp Closed: 0 | 4 | 0 | 6 | 15420-073-013885 | MAPCO EXPRESS, INC.
54105 | Currently in Use |  | 2022-01-31 |  | Petroleum | On road diesel | On road diesel | Retail | Double Wall | Double Wall |  |  | Double Wall |  | 2022-01-31 | Double walled catchment basin | Audible high level alarm At 90% full | Audible high level alarm At 90% full | Interstitial Monitoring within Secondary Containment | SENSOR TO ATG |  | Single walled under dispenser containment | Automatic shutoff device (AELLD) | Automatic shutoff device (AELLD) | Interstitial Monitoring within Secondary Containment | SENSOR TO ATG |  |  | Pressurized Piping | UST Currently In Use: 4; UST Temp Close: 0; AST Currently In Use: 0; AST Temp Closed: 0 | 4 | 0 | 6 | 15420-073-013885 | MAPCO EXPRESS, INC.
54106 | Currently in Use |  | 2022-01-31 |  | Petroleum | On road diesel | On road diesel | Retail | Double Wall | Double Wall |  |  | Double Wall |  | 2022-01-31 | Double walled catchment basin | Audible high level alarm At 90% full | Audible high level alarm At 90% full | Interstitial Monitoring within Secondary Containment | SENSOR TO ATG |  | Single walled submersible pump containment sump | Automatic shutoff device (AELLD) | Automatic shutoff device (AELLD) | Interstitial Monitoring within Secondary Containment | SENSOR TO ATG |  |  |  | UST Currently In Use: 4; UST Temp Close: 0; AST Currently In Use: 0; AST Temp Closed: 0 | 4 | 0 | 6 | 15420-073-013885 | MAPCO EXPRESS, INC.
54108 | Currently in Use |  | 2021-01-31 |  | Petroleum | Unleaded gasoline | Unleaded gasoline | Retail | Double Wall | Double Wall |  |  | Flexible |  |  | Double walled catchment basin | Audible high level alarm At 90% full | Audible high level alarm At 90% full | Interstitial Monitoring within Secondary Containment | SENSOR TO ATG |  | Single walled under dispenser containment | Automatic shutoff device (AELLD) | Automatic shutoff device (AELLD) | Interstitial Monitoring within Secondary Containment | SENSOR TO ATG |  |  |  | UST Currently In Use: 3; UST Temp Close: 0; AST Currently In Use: 0; AST Temp Closed: 0 | 3 | 0 | 0 | 15420-089-021559 | MAPCO Express INC.
54109 | Currently in Use |  | 2021-01-31 |  | Petroleum | Premium gasoline | Premium gasoline | Retail | Double Wall | Double Wall |  |  | Double Wall |  |  | Double walled catchment basin | Audible high level alarm At 90% full | Audible high level alarm At 90% full | Interstitial Monitoring within Secondary Containment | SENSOR TO ATG |  | Single walled submersible pump containment sump | Automatic shutoff device (AELLD) | Automatic shutoff device (AELLD) | Interstitial Monitoring within Secondary Containment |  |  |  |  | UST Currently In Use: 3; UST Temp Close: 0; AST Currently In Use: 0; AST Temp Closed: 0 | 3 | 0 | 0 | 15420-089-021559 | MAPCO Express INC.
54111 | Currently in Use |  | 2021-01-31 |  | Petroleum | Unleaded gasoline | Unleaded gasoline | Retail | Double Wall | Double Wall |  |  | Flexible |  |  | Double walled catchment basin | Audible high level alarm At 90% full | Audible high level alarm At 90% full | Interstitial Monitoring within Secondary Containment | SENSOR TO ATG |  | Single walled under dispenser containment | Automatic shutoff device (AELLD) | Automatic shutoff device (AELLD) | Interstitial Monitoring within Secondary Containment |  |  |  |  | UST Currently In Use: 3; UST Temp Close: 0; AST Currently In Use: 0; AST Temp Closed: 0 | 3 | 0 | 0 | 15420-089-021559 | MAPCO Express INC.
54127 | Currently in Use |  | 2021-09-03 |  | Petroleum | Unleaded gasoline | Unleaded gasoline | Retail | Double Wall | Double Wall |  |  | Double Wall |  |  | Single walled catchment basin | Automatic shutoff device At 95% full | Automatic shutoff device At 95% full | Interstitial Monitoring within Secondary Containment |  | Automatic Tank Gauge | Single walled submersible pump containment sump | Automatic flow restrictor (MLLD) | Automatic flow restrictor (MLLD) | Interstitial Monitoring within Secondary Containment |  |  |  |  | UST Currently In Use: 3; UST Temp Close: 0; AST Currently In Use: 0; AST Temp Closed: 0 | 3 | 0 | 0 | 22888-041-009558 | SAI Riaan Inc.
54128 | Currently in Use |  | 2021-09-03 |  | Petroleum | Ethanol free gasoline | Ethanol free gasoline | Retail | Double Wall | Double Wall |  |  | Double Wall |  |  | Single walled catchment basin | Automatic shutoff device At 95% full | Automatic shutoff device At 95% full | Interstitial Monitoring within Secondary Containment |  | Groundwater Monitoring | Single walled submersible pump containment sump | Automatic flow restrictor (MLLD) | Automatic flow restrictor (MLLD) | Interstitial Monitoring within Secondary Containment |  |  |  |  | UST Currently In Use: 3; UST Temp Close: 0; AST Currently In Use: 0; AST Temp Closed: 0 | 3 | 0 | 0 | 22888-041-009558 | SAI Riaan Inc.
54129 | Currently in Use |  | 2023-05-01 |  | Petroleum | On road diesel | On road diesel | Retail | Steel | Double Wall | Coated & cathodic protection (sti-P3) |  | Flexible |  |  | Double walled catchment basin | Automatic shutoff device At 95% full | Automatic shutoff device At 95% full | Interstitial Monitoring within Secondary Containment | SENSOR TO ATG |  | Single walled submersible pump containment sump | Automatic shutoff device (AELLD) | Automatic flow restrictor (MLLD) | Interstitial Monitoring within Secondary Containment | SENSOR TO ATG |  |  |  | UST Currently In Use: 1; UST Temp Close: 0; AST Currently In Use: 1; AST Temp Closed: 0 | 1 | 0 | 0 | 24921-003-021535 | Fikes Wholesale
54139 | Currently in Use |  | 2021-09-03 |  | Petroleum | Ethanol free gasoline | Ethanol free gasoline | Retail | Double Wall | Double Wall |  |  | Flexible |  |  | Single walled catchment basin | Automatic shutoff device At 95% full | Automatic shutoff device At 95% full | Interstitial Monitoring within Secondary Containment |  | Automatic Tank Gauge | Single walled submersible pump containment sump | Automatic flow restrictor (MLLD) | Automatic flow restrictor (MLLD) | Interstitial Monitoring within Secondary Containment |  |  |  |  | UST Currently In Use: 3; UST Temp Close: 0; AST Currently In Use: 0; AST Temp Closed: 0 | 3 | 0 | 0 | 22888-041-009558 | SAI Riaan Inc.
54141 | Currently in Use |  | 2023-04-05 |  | Petroleum | On road diesel | On road diesel | Industrial | Double Wall | Double Wall |  |  | Double Wall |  |  | Single walled catchment basin | Audible high level alarm At 90% full | Audible high level alarm At 90% full | Interstitial Monitoring within Secondary Containment |  | Continuous Automatic Tank Gauge | Single walled submersible pump containment sump | Automatic shutoff device (AELLD) | Automatic shutoff device (AELLD) | Interstitial Monitoring within Secondary Containment |  |  |  |  | UST Currently In Use: 3; UST Temp Close: 0; AST Currently In Use: 0; AST Temp Closed: 0 | 3 | 0 | 0 | 26333-089-021523 | R.L.R. Investments, L.L.C.
54142 | Currently in Use |  | 2023-04-12 |  | Petroleum | Unleaded gasoline | Unleaded gasoline | Retail | Double Wall | Double Wall |  |  | Double Wall |  |  | Single walled catchment basin | Automatic shutoff device At 95% full | Automatic shutoff device At 95% full | Interstitial Monitoring within Secondary Containment |  | Automatic Tank Gauge | Single walled under dispenser containment | Automatic flow restrictor (MLLD) | Automatic flow restrictor (MLLD) | Interstitial Monitoring within Secondary Containment |  |  |  |  | UST Currently In Use: 2; UST Temp Close: 0; AST Currently In Use: 0; AST Temp Closed: 0 | 2 | 0 | 0 | 25843-101-021543 | Gas Express LLC
54143 | Currently in Use |  | 2023-04-12 |  | Petroleum | Premium gasoline | Premium gasoline | Retail | Fiberglass coated steel | Double Wall |  |  | Flexible |  |  | Single walled catchment basin | Automatic shutoff device At 95% full | Automatic shutoff device At 95% full | Interstitial Monitoring within Secondary Containment |  | Automatic Tank Gauge | Single walled under dispenser containment | Automatic flow restrictor (MLLD) | Automatic flow restrictor (MLLD) | Interstitial Monitoring within Secondary Containment |  |  |  |  | UST Currently In Use: 2; UST Temp Close: 0; AST Currently In Use: 0; AST Temp Closed: 0 | 2 | 0 | 0 | 25843-101-021543 | Gas Express LLC
54155 | Currently in Use |  | 2023-09-15 |  | Petroleum | On road diesel | On road diesel | Local Government | Double Wall | Double Wall | Coated & cathodic protection (sti-P3) |  | Double Wall |  | 2023-09-15 | Double walled catchment basin | Automatic shutoff device At 95% full | Automatic shutoff device At 95% full | Interstitial Monitoring within Secondary Containment | SENSOR TO ATG |  | Single walled submersible pump containment sump | Sump sensor relayed to automatically shut off submersible pump | Sump sensor relayed to automatically shut off submersible pump | Interstitial Monitoring within Secondary Containment | SENSOR TO ATG |  |  | Pressurized Piping | UST Currently In Use: 3; UST Temp Close: 0; AST Currently In Use: 0; AST Temp Closed: 0 | 3 | 0 | 3 | 15028-125-002022 | TUSCALOOSA CO. COMMISSION PUB. WORKS
54156 | Currently in Use |  | 2023-09-15 |  | Petroleum | Unleaded gasoline | Unleaded gasoline | Local Government | Steel | Double Wall | Coated & cathodic protection (sti-P3) |  | Double Wall |  | 2023-09-15 | Double walled catchment basin | Automatic shutoff device At 95% full | Automatic shutoff device At 95% full | Interstitial Monitoring within Secondary Containment | SENSOR TO ATG |  | Single walled submersible pump containment sump | Sump sensor relayed to automatically shut off submersible pump | Sump sensor relayed to automatically shut off submersible pump | Interstitial Monitoring within Secondary Containment | SENSOR TO ATG |  |  | Pressurized Piping | UST Currently In Use: 3; UST Temp Close: 0; AST Currently In Use: 0; AST Temp Closed: 0 | 3 | 0 | 3 | 15028-125-002022 | TUSCALOOSA CO. COMMISSION PUB. WORKS
54157 | Currently in Use |  | 2023-09-15 |  | Petroleum | Other, DEF | Other | Local Government | Double Wall | Double Wall | Coated & cathodic protection (sti-P3) |  | Double Wall |  | 2023-09-15 | Single walled catchment basin | Automatic shutoff device At 95% full | Automatic shutoff device At 95% full | Interstitial Monitoring within Secondary Containment | SENSOR TO ATG |  | Single walled submersible pump containment sump | Sump sensor relayed to automatically shut off submersible pump | Sump sensor relayed to automatically shut off submersible pump | Interstitial Monitoring within Secondary Containment | SENSOR TO ATG |  |  | Pressurized Piping | UST Currently In Use: 3; UST Temp Close: 0; AST Currently In Use: 0; AST Temp Closed: 0 | 3 | 0 | 3 | 15028-125-002022 | TUSCALOOSA CO. COMMISSION PUB. WORKS
54161 | Currently in Use |  | 2023-06-16 |  | Petroleum | Premium gasoline | Premium gasoline | Retail | Double Wall | Double Wall |  |  | Double Wall |  |  | Double walled catchment basin | Audible high level alarm At 90% full | Audible high level alarm At 90% full | Interstitial Monitoring within Secondary Containment |  | Continuous Automatic Tank Gauge | Single walled under dispenser containment | Automatic shutoff device (AELLD) | Automatic shutoff device (AELLD) | Interstitial Monitoring within Secondary Containment |  |  |  |  | UST Currently In Use: 2; UST Temp Close: 0; AST Currently In Use: 0; AST Temp Closed: 0 | 2 | 0 | 0 | 26316-089-021578 | BJ's Wholesale Club Inc.
54162 | Currently in Use |  | 2023-06-16 |  | Petroleum | Unleaded gasoline | Unleaded gasoline | Retail | Double Wall | Double Wall |  |  | Flexible |  |  | Double walled catchment basin | Automatic shutoff device At 95% full | Audible high level alarm At 90% full | Interstitial Monitoring within Secondary Containment |  | Continuous Automatic Tank Gauge | Single walled submersible pump containment sump | Automatic shutoff device (AELLD) | Automatic shutoff device (AELLD) | Interstitial Monitoring within Secondary Containment |  |  |  |  | UST Currently In Use: 2; UST Temp Close: 0; AST Currently In Use: 0; AST Temp Closed: 0 | 2 | 0 | 0 | 26316-089-021578 | BJ's Wholesale Club Inc.
54163 | Currently in Use |  | 2023-03-17 |  | Petroleum | Unleaded gasoline | Unleaded gasoline | Retail | Fiberglass reinforced plastic | Double Wall |  |  | Fiberglass reinforced plastic |  |  | Double walled catchment basin | Audible high level alarm At 90% full | Audible high level alarm At 90% full | Interstitial Monitoring within Secondary Containment |  |  | Single walled under dispenser containment | Automatic shutoff device (AELLD) | Automatic shutoff device (AELLD) | Interstitial Monitoring within Secondary Containment |  |  |  |  | UST Currently In Use: 4; UST Temp Close: 0; AST Currently In Use: 0; AST Temp Closed: 0 | 4 | 0 | 0 | 14001-079-021590 | Max Burmeister
54164 | Currently in Use |  | 2023-03-17 |  | Petroleum | Premium gasoline | Premium gasoline | Retail | Double Wall | Double Wall |  |  | Double Wall |  |  | Double walled catchment basin | Audible high level alarm At 90% full | Audible high level alarm At 90% full | Interstitial Monitoring within Secondary Containment |  |  | Single walled under dispenser containment | Automatic shutoff device (AELLD) | Automatic shutoff device (AELLD) | Interstitial Monitoring within Secondary Containment |  |  |  |  | UST Currently In Use: 4; UST Temp Close: 0; AST Currently In Use: 0; AST Temp Closed: 0 | 4 | 0 | 0 | 14001-079-021590 | Max Burmeister
54165 | Currently in Use |  | 2023-03-17 |  | Petroleum | On road diesel | On road diesel | Retail | Fiberglass reinforced plastic | Double Wall |  |  | Fiberglass reinforced plastic |  |  | Double walled catchment basin | Audible high level alarm At 90% full | Audible high level alarm At 90% full | Interstitial Monitoring within Secondary Containment |  |  | Single walled under dispenser containment | Automatic shutoff device (AELLD) | Automatic shutoff device (AELLD) | Interstitial Monitoring within Secondary Containment |  |  |  |  | UST Currently In Use: 4; UST Temp Close: 0; AST Currently In Use: 0; AST Temp Closed: 0 | 4 | 0 | 0 | 14001-079-021590 | Max Burmeister
54168 | Currently in Use |  | 2023-03-17 |  | Petroleum | On road diesel | On road diesel | Retail | Fiberglass reinforced plastic | Double Wall |  |  | Fiberglass reinforced plastic |  |  | Double walled catchment basin | Audible high level alarm At 90% full | Audible high level alarm At 90% full | Interstitial Monitoring within Secondary Containment |  |  | Single walled under dispenser containment | Automatic shutoff device (AELLD) | Automatic shutoff device (AELLD) | Interstitial Monitoring within Secondary Containment |  |  |  |  | UST Currently In Use: 4; UST Temp Close: 0; AST Currently In Use: 0; AST Temp Closed: 0 | 4 | 0 | 0 | 14001-079-021590 | Max Burmeister
54177 | Currently in Use |  | 2023-05-01 |  | Petroleum | Unleaded gasoline | Unleaded gasoline | Retail | Double Wall | Double Wall | Coated & cathodic protection (sti-P3) |  | Flexible | [5 empty] | Interstitial Monitoring within Secondary Containment | SENSOR TO ATG | Automatic Tank Gauge | Single walled submersible pump containment sump | Sump sensor relayed to automatically shut off submersible pump | Automatic flow restrictor (MLLD) | Interstitial Monitoring within Secondary Containment | SENSOR TO ATG |  |  | Pressurized Piping | UST Currently In Use: 2; UST Temp Close: 0; AST Currently In Use: 1; AST Temp Closed: 0 | 2 | 0 | 0 | 24921-003-021535 | Fikes Wholesale
54186 | Currently in Use |  | 2023-04-05 |  | Petroleum | On road diesel | On road diesel | Bulk facility | Fiberglass reinforced plastic | Double Wall |  |  | Double Wall |  |  | Single walled catchment basin | Audible high level alarm At 90% full | Audible high level alarm At 90% full | Interstitial Monitoring within Secondary Containment |  | Continuous Automatic Tank Gauge | Single walled submersible pump containment sump | Automatic shutoff device (AELLD) | Automatic shutoff device (AELLD) | Interstitial Monitoring within Secondary Containment |  |  |  |  | UST Currently In Use: 3; UST Temp Close: 0; AST Currently In Use: 0; AST Temp Closed: 0 | 3 | 0 | 0 | 26333-089-021523 | R.L.R. Investments, L.L.C.
54187 | Currently in Use |  | 2023-04-05 |  | Petroleum | Off road diesel | Off road diesel | Bulk facility | Fiberglass reinforced plastic | Double Wall |  |  | Double Wall |  |  | Single walled catchment basin | Audible high level alarm At 90% full | Audible high level alarm At 90% full | Interstitial Monitoring within Secondary Containment |  | Continuous Automatic Tank Gauge | Single walled submersible pump containment sump | Automatic shutoff device (AELLD) | Automatic shutoff device (AELLD) | Interstitial Monitoring within Secondary Containment |  |  |  |  | UST Currently In Use: 3; UST Temp Close: 0; AST Currently In Use: 0; AST Temp Closed: 0 | 3 | 0 | 0 | 26333-089-021523 | R.L.R. Investments, L.L.C.
54190 | Currently in Use |  | 2023-02-20 |  | Petroleum | Unleaded gasoline | Unleaded gasoline | Retail | Double Wall | Double Wall |  |  | Double Wall |  |  | Double walled catchment basin | Automatic shutoff device At 95% full | Automatic shutoff device At 95% full | Interstitial Monitoring within Secondary Containment |  |  | Single walled submersible pump containment sump | Automatic flow restrictor (MLLD) | Automatic flow restrictor (MLLD) | Interstitial Monitoring within Secondary Containment |  |  |  |  | UST Currently In Use: 2; UST Temp Close: 0; AST Currently In Use: 1; AST Temp Closed: 0 | 2 | 0 | 0 | 24921-097-021593 | Fikes Wholesale, Inc.
54191 | Currently in Use |  | 2023-02-20 |  | Petroleum | Premium gasoline | Premium gasoline | Retail | Double Wall | Double Wall |  |  | Double Wall |  |  | Double walled catchment basin | Automatic shutoff device At 95% full | Automatic shutoff device At 95% full | Interstitial Monitoring within Secondary Containment |  |  | Single walled submersible pump containment sump | Automatic flow restrictor (MLLD) | Automatic flow restrictor (MLLD) | Interstitial Monitoring within Secondary Containment |  |  |  |  | UST Currently In Use: 2; UST Temp Close: 0; AST Currently In Use: 1; AST Temp Closed: 0 | 2 | 0 | 0 | 24921-097-021593 | Fikes Wholesale, Inc.
54194 | Currently in Use |  | 2011-08-29 |  | Petroleum | Off road diesel | Off road diesel | Emergency Power Generator | Fiberglass reinforced plastic | Double Wall |  |  | Fiberglass reinforced plastic |  |  | Single walled catchment basin | Automatic shutoff device At 95% full | Automatic shutoff device At 95% full | Interstitial Monitoring within Secondary Containment | SENSOR TO ATG |  | Single walled submersible pump containment sump | Sump sensor relayed to automatically shut off submersible pump | Sump sensor relayed to automatically shut off submersible pump | Interstitial Monitoring within Secondary Containment | SENSOR TO ATG |  |  |  | UST Currently In Use: 1; UST Temp Close: 0; AST Currently In Use: 0; AST Temp Closed: 0 | 1 | 0 | 0 | 15115-125-021584 | University of Alabama Health and Safety
54201 | Currently in Use |  | 2023-05-26 |  | Petroleum | Unleaded gasoline | Unleaded gasoline | Retail | Fiberglass reinforced plastic | Double Wall |  |  | Fiberglass reinforced plastic |  |  | Double walled catchment basin | Audible high level alarm At 90% full | Audible high level alarm At 90% full | Interstitial Monitoring within Secondary Containment | SENSOR TO ATG |  | Single walled submersible pump containment sump | Automatic shutoff device (AELLD) | Automatic shutoff device (AELLD) | Interstitial Monitoring within Secondary Containment | SENSOR TO ATG |  |  |  | UST Currently In Use: 4; UST Temp Close: 0; AST Currently In Use: 0; AST Temp Closed: 0 | 4 | 0 | 0 | 14001-003-021598 | Racetrac Inc
54203 | Currently in Use |  | 2023-05-31 |  | Petroleum | Premium gasoline | Premium gasoline | Retail | Double Wall | Double Wall |  |  | Double Wall |  |  | Double walled catchment basin | Audible high level alarm At 90% full | Audible high level alarm At 90% full | Interstitial Monitoring within Secondary Containment | SENSOR TO ATG |  | Single walled submersible pump containment sump | Automatic shutoff device (AELLD) | Automatic shutoff device (AELLD) | Interstitial Monitoring within Secondary Containment | SENSOR TO ATG |  |  |  | UST Currently In Use: 4; UST Temp Close: 0; AST Currently In Use: 0; AST Temp Closed: 0 | 4 | 0 | 0 | 14001-003-021598 | Racetrac Inc
54204 | Currently in Use |  | 2023-05-31 |  | Petroleum | On road diesel | On road diesel | Retail | Fiberglass reinforced plastic | Double Wall |  |  | Fiberglass reinforced plastic |  |  | Double walled catchment basin | Audible high level alarm At 90% full | Audible high level alarm At 90% full | Interstitial Monitoring within Secondary Containment | SENSOR TO ATG |  | Single walled submersible pump containment sump | Automatic shutoff device (AELLD) | Automatic shutoff device (AELLD) | Interstitial Monitoring within Secondary Containment | SENSOR TO ATG |  |  |  | UST Currently In Use: 4; UST Temp Close: 0; AST Currently In Use: 0; AST Temp Closed: 0 | 4 | 0 | 0 | 14001-003-021598 | Racetrac Inc
54206 | Currently in Use |  | 2023-05-31 |  | Petroleum | On road diesel | On road diesel | Retail | Double Wall | Double Wall |  |  | Fiberglass reinforced plastic |  |  | Single walled catchment basin | Audible high level alarm At 90% full | Audible high level alarm At 90% full | Interstitial Monitoring within Secondary Containment | SENSOR TO ATG |  | Single walled under dispenser containment | Automatic shutoff device (AELLD) | Automatic shutoff device (AELLD) | Interstitial Monitoring within Secondary Containment | SENSOR TO ATG |  |  |  | UST Currently In Use: 4; UST Temp Close: 0; AST Currently In Use: 0; AST Temp Closed: 0 | 4 | 0 | 0 | 14001-003-021598 | Racetrac Inc
54235 | Currently in Use |  | 2023-07-28 |  | Petroleum | Unleaded gasoline | Unleaded gasoline | Retail | Double Wall | Double Wall |  |  | Double Wall |  |  | Double walled catchment basin | Automatic shutoff device At 95% full | Automatic shutoff device At 95% full | Interstitial Monitoring within Secondary Containment | SENSOR TO ATG |  | Single walled under dispenser containment | Automatic shutoff device (AELLD) | Automatic shutoff device (AELLD) | Interstitial Monitoring within Secondary Containment | SENSOR TO ATG |  |  |  | UST Currently In Use: 2; UST Temp Close: 0; AST Currently In Use: 0; AST Temp Closed: 0 | 2 | 0 | 2 | 13579-059-018983 | MURPHY OIL USA, INC.
54236 | Currently in Use |  | 2023-07-28 |  |  |  |  | Retail | Double Wall | Double Wall |  |  | Fiberglass reinforced plastic |  |  | Double walled catchment basin | Automatic shutoff device At 95% full | Automatic shutoff device At 95% full | Interstitial Monitoring within Secondary Containment | SENSOR TO ATG |  | Single walled under dispenser containment | Automatic shutoff device (AELLD) | Automatic shutoff device (AELLD) | Interstitial Monitoring within Secondary Containment | SENSOR TO ATG |  |  |  | UST Currently In Use: 2; UST Temp Close: 0; AST Currently In Use: 0; AST Temp Closed: 0 | 2 | 0 | 2 | 13579-059-018983 | MURPHY OIL USA, INC.
54239 | Currently in Use |  | 2023-03-20 |  | Petroleum | Unleaded gasoline | Unleaded gasoline | Retail | Fiberglass reinforced plastic | Double Wall |  |  | Fiberglass reinforced plastic |  |  | Double walled catchment basin | Automatic shutoff device At 95% full | Automatic shutoff device At 95% full | Interstitial Monitoring within Secondary Containment | SENSOR TO ATG |  | Double walled submersible pump containment sump | Automatic shutoff device (AELLD) | Automatic shutoff device (AELLD) | Interstitial Monitoring within Secondary Containment | SENSOR TO ATG |  |  | Pressurized Piping | UST Currently In Use: 3; UST Temp Close: 0; AST Currently In Use: 0; AST Temp Closed: 0 | 3 | 0 | 0 | 23413-003-021547 | Circle K Stores, Inc.
54240 | Currently in Use |  | 2023-03-20 |  | Petroleum | Premium gasoline | Premium gasoline | Retail | Double Wall | Double Wall |  |  | Fiberglass reinforced plastic |  |  | Double walled catchment basin | Automatic shutoff device At 95% full | Automatic shutoff device At 95% full | Interstitial Monitoring within Secondary Containment | SENSOR TO ATG |  | Double walled submersible pump containment sump | Automatic shutoff device (AELLD) | Automatic shutoff device (AELLD) | Interstitial Monitoring within Secondary Containment | SENSOR TO ATG |  |  | Pressurized Piping | UST Currently In Use: 3; UST Temp Close: 0; AST Currently In Use: 0; AST Temp Closed: 0 | 3 | 0 | 0 | 23413-003-021547 | Circle K Stores, Inc.
54241 | Currently in Use |  | 2023-03-20 |  | Petroleum | On road diesel | On road diesel | Retail | Fiberglass reinforced plastic | Double Wall |  |  | Fiberglass reinforced plastic |  |  | Double walled catchment basin | Automatic shutoff device At 95% full | Automatic shutoff device At 95% full | Interstitial Monitoring within Secondary Containment | SENSOR TO ATG |  | Double walled submersible pump containment sump | Automatic shutoff device (AELLD) | Automatic shutoff device (AELLD) | Interstitial Monitoring within Secondary Containment | SENSOR TO ATG |  |  | Pressurized Piping | UST Currently In Use: 3; UST Temp Close: 0; AST Currently In Use: 0; AST Temp Closed: 0 | 3 | 0 | 0 | 23413-003-021547 | Circle K Stores, Inc.
54260 | Currently in Use |  | 2023-06-08 |  | Petroleum | Unleaded gasoline | Unleaded gasoline | Retail | Fiberglass coated steel | Double Wall |  |  | Double Wall |  |  | Single walled catchment basin | Automatic shutoff device At 95% full | Automatic shutoff device At 95% full | Interstitial Monitoring within Secondary Containment | SENSOR TO ATG | Automatic Tank Gauge | Single walled submersible pump containment sump | Automatic flow restrictor (MLLD) | Automatic flow restrictor (MLLD) | Interstitial Monitoring within Secondary Containment | MANUAL/VISUAL CHECK |  |  |  | UST Currently In Use: 1; UST Temp Close: 0; AST Currently In Use: 0; AST Temp Closed: 0 | 1 | 0 | 0 | 23372-055-021596 | MIDSTATES PETROLEUM
54261 | Currently in Use |  | 2023-04-24 |  | Petroleum | Unleaded gasoline | Unleaded gasoline | Retail | Fiberglass reinforced plastic | Double Wall |  |  | Fiberglass reinforced plastic |  |  | Double walled catchment basin | Automatic shutoff device At 95% full | Automatic shutoff device At 95% full | Interstitial Monitoring within Secondary Containment |  |  | Single walled under dispenser containment | Automatic flow restrictor (MLLD) | Automatic flow restrictor (MLLD) | Interstitial Monitoring within Secondary Containment |  |  |  |  | UST Currently In Use: 5; UST Temp Close: 0; AST Currently In Use: 0; AST Temp Closed: 0 | 5 | 0 | 0 | 14001-089-021548 | RaceTrac Inc
54262 | Currently in Use |  | 2023-04-04 |  | Petroleum | Premium gasoline | Premium gasoline | Retail | Double Wall | Double Wall |  |  | Fiberglass reinforced plastic |  |  | Double walled catchment basin | Audible high level alarm At 90% full | Audible high level alarm At 90% full | Interstitial Monitoring within Secondary Containment |  |  | Single walled submersible pump containment sump | Automatic flow restrictor (MLLD) | Automatic flow restrictor (MLLD) | Interstitial Monitoring within Secondary Containment |  |  |  |  | UST Currently In Use: 5; UST Temp Close: 0; AST Currently In Use: 0; AST Temp Closed: 0 | 5 | 0 | 0 | 14001-089-021548 | RaceTrac Inc
54263 | Currently in Use |  | 2023-04-24 |  | Petroleum | On road diesel | On road diesel | Retail | Double Wall | Double Wall |  |  | Double Wall |  |  | Double walled catchment basin | Audible high level alarm At 90% full | Audible high level alarm At 90% full | Interstitial Monitoring within Secondary Containment |  |  | Single walled under dispenser containment | Automatic flow restrictor (MLLD) | Automatic flow restrictor (MLLD) | Interstitial Monitoring within Secondary Containment |  |  |  |  | UST Currently In Use: 5; UST Temp Close: 0; AST Currently In Use: 0; AST Temp Closed: 0 | 5 | 0 | 0 | 14001-089-021548 | RaceTrac Inc
54264 | Currently in Use |  | 2023-04-24 |  | Petroleum | On road diesel | On road diesel | Retail | Double Wall | Double Wall |  |  | Double Wall |  |  | Double walled catchment basin | Audible high level alarm At 90% full | Audible high level alarm At 90% full | Interstitial Monitoring within Secondary Containment |  |  | Single walled under dispenser containment | Automatic flow restrictor (MLLD) | Automatic flow restrictor (MLLD) | Interstitial Monitoring within Secondary Containment |  |  |  |  | UST Currently In Use: 5; UST Temp Close: 0; AST Currently In Use: 0; AST Temp Closed: 0 | 5 | 0 | 0 | 14001-089-021548 | RaceTrac Inc
54265 | Currently in Use |  | 2023-04-24 |  | Petroleum | Diesel containing less than or equal to 20% biodiesel | Diesel containing less than or equal to 20% biodiesel | Retail | Double Wall | Double Wall |  |  | Double Wall |  |  | Double walled catchment basin | Audible high level alarm At 90% full | Audible high level alarm At 90% full | Interstitial Monitoring within Secondary Containment |  |  | Single walled under dispenser containment | Automatic flow restrictor (MLLD) | Automatic flow restrictor (MLLD) | Interstitial Monitoring within Secondary Containment |  |  |  |  | UST Currently In Use: 5; UST Temp Close: 0; AST Currently In Use: 0; AST Temp Closed: 0 | 5 | 0 | 0 | 14001-089-021548 | RaceTrac Inc
54271 | Currently in Use |  | 2020-05-13 |  | Petroleum | On road diesel | On road diesel | Retail | Double Wall | Double Wall |  |  | Double Wall |  | 2020-05-13 | Double walled catchment basin | Automatic shutoff device At 95% full | Audible high level alarm At 90% full | Interstitial Monitoring within Secondary Containment | SENSOR TO ATG | Continuous Automatic Tank Gauge | Single walled submersible pump containment sump | Automatic flow restrictor (MLLD) | Automatic flow restrictor (MLLD) | Interstitial Monitoring within Secondary Containment | SENSOR TO ATG |  |  | Pressurized Piping | UST Currently In Use: 1; UST Temp Close: 0; AST Currently In Use: 0; AST Temp Closed: 0 | 1 | 0 | 2 | 14262-073-014660 | Ryder System Inc.
54278 | Currently in Use |  | 2023-04-20 |  | Petroleum | Unleaded gasoline | Unleaded gasoline | Retail | Double Wall | Double Wall |  |  | Double Wall |  |  | Double walled catchment basin | Automatic shutoff device At 95% full | Audible high level alarm At 90% full | Interstitial Monitoring within Secondary Containment | SENSOR TO ATG |  |  | Automatic shutoff device (AELLD) | Automatic shutoff device (AELLD) | Interstitial Monitoring within Secondary Containment | SENSOR TO ATG |  |  | Pressurized Piping | UST Currently In Use: 3; UST Temp Close: 0; AST Currently In Use: 0; AST Temp Closed: 0 | 3 | 0 | 3 | 23413-051-018772 | CIRCLE K STORES, INC.
54279 | Currently in Use |  | 2023-04-20 |  | Petroleum | Premium gasoline | Premium gasoline | Retail | Fiberglass reinforced plastic | Double Wall |  |  | Fiberglass reinforced plastic |  |  | Double walled catchment basin | Audible high level alarm At 90% full | Audible high level alarm At 90% full | Interstitial Monitoring within Secondary Containment | SENSOR TO ATG |  |  | Automatic shutoff device (AELLD) | Automatic shutoff device (AELLD) |  | SENSOR TO ATG |  |  |  | UST Currently In Use: 3; UST Temp Close: 0; AST Currently In Use: 0; AST Temp Closed: 0 | 3 | 0 | 3 | 23413-051-018772 | CIRCLE K STORES, INC.
54280 | Currently in Use |  | 2023-04-20 |  | Petroleum | On road diesel | On road diesel | Retail | Double Wall | Double Wall |  |  | Fiberglass reinforced plastic |  |  | Double walled catchment basin | Audible high level alarm At 90% full | Audible high level alarm At 90% full | Interstitial Monitoring within Secondary Containment | SENSOR TO ATG |  | Single walled under dispenser containment | Automatic shutoff device (AELLD) | Automatic shutoff device (AELLD) | Interstitial Monitoring within Secondary Containment | SENSOR TO ATG |  |  | Pressurized Piping | UST Currently In Use: 3; UST Temp Close: 0; AST Currently In Use: 0; AST Temp Closed: 0 | 3 | 0 | 3 | 23413-051-018772 | CIRCLE K STORES, INC.
54282 | Currently in Use |  | 2022-12-22 |  | Petroleum | Unleaded gasoline | Unleaded gasoline | Retail | Double Wall | Double Wall |  |  | Double Wall |  |  | Catchment Basin | Audible high level alarm At 90% full | Audible high level alarm At 90% full | Interstitial Monitoring within Secondary Containment | SENSOR TO ATG |  |  | Automatic shutoff device (AELLD) | Automatic shutoff device (AELLD) | Interstitial Monitoring within Secondary Containment | SENSOR TO ATG |  |  |  | UST Currently In Use: 3; UST Temp Close: 0; AST Currently In Use: 0; AST Temp Closed: 0 | 3 | 0 | 4 | 23413-051-018770 | CIRCLE K STORES, INC.
54283 | Currently in Use |  | 2022-12-22 |  | Petroleum | Premium gasoline | Premium gasoline | Retail | Fiberglass reinforced plastic | Double Wall |  |  | Fiberglass reinforced plastic |  |  | Double walled catchment basin | Audible high level alarm At 90% full | Audible high level alarm At 90% full | Interstitial Monitoring within Secondary Containment | SENSOR TO ATG |  |  | Automatic shutoff device (AELLD) | Automatic shutoff device (AELLD) | Interstitial Monitoring within Secondary Containment | SENSOR TO ATG |  |  | Pressurized Piping | UST Currently In Use: 3; UST Temp Close: 0; AST Currently In Use: 0; AST Temp Closed: 0 | 3 | 0 | 4 | 23413-051-018770 | CIRCLE K STORES, INC.
54284 | Currently in Use |  | 2022-12-22 |  | Petroleum | On road diesel | On road diesel | Retail | Double Wall | Double Wall |  |  | Double Wall |  |  | Double walled catchment basin | Automatic shutoff device At 95% full | Audible high level alarm At 90% full | Interstitial Monitoring within Secondary Containment | SENSOR TO ATG |  |  | Automatic shutoff device (AELLD) | Automatic shutoff device (AELLD) | Interstitial Monitoring within Secondary Containment |  |  |  | Pressurized Piping | UST Currently In Use: 3; UST Temp Close: 0; AST Currently In Use: 0; AST Temp Closed: 0 | 3 | 0 | 4 | 23413-051-018770 | CIRCLE K STORES, INC.
54288 | Currently in Use |  | 2023-10-28 |  | Petroleum | Ethanol free gasoline | Ethanol free gasoline | Retail | Double Wall | Double Wall |  |  | Double Wall |  |  | Double walled catchment basin | Automatic shutoff device At 95% full | Automatic shutoff device At 95% full | Interstitial Monitoring within Secondary Containment |  | Automatic Tank Gauge | Single walled under dispenser containment | Automatic shutoff device (AELLD) | Automatic shutoff device (AELLD) | Interstitial Monitoring within Secondary Containment |  |  |  |  | UST Currently In Use: 4; UST Temp Close: 0; AST Currently In Use: 0; AST Temp Closed: 0 | 4 | 0 | 0 | 22285-117-021520 | High Tide Oil Company, Inc.
54289 | Currently in Use |  | 2023-10-28 |  | Petroleum | Premium gasoline | Premium gasoline | Retail | Double Wall | Double Wall |  |  | Double Wall |  |  | Double walled catchment basin | Automatic shutoff device At 95% full | Automatic shutoff device At 95% full | Interstitial Monitoring within Secondary Containment |  | Automatic Tank Gauge | Single walled submersible pump containment sump | Automatic shutoff device (AELLD) | Automatic shutoff device (AELLD) | Interstitial Monitoring within Secondary Containment |  |  |  |  | UST Currently In Use: 4; UST Temp Close: 0; AST Currently In Use: 0; AST Temp Closed: 0 | 4 | 0 | 0 | 22285-117-021520 | High Tide Oil Company, Inc.
54290 | Currently in Use |  | 2023-10-28 |  | Petroleum | On road diesel | On road diesel | Retail | Double Wall | Double Wall |  |  | Double Wall |  |  | Double walled catchment basin | Automatic shutoff device At 95% full | Automatic shutoff device At 95% full | Interstitial Monitoring within Secondary Containment |  | Automatic Tank Gauge | Single walled under dispenser containment | Automatic shutoff device (AELLD) | Automatic shutoff device (AELLD) | Interstitial Monitoring within Secondary Containment |  |  |  |  | UST Currently In Use: 4; UST Temp Close: 0; AST Currently In Use: 0; AST Temp Closed: 0 | 4 | 0 | 0 | 22285-117-021520 | High Tide Oil Company, Inc.
54292 | Currently in Use |  | 2023-07-19 |  | Petroleum | Unleaded gasoline | Unleaded gasoline | Retail | Double Wall | Double Wall |  |  | Double Wall |  |  | Double walled catchment basin | Automatic shutoff device At 95% full | Automatic shutoff device At 95% full | Interstitial Monitoring within Secondary Containment |  | Automatic Tank Gauge | Single walled submersible pump containment sump | Automatic flow restrictor (MLLD) | Automatic flow restrictor (MLLD) | Interstitial Monitoring within Secondary Containment |  |  |  |  | UST Currently In Use: 2; UST Temp Close: 0; AST Currently In Use: 1; AST Temp Closed: 0 | 2 | 0 | 0 | 24921-097-021574 | Fikes Wholesale, Inc.
54293 | Currently in Use |  | 2023-07-19 |  | Petroleum | On road diesel | On road diesel | Retail | Double Wall | Double Wall |  |  | Flexible |  |  | Double walled catchment basin | Automatic shutoff device At 95% full | Automatic shutoff device At 95% full | Interstitial Monitoring within Secondary Containment |  | Automatic Tank Gauge | Single walled under dispenser containment | Automatic flow restrictor (MLLD) | Automatic flow restrictor (MLLD) | Interstitial Monitoring within Secondary Containment |  |  |  |  | UST Currently In Use: 2; UST Temp Close: 0; AST Currently In Use: 1; AST Temp Closed: 0 | 2 | 0 | 0 | 24921-097-021574 | Fikes Wholesale, Inc.
54317 | Currently in Use |  | 1995-01-01 |  | Petroleum | Premium gasoline | Premium gasoline | Retail | Steel | Single Wall | Coated & cathodic protection (sti-P3) |  | Flexible |  |  | Single walled catchment basin | Audible high level alarm At 90% full | Audible high level alarm At 90% full |  |  | Automatic Tank Gauge |  | Automatic flow restrictor (MLLD) | Automatic flow restrictor (MLLD) |  |  | Annual line testing | Annual line testing |  | UST Currently In Use: 3; UST Temp Close: 0; AST Currently In Use: 0; AST Temp Closed: 0 | 3 | 0 | 3 | 26326-125-015066 | A&W Holdings LLC
54319 | Currently in Use |  | 1995-01-01 |  | Petroleum | On road diesel | On road diesel | Retail | Steel | Single Wall | Coated & cathodic protection (sti-P3) |  | Flexible |  |  | Single walled catchment basin | Audible high level alarm At 90% full | Audible high level alarm At 90% full |  |  | Automatic Tank Gauge |  | Automatic flow restrictor (MLLD) | Automatic flow restrictor (MLLD) |  |  | Annual line testing | Annual line testing |  | UST Currently In Use: 3; UST Temp Close: 0; AST Currently In Use: 0; AST Temp Closed: 0 | 3 | 0 | 3 | 26326-125-015066 | A&W Holdings LLC
54320 | Currently in Use |  | 1995-01-01 |  | Petroleum | Unleaded gasoline | Unleaded gasoline | Retail | [7 empty] | Single walled catchment basin | Audible high level alarm At 90% full | Audible high level alarm At 90% full |  |  | Automatic Tank Gauge |  | Automatic flow restrictor (MLLD) | Automatic flow restrictor (MLLD) |  |  | Annual line testing | Annual line testing |  | UST Currently In Use: 3; UST Temp Close: 0; AST Currently In Use: 0; AST Temp Closed: 0 | 3 | 0 | 3 | 26326-125-015066 | A&W Holdings LLC
54327 | Currently in Use |  | 2023-02-02 |  | Petroleum | On road diesel | On road diesel | Retail | Double Wall | Double Wall |  |  | Double Wall |  |  | Double walled catchment basin | Automatic shutoff device At 95% full | Automatic shutoff device At 95% full | Interstitial Monitoring within Secondary Containment |  |  | Single walled under dispenser containment | Sump sensor relayed to automatically shut off submersible pump | Automatic shutoff device (AELLD) | Interstitial Monitoring within Secondary Containment |  |  |  |  | UST Currently In Use: 9; UST Temp Close: 0; AST Currently In Use: 0; AST Temp Closed: 0 | 9 | 0 | 0 | 25965-097-021537 | Quik Trip Corporation
54328 | Currently in Use |  | 2023-02-02 |  | Petroleum | On road diesel | On road diesel | Retail | Fiberglass reinforced plastic | Double Wall |  |  | Double Wall |  |  | Double walled catchment basin | Automatic shutoff device At 95% full | Automatic shutoff device At 95% full | Interstitial Monitoring within Secondary Containment |  |  | Single walled submersible pump containment sump | Automatic shutoff device (AELLD) | Automatic shutoff device (AELLD) | Interstitial Monitoring within Secondary Containment |  |  |  |  | UST Currently In Use: 9; UST Temp Close: 0; AST Currently In Use: 0; AST Temp Closed: 0 | 9 | 0 | 0 | 25965-097-021537 | Quik Trip Corporation
54329 | Currently in Use |  | 2023-02-02 |  | Petroleum | On road diesel | On road diesel | Retail | Fiberglass reinforced plastic | Double Wall |  |  | Double Wall |  |  | Double walled catchment basin | Automatic shutoff device At 95% full | Automatic shutoff device At 95% full | Interstitial Monitoring within Secondary Containment |  |  | Single walled submersible pump containment sump | Automatic shutoff device (AELLD) | Automatic shutoff device (AELLD) | Interstitial Monitoring within Secondary Containment |  |  |  |  | UST Currently In Use: 9; UST Temp Close: 0; AST Currently In Use: 0; AST Temp Closed: 0 | 9 | 0 | 0 | 25965-097-021537 | Quik Trip Corporation
54330 | Currently in Use |  | 2023-02-02 |  | Petroleum | On road diesel | On road diesel | Retail | Fiberglass reinforced plastic | Double Wall |  |  | Flexible |  |  | Double walled catchment basin | Automatic shutoff device At 95% full | Automatic shutoff device At 95% full | Interstitial Monitoring within Secondary Containment |  |  | Single walled submersible pump containment sump | Sump sensor relayed to automatically shut off submersible pump | Automatic shutoff device (AELLD) | Interstitial Monitoring within Secondary Containment |  |  |  |  | UST Currently In Use: 9; UST Temp Close: 0; AST Currently In Use: 0; AST Temp Closed: 0 | 9 | 0 | 0 | 25965-097-021537 | Quik Trip Corporation
54331 | Currently in Use |  | 2023-11-30 |  | Petroleum | Unleaded gasoline | Unleaded gasoline | Retail | Double Wall | Double Wall |  |  | Double Wall |  |  | Single walled catchment basin | Automatic shutoff device At 95% full | Automatic shutoff device At 95% full | Interstitial Monitoring within Secondary Containment | SENSOR TO ATG |  | Single walled under dispenser containment | Automatic flow restrictor (MLLD) | Automatic flow restrictor (MLLD) | Interstitial Monitoring within Secondary Containment | SENSOR TO ATG |  |  | Pressurized Piping | UST Currently In Use: 1; UST Temp Close: 0; AST Currently In Use: 0; AST Temp Closed: 0 | 1 | 0 | 0 | 22444-069-021609 | Vishal Anand
54341 | Currently in Use |  | 2023-02-02 |  | Petroleum | Other, DEF | Other | Retail | Double Wall | Double Wall |  |  | Double Wall |  |  | Single walled catchment basin | Automatic shutoff device At 95% full | Automatic shutoff device At 95% full | Interstitial Monitoring within Secondary Containment |  |  | Single walled submersible pump containment sump | Automatic shutoff device (AELLD) | Automatic shutoff device (AELLD) | Interstitial Monitoring within Secondary Containment |  |  |  |  | UST Currently In Use: 9; UST Temp Close: 0; AST Currently In Use: 0; AST Temp Closed: 0 | 9 | 0 | 0 | 25965-097-021537 | Quik Trip Corporation
54342 | Currently in Use |  | 2023-02-23 |  | Petroleum | Unleaded gasoline | Unleaded gasoline | Retail | Double Wall | Double Wall |  |  | Double Wall |  |  | Single walled catchment basin | Automatic shutoff device At 95% full | Automatic shutoff device At 95% full | Interstitial Monitoring within Secondary Containment |  |  | Single walled under dispenser containment | Sump sensor relayed to automatically shut off submersible pump | Sump sensor relayed to automatically shut off submersible pump | Interstitial Monitoring within Secondary Containment |  |  |  |  | UST Currently In Use: 9; UST Temp Close: 0; AST Currently In Use: 0; AST Temp Closed: 0 | 9 | 0 | 0 | 25965-097-021537 | Quik Trip Corporation
54343 | Currently in Use |  | 2023-02-23 |  | Petroleum | Unleaded gasoline | Unleaded gasoline | Retail | Fiberglass reinforced plastic | Double Wall |  |  | Flexible |  |  | Single walled catchment basin | Automatic shutoff device At 95% full | Automatic shutoff device At 95% full | Interstitial Monitoring within Secondary Containment |  |  | Single walled under dispenser containment | Sump sensor relayed to automatically shut off submersible pump | Sump sensor relayed to automatically shut off submersible pump | Interstitial Monitoring within Secondary Containment |  |  |  |  | UST Currently In Use: 9; UST Temp Close: 0; AST Currently In Use: 0; AST Temp Closed: 0 | 9 | 0 | 0 | 25965-097-021537 | Quik Trip Corporation
54344 | Currently in Use |  | 2023-02-23 |  | Petroleum | Ethanol free gasoline | Ethanol free gasoline | Retail | Fiberglass reinforced plastic | Double Wall |  |  | Double Wall |  |  | Single walled catchment basin | Automatic shutoff device At 95% full | Automatic shutoff device At 95% full | Interstitial Monitoring within Secondary Containment |  |  | Single walled submersible pump containment sump | Sump sensor relayed to automatically shut off submersible pump | Sump sensor relayed to automatically shut off submersible pump | Interstitial Monitoring within Secondary Containment |  |  |  |  | UST Currently In Use: 9; UST Temp Close: 0; AST Currently In Use: 0; AST Temp Closed: 0 | 9 | 0 | 0 | 25965-097-021537 | Quik Trip Corporation
54345 | Currently in Use |  | 2023-02-23 |  | Petroleum | Premium gasoline | Premium gasoline | Retail | Double Wall | Double Wall |  |  | Double Wall |  |  | Single walled catchment basin | Automatic shutoff device At 95% full | Automatic shutoff device At 95% full | Interstitial Monitoring within Secondary Containment |  |  | Single walled submersible pump containment sump | Sump sensor relayed to automatically shut off submersible pump | Sump sensor relayed to automatically shut off submersible pump | Interstitial Monitoring within Secondary Containment |  |  |  |  | UST Currently In Use: 9; UST Temp Close: 0; AST Currently In Use: 0; AST Temp Closed: 0 | 9 | 0 | 0 | 25965-097-021537 | Quik Trip Corporation
54353 | Currently in Use |  | 2023-04-06 |  | Petroleum | Unleaded gasoline | Unleaded gasoline | Retail | Double Wall | Double Wall |  |  | Double Wall |  |  | Double walled catchment basin | Audible high level alarm At 90% full | Audible high level alarm At 90% full | Interstitial Monitoring within Secondary Containment | SENSOR TO ATG |  | Single walled under dispenser containment | Automatic flow restrictor (MLLD) | Automatic flow restrictor (MLLD) | Interstitial Monitoring within Secondary Containment | SENSOR TO ATG |  |  | Pressurized Piping | UST Currently In Use: 3; UST Temp Close: 0; AST Currently In Use: 0; AST Temp Closed: 0 | 3 | 0 | 5 | 14001-033-006906 | Racetrac Inc
54354 | Currently in Use |  | 2023-04-06 |  | Petroleum | Premium gasoline | Premium gasoline | Retail | Double Wall | Double Wall |  |  | Fiberglass reinforced plastic |  |  | Double walled catchment basin | Audible high level alarm At 90% full | Audible high level alarm At 90% full | Interstitial Monitoring within Secondary Containment | SENSOR TO ATG |  | Single walled under dispenser containment | Automatic flow restrictor (MLLD) | Automatic flow restrictor (MLLD) | Interstitial Monitoring within Secondary Containment | SENSOR TO ATG |  |  | Pressurized Piping | UST Currently In Use: 3; UST Temp Close: 0; AST Currently In Use: 0; AST Temp Closed: 0 | 3 | 0 | 5 | 14001-033-006906 | Racetrac Inc
54355 | Currently in Use |  | 2023-04-06 |  | Petroleum | 100% biodiesel (Not Regulated) | 100% biodiesel (Not Regulated) | Retail | Fiberglass reinforced plastic | Double Wall |  |  | Fiberglass reinforced plastic |  |  | Single walled catchment basin | Audible high level alarm At 90% full | Audible high level alarm At 90% full | Interstitial Monitoring within Secondary Containment | SENSOR TO ATG |  | Single walled under dispenser containment | Automatic flow restrictor (MLLD) | Automatic flow restrictor (MLLD) | Interstitial Monitoring within Secondary Containment | SENSOR TO ATG |  |  | Pressurized Piping | UST Currently In Use: 3; UST Temp Close: 0; AST Currently In Use: 0; AST Temp Closed: 0 | 3 | 0 | 5 | 14001-033-006906 | Racetrac Inc
54358 | Currently in Use |  | 2023-10-10 |  | Petroleum | Unleaded gasoline | Unleaded gasoline | Retail | Double Wall | Double Wall |  |  | Flexible |  |  | Single walled catchment basin | Automatic shutoff device At 95% full | Automatic shutoff device At 95% full | Interstitial Monitoring within Secondary Containment |  | Continuous Automatic Tank Gauge | Single walled submersible pump containment sump | Sump sensor relayed to automatically shut off submersible pump | Sump sensor relayed to automatically shut off submersible pump | Interstitial Monitoring within Secondary Containment |  |  |  |  | UST Currently In Use: 4; UST Temp Close: 0; AST Currently In Use: 0; AST Temp Closed: 0 | 4 | 0 | 0 | 26356-073-021576 | JAI SHIVSHAKTI INC
54360 | Currently in Use |  | 2023-08-22 |  | Petroleum | Premium gasoline | Premium gasoline | Retail | Double Wall | Double Wall |  |  | Flexible |  |  | Double walled catchment basin | Audible high level alarm At 90% full | Audible high level alarm At 90% full | Interstitial Monitoring within Secondary Containment |  |  | Single walled under dispenser containment | Sump sensor relayed to automatically shut off submersible pump | Automatic flow restrictor (MLLD) | Interstitial Monitoring within Secondary Containment |  |  |  |  | UST Currently In Use: 4; UST Temp Close: 0; AST Currently In Use: 0; AST Temp Closed: 0 | 4 | 0 | 0 | 26380-003-021562 | Wawa Southeast, LLC
54366 | Currently in Use |  | 2023-06-09 |  | Petroleum | Unleaded gasoline | Unleaded gasoline | Retail | Double Wall | Double Wall |  |  | Double Wall |  |  | Single walled catchment basin | Automatic shutoff device At 95% full | Automatic shutoff device At 95% full | Interstitial Monitoring within Secondary Containment | SENSOR TO ATG | Automatic Tank Gauge | Single walled under dispenser containment | Automatic flow restrictor (MLLD) | Automatic flow restrictor (MLLD) | Interstitial Monitoring within Secondary Containment | SENSOR TO ATG |  |  |  | UST Currently In Use: 2; UST Temp Close: 0; AST Currently In Use: 0; AST Temp Closed: 0 | 2 | 0 | 0 | 25843-113-021612 | Amin Chitalwala
54367 | Currently in Use |  | 2023-06-09 |  | Petroleum | Premium gasoline | Premium gasoline | Retail | Double Wall | Double Wall |  |  | Double Wall |  |  | Single walled catchment basin | Automatic shutoff device At 95% full | Automatic shutoff device At 95% full | Interstitial Monitoring within Secondary Containment | SENSOR TO ATG | Automatic Tank Gauge | Single walled under dispenser containment | Automatic flow restrictor (MLLD) | Automatic flow restrictor (MLLD) | Interstitial Monitoring within Secondary Containment | SENSOR TO ATG |  |  |  | UST Currently In Use: 2; UST Temp Close: 0; AST Currently In Use: 0; AST Temp Closed: 0 | 2 | 0 | 0 | 25843-113-021612 | Amin Chitalwala
54403 | Currently in Use |  | 2023-08-16 |  | Petroleum | Unleaded gasoline | Unleaded gasoline | Retail | Double Wall | Double Wall |  |  | Double Wall |  |  | Single walled catchment basin | Automatic shutoff device At 95% full | Automatic shutoff device At 95% full | Interstitial Monitoring within Secondary Containment | SENSOR TO ATG |  | Single walled submersible pump containment sump | Automatic flow restrictor (MLLD) | Automatic flow restrictor (MLLD) | Interstitial Monitoring within Secondary Containment | SENSOR TO ATG |  |  |  | UST Currently In Use: 2; UST Temp Close: 0; AST Currently In Use: 0; AST Temp Closed: 0 | 2 | 0 | 0 | 23806-117-021539 | Royal Investments Group LLC DBA Chelsea Market
54404 | Currently in Use |  | 2023-08-16 |  | Petroleum | Premium gasoline | Premium gasoline | Retail | Double Wall | Double Wall |  |  | Flexible |  |  | Single walled catchment basin | Automatic shutoff device At 95% full | Automatic shutoff device At 95% full | Interstitial Monitoring within Secondary Containment |  |  | Single walled submersible pump containment sump | Automatic flow restrictor (MLLD) | Automatic flow restrictor (MLLD) | Interstitial Monitoring within Secondary Containment |  |  |  |  | UST Currently In Use: 2; UST Temp Close: 0; AST Currently In Use: 0; AST Temp Closed: 0 | 2 | 0 | 0 | 23806-117-021539 | Royal Investments Group LLC DBA Chelsea Market
54406 | Currently in Use |  | 2023-10-01 |  | Petroleum | Unleaded gasoline | Unleaded gasoline | Retail | Fiberglass coated steel | Fiberglass coated steel |  |  | Double Wall |  |  | Double walled catchment basin | Automatic shutoff device At 95% full | Automatic shutoff device At 95% full | Interstitial Monitoring within Secondary Containment |  | Automatic Tank Gauge | Single walled under dispenser containment | Automatic shutoff device (AELLD) | Automatic shutoff device (AELLD) | Interstitial Monitoring within Secondary Containment |  |  |  |  | UST Currently In Use: 2; UST Temp Close: 0; AST Currently In Use: 0; AST Temp Closed: 0 | 2 | 0 | 0 | 25822-055-021557 | K-Va-T Food Stores, Inc.
54407 | Currently in Use |  | 2023-10-01 |  | Petroleum | Premium gasoline | Premium gasoline | Retail | Fiberglass coated steel | Fiberglass coated steel |  |  | Double Wall |  |  | Double walled catchment basin | Automatic shutoff device At 95% full | Automatic shutoff device At 95% full | Interstitial Monitoring within Secondary Containment |  | Automatic Tank Gauge | Single walled under dispenser containment | Automatic shutoff device (AELLD) | Automatic shutoff device (AELLD) | Interstitial Monitoring within Secondary Containment |  |  |  |  | UST Currently In Use: 2; UST Temp Close: 0; AST Currently In Use: 0; AST Temp Closed: 0 | 2 | 0 | 0 | 25822-055-021557 | K-Va-T Food Stores, Inc.
54435 | Currently in Use |  | 2023-10-10 |  | Petroleum | Unleaded gasoline | Unleaded gasoline | Retail | Double Wall | Double Wall |  |  | Double Wall |  |  | Single walled catchment basin | Automatic shutoff device At 95% full | Automatic shutoff device At 95% full | Interstitial Monitoring within Secondary Containment |  | Continuous Automatic Tank Gauge | Single walled under dispenser containment | Sump sensor relayed to automatically shut off submersible pump | Sump sensor relayed to automatically shut off submersible pump | Interstitial Monitoring within Secondary Containment |  |  |  |  | UST Currently In Use: 4; UST Temp Close: 0; AST Currently In Use: 0; AST Temp Closed: 0 | 4 | 0 | 0 | 26356-073-021576 | JAI SHIVSHAKTI INC
54436 | Currently in Use |  | 2023-10-10 |  | Petroleum | Premium gasoline | Premium gasoline | Retail | Double Wall | Double Wall |  |  | Fiberglass reinforced plastic |  |  | Single walled catchment basin | Automatic shutoff device At 95% full | Automatic shutoff device At 95% full | Interstitial Monitoring within Secondary Containment |  | Continuous Automatic Tank Gauge | Single walled submersible pump containment sump | Sump sensor relayed to automatically shut off submersible pump | Sump sensor relayed to automatically shut off submersible pump | Interstitial Monitoring within Secondary Containment |  |  |  |  | UST Currently In Use: 4; UST Temp Close: 0; AST Currently In Use: 0; AST Temp Closed: 0 | 4 | 0 | 0 | 26356-073-021576 | JAI SHIVSHAKTI INC
54437 | Currently in Use |  | 2023-10-10 |  | Petroleum | Ethanol free gasoline | Ethanol free gasoline | Retail | Double Wall | Double Wall |  |  | Double Wall |  |  | Single walled catchment basin | Automatic shutoff device At 95% full | Automatic shutoff device At 95% full | Interstitial Monitoring within Secondary Containment |  | Continuous Automatic Tank Gauge | Single walled under dispenser containment | Sump sensor relayed to automatically shut off submersible pump | Sump sensor relayed to automatically shut off submersible pump | Interstitial Monitoring within Secondary Containment |  |  |  |  | UST Currently In Use: 4; UST Temp Close: 0; AST Currently In Use: 0; AST Temp Closed: 0 | 4 | 0 | 0 | 26356-073-021576 | JAI SHIVSHAKTI INC
54444 | Currently in Use |  | 2023-07-27 |  | Petroleum | Unleaded gasoline | Unleaded gasoline | Retail | Double Wall | Double Wall |  |  | Double Wall |  |  | Double walled catchment basin | Automatic shutoff device At 95% full | Automatic shutoff device At 95% full | Interstitial Monitoring within Secondary Containment | SENSOR TO ATG |  | Single walled submersible pump containment sump | Automatic shutoff device (AELLD) | Automatic shutoff device (AELLD) | Interstitial Monitoring within Secondary Containment | SENSOR TO ATG |  |  | Pressurized Piping | UST Currently In Use: 11; UST Temp Close: 0; AST Currently In Use: 0; AST Temp Closed: 0 | 11 | 0 | 0 | 26103-101-021550 | QuikTrip Corporation
54445 | Currently in Use |  | 2023-07-27 |  | Petroleum | Unleaded gasoline | Unleaded gasoline | Retail | Fiberglass reinforced plastic | Double Wall |  |  | Flexible |  |  | Double walled catchment basin | Automatic shutoff device At 95% full | Automatic shutoff device At 95% full | Interstitial Monitoring within Secondary Containment | SENSOR TO ATG |  | Single walled submersible pump containment sump | Automatic shutoff device (AELLD) | Automatic shutoff device (AELLD) | Interstitial Monitoring within Secondary Containment | SENSOR TO ATG |  |  | Pressurized Piping | UST Currently In Use: 11; UST Temp Close: 0; AST Currently In Use: 0; AST Temp Closed: 0 | 11 | 0 | 0 | 26103-101-021550 | QuikTrip Corporation
54446 | Currently in Use |  | 2023-07-27 |  | Petroleum | Unleaded gasoline | Unleaded gasoline | Retail | Fiberglass reinforced plastic | Double Wall |  |  | Double Wall |  |  | Double walled catchment basin | Automatic shutoff device At 95% full | Automatic shutoff device At 95% full | Interstitial Monitoring within Secondary Containment | SENSOR TO ATG |  | Single walled under dispenser containment | Automatic shutoff device (AELLD) | Automatic shutoff device (AELLD) | Interstitial Monitoring within Secondary Containment | SENSOR TO ATG |  |  | Pressurized Piping | UST Currently In Use: 11; UST Temp Close: 0; AST Currently In Use: 0; AST Temp Closed: 0 | 11 | 0 | 0 | 26103-101-021550 | QuikTrip Corporation
54447 | Currently in Use |  | 2023-07-27 |  | Petroleum | Ethanol free gasoline | Ethanol free gasoline | Retail | Double Wall | Double Wall |  |  | Double Wall |  |  | Double walled catchment basin | Automatic shutoff device At 95% full | Automatic shutoff device At 95% full | Interstitial Monitoring within Secondary Containment | SENSOR TO ATG |  | Single walled under dispenser containment | Automatic shutoff device (AELLD) | Automatic shutoff device (AELLD) | Interstitial Monitoring within Secondary Containment | SENSOR TO ATG |  |  | Pressurized Piping | UST Currently In Use: 11; UST Temp Close: 0; AST Currently In Use: 0; AST Temp Closed: 0 | 11 | 0 | 0 | 26103-101-021550 | QuikTrip Corporation
54448 | Currently in Use |  | 2023-07-27 |  | Petroleum | Premium gasoline | Premium gasoline | Retail | Double Wall | Double Wall |  |  | Double Wall |  |  | Double walled catchment basin | Automatic shutoff device At 95% full | Automatic shutoff device At 95% full | Interstitial Monitoring within Secondary Containment | SENSOR TO ATG |  | Single walled under dispenser containment | Automatic shutoff device (AELLD) | Automatic shutoff device (AELLD) | Interstitial Monitoring within Secondary Containment | SENSOR TO ATG |  |  | Pressurized Piping | UST Currently In Use: 11; UST Temp Close: 0; AST Currently In Use: 0; AST Temp Closed: 0 | 11 | 0 | 0 | 26103-101-021550 | QuikTrip Corporation
54449 | Currently in Use |  | 2023-07-13 |  | Petroleum | Diesel containing less than or equal to 20% biodiesel | Diesel containing less than or equal to 20% biodiesel | Retail | Double Wall | Double Wall |  |  | Double Wall |  |  | Double walled catchment basin | Automatic shutoff device At 95% full | Automatic shutoff device At 95% full | Interstitial Monitoring within Secondary Containment | SENSOR TO ATG |  | Single walled under dispenser containment | Automatic shutoff device (AELLD) | Automatic shutoff device (AELLD) | Interstitial Monitoring within Secondary Containment | SENSOR TO ATG |  |  | Pressurized Piping | UST Currently In Use: 11; UST Temp Close: 0; AST Currently In Use: 0; AST Temp Closed: 0 | 11 | 0 | 0 | 26103-101-021550 | QuikTrip Corporation
54450 | Currently in Use |  | 2023-07-13 |  | Petroleum | Diesel containing less than or equal to 20% biodiesel | Diesel containing less than or equal to 20% biodiesel | Retail | Double Wall | Double Wall |  |  | Double Wall |  |  | Double walled catchment basin | Automatic shutoff device At 95% full | Automatic shutoff device At 95% full | Interstitial Monitoring within Secondary Containment | SENSOR TO ATG |  | Single walled under dispenser containment | Automatic shutoff device (AELLD) | Automatic shutoff device (AELLD) | Interstitial Monitoring within Secondary Containment | SENSOR TO ATG |  |  | Pressurized Piping | UST Currently In Use: 11; UST Temp Close: 0; AST Currently In Use: 0; AST Temp Closed: 0 | 11 | 0 | 0 | 26103-101-021550 | QuikTrip Corporation
54451 | Currently in Use |  | 2023-07-13 |  | Petroleum | Diesel containing less than or equal to 20% biodiesel | Diesel containing less than or equal to 20% biodiesel | Retail | Double Wall | Double Wall |  |  | Flexible |  |  | Double walled catchment basin | Automatic shutoff device At 95% full | Automatic shutoff device At 95% full | Interstitial Monitoring within Secondary Containment | SENSOR TO ATG |  | Single walled submersible pump containment sump | Automatic shutoff device (AELLD) | Automatic shutoff device (AELLD) | Interstitial Monitoring within Secondary Containment | SENSOR TO ATG |  |  | Pressurized Piping | UST Currently In Use: 11; UST Temp Close: 0; AST Currently In Use: 0; AST Temp Closed: 0 | 11 | 0 | 0 | 26103-101-021550 | QuikTrip Corporation
54452 | Currently in Use |  | 2023-07-13 |  | Petroleum | Diesel containing less than or equal to 20% biodiesel | Diesel containing less than or equal to 20% biodiesel | Retail | Double Wall | Double Wall |  |  | Flexible |  |  | Double walled catchment basin | Automatic shutoff device At 95% full | Automatic shutoff device At 95% full | Interstitial Monitoring within Secondary Containment | SENSOR TO ATG |  | Single walled submersible pump containment sump | Automatic shutoff device (AELLD) | Automatic shutoff device (AELLD) | Interstitial Monitoring within Secondary Containment | SENSOR TO ATG |  |  | Pressurized Piping | UST Currently In Use: 11; UST Temp Close: 0; AST Currently In Use: 0; AST Temp Closed: 0 | 11 | 0 | 0 | 26103-101-021550 | QuikTrip Corporation
54453 | Currently in Use |  | 2023-07-13 |  | Petroleum | Diesel containing less than or equal to 20% biodiesel | Diesel containing less than or equal to 20% biodiesel | Retail | Double Wall | Double Wall |  |  | Flexible |  |  | Double walled catchment basin | Automatic shutoff device At 95% full | Automatic shutoff device At 95% full | Interstitial Monitoring within Secondary Containment | SENSOR TO ATG |  | Single walled submersible pump containment sump | Sump sensor relayed to automatically shut off submersible pump | Automatic shutoff device (AELLD) | Interstitial Monitoring within Secondary Containment | SENSOR TO ATG |  |  | Pressurized Piping | UST Currently In Use: 11; UST Temp Close: 0; AST Currently In Use: 0; AST Temp Closed: 0 | 11 | 0 | 0 | 26103-101-021550 | QuikTrip Corporation
54454 | Currently in Use |  | 2023-07-13 |  | Petroleum | Other, Diesel Exhaust Fluid | Other | Retail | Double Wall | Double Wall |  |  | Flexible |  |  | Double walled catchment basin | Audible high level alarm At 90% full | Audible high level alarm At 90% full | Interstitial Monitoring within Secondary Containment | SENSOR TO ATG |  | Single walled under dispenser containment | Diesel Exhaust Fluid (non-regulated) | Other | Interstitial Monitoring within Secondary Containment | SENSOR TO ATG |  |  | Pressurized Piping | UST Currently In Use: 11; UST Temp Close: 0; AST Currently In Use: 0; AST Temp Closed: 0 | 11 | 0 | 0 | 26103-101-021550 | QuikTrip Corporation
54493 | Currently in Use |  | 2023-08-22 |  | Petroleum | Unleaded gasoline | Unleaded gasoline | Retail | Double Wall | Double Wall |  |  | Double Wall |  |  | Double walled catchment basin | Audible high level alarm At 90% full | Audible high level alarm At 90% full | Interstitial Monitoring within Secondary Containment |  |  | Single walled submersible pump containment sump | Automatic flow restrictor (MLLD) | Automatic flow restrictor (MLLD) | Interstitial Monitoring within Secondary Containment |  |  |  |  | UST Currently In Use: 4; UST Temp Close: 0; AST Currently In Use: 0; AST Temp Closed: 0 | 4 | 0 | 0 | 26380-003-021562 | Wawa Southeast, LLC
54495 | Currently in Use |  | 2023-08-22 |  | Petroleum | Unleaded gasoline | Unleaded gasoline | Retail | Double Wall | Double Wall |  |  | Flexible |  |  | Double walled catchment basin | Audible high level alarm At 90% full | Audible high level alarm At 90% full | Interstitial Monitoring within Secondary Containment |  |  | Single walled under dispenser containment | Automatic flow restrictor (MLLD) | Automatic flow restrictor (MLLD) | Interstitial Monitoring within Secondary Containment |  |  |  |  | UST Currently In Use: 4; UST Temp Close: 0; AST Currently In Use: 0; AST Temp Closed: 0 | 4 | 0 | 0 | 26380-003-021562 | Wawa Southeast, LLC
54496 | Currently in Use |  | 2023-08-22 |  | Petroleum | Ethanol free gasoline | Ethanol free gasoline | Retail | Double Wall | Double Wall |  |  | Double Wall |  |  | Double walled catchment basin | Automatic shutoff device At 95% full | Audible high level alarm At 90% full | Interstitial Monitoring within Secondary Containment |  |  | Single walled under dispenser containment | Sump sensor relayed to automatically shut off submersible pump | Automatic flow restrictor (MLLD) | Interstitial Monitoring within Secondary Containment |  |  |  |  | UST Currently In Use: 4; UST Temp Close: 0; AST Currently In Use: 0; AST Temp Closed: 0 | 4 | 0 | 0 | 26380-003-021562 | Wawa Southeast, LLC
54506 | Currently in Use |  | 2023-03-03 |  | Petroleum | Unleaded gasoline | Unleaded gasoline | Retail | Double Wall | Double Wall |  |  | Double Wall |  | 2023-03-03 | Double walled catchment basin | Automatic shutoff device At 95% full | Automatic shutoff device At 95% full | Interstitial Monitoring within Secondary Containment | SENSOR TO ATG | Continuous Automatic Tank Gauge | Double walled under dispenser containment | Automatic flow restrictor (MLLD) | Automatic flow restrictor (MLLD) | Interstitial Monitoring within Secondary Containment | SENSOR TO ATG |  |  |  | UST Currently In Use: 3; UST Temp Close: 0; AST Currently In Use: 0; AST Temp Closed: 0 | 3 | 0 | 2 | 13284-103-011687 | H.L. MARTIN DISTRIBUTING CO.
54507 | Currently in Use |  | 2023-03-03 |  | Petroleum | On road diesel | On road diesel | Retail | Double Wall | Double Wall |  |  | Fiberglass reinforced plastic |  | 2023-03-03 | Double walled catchment basin | Automatic shutoff device At 95% full | Automatic shutoff device At 95% full | Interstitial Monitoring within Secondary Containment | SENSOR TO ATG | Continuous Automatic Tank Gauge | Double walled submersible pump containment sump | Automatic flow restrictor (MLLD) | Automatic flow restrictor (MLLD) | Interstitial Monitoring within Secondary Containment | SENSOR TO ATG |  |  | Pressurized Piping | UST Currently In Use: 3; UST Temp Close: 0; AST Currently In Use: 0; AST Temp Closed: 0 | 3 | 0 | 2 | 13284-103-011687 | H.L. MARTIN DISTRIBUTING CO.
54508 | Currently in Use |  | 2023-03-03 |  | Petroleum | Premium gasoline | Premium gasoline | Retail | Fiberglass coated steel | Double Wall |  |  | Double Wall |  | 2023-03-03 | Catchment Basin | Automatic shutoff device At 95% full | Automatic shutoff device At 95% full | Interstitial Monitoring within Secondary Containment | SENSOR TO ATG | Continuous Automatic Tank Gauge | Double walled submersible pump containment sump | Automatic flow restrictor (MLLD) | Automatic flow restrictor (MLLD) | Interstitial Monitoring within Secondary Containment | SENSOR TO ATG |  |  |  | UST Currently In Use: 3; UST Temp Close: 0; AST Currently In Use: 0; AST Temp Closed: 0 | 3 | 0 | 2 | 13284-103-011687 | H.L. MARTIN DISTRIBUTING CO.
54518 | Currently in Use |  | 2023-12-13 |  | Petroleum | Diesel containing less than or equal to 20% biodiesel | Diesel containing less than or equal to 20% biodiesel | Retail | Fiberglass reinforced plastic | Double Wall |  |  | Fiberglass reinforced plastic |  |  | Double walled catchment basin | Audible high level alarm At 90% full | Audible high level alarm At 90% full | Interstitial Monitoring within Secondary Containment | SENSOR TO ATG |  | Single walled under dispenser containment | Automatic shutoff device (AELLD) | Automatic shutoff device (AELLD) | Interstitial Monitoring within Secondary Containment | SENSOR TO ATG |  |  |  | UST Currently In Use: 5; UST Temp Close: 0; AST Currently In Use: 0; AST Temp Closed: 0 | 5 | 0 | 0 | 14001-069-021010 | RACETRAC PETROLEUM, INC.
54521 | Currently in Use |  | 2023-05-19 |  | Petroleum | Unleaded gasoline | Unleaded gasoline | Retail | Double Wall | Double Wall |  |  | Double Wall |  |  | Double walled catchment basin | Automatic shutoff device At 95% full | Automatic shutoff device At 95% full | Interstitial Monitoring within Secondary Containment |  |  | Single walled submersible pump containment sump | Automatic shutoff device (AELLD) | Automatic shutoff device (AELLD) | Interstitial Monitoring within Secondary Containment |  |  |  |  | UST Currently In Use: 9; UST Temp Close: 0; AST Currently In Use: 0; AST Temp Closed: 0 | 9 | 0 | 0 | 26103-097-021560 | QuikTrip Corporation
54522 | Currently in Use |  | 2023-05-19 |  | Petroleum | Unleaded gasoline | Unleaded gasoline | Retail | Double Wall | Double Wall |  |  | Flexible |  |  | Double walled catchment basin | Automatic shutoff device At 95% full | Automatic shutoff device At 95% full | Interstitial Monitoring within Secondary Containment | SENSOR TO ATG |  | Single walled under dispenser containment | Automatic shutoff device (AELLD) | Automatic shutoff device (AELLD) | Interstitial Monitoring within Secondary Containment | SENSOR TO ATG |  |  |  | UST Currently In Use: 9; UST Temp Close: 0; AST Currently In Use: 0; AST Temp Closed: 0 | 9 | 0 | 0 | 26103-097-021560 | QuikTrip Corporation
54523 | Currently in Use |  | 2023-05-19 |  | Petroleum | Ethanol free gasoline | Ethanol free gasoline | Retail | Fiberglass reinforced plastic | Double Wall |  |  | Double Wall |  |  | Double walled catchment basin | Automatic shutoff device At 95% full | Automatic shutoff device At 95% full | Interstitial Monitoring within Secondary Containment | SENSOR TO ATG |  | Single walled under dispenser containment | Automatic shutoff device (AELLD) | Automatic shutoff device (AELLD) | Interstitial Monitoring within Secondary Containment | SENSOR TO ATG |  |  |  | UST Currently In Use: 9; UST Temp Close: 0; AST Currently In Use: 0; AST Temp Closed: 0 | 9 | 0 | 0 | 26103-097-021560 | QuikTrip Corporation
54524 | Currently in Use |  | 2023-05-19 |  | Petroleum | Premium gasoline | Premium gasoline | Retail | Fiberglass reinforced plastic | Double Wall |  |  | Double Wall |  |  | Double walled catchment basin | Automatic shutoff device At 95% full | Automatic shutoff device At 95% full | Interstitial Monitoring within Secondary Containment | SENSOR TO ATG |  | Single walled under dispenser containment | Sump sensor relayed to automatically shut off submersible pump | Automatic shutoff device (AELLD) | Interstitial Monitoring within Secondary Containment | SENSOR TO ATG |  |  |  | UST Currently In Use: 9; UST Temp Close: 0; AST Currently In Use: 0; AST Temp Closed: 0 | 9 | 0 | 0 | 26103-097-021560 | QuikTrip Corporation
54525 | Currently in Use |  | 2023-06-02 |  | Petroleum | On road diesel | On road diesel | Retail | Fiberglass reinforced plastic | Double Wall |  |  | Double Wall |  |  | Double walled catchment basin | Automatic shutoff device At 95% full | Automatic shutoff device At 95% full | Interstitial Monitoring within Secondary Containment | SENSOR TO ATG |  | Single walled under dispenser containment | Sump sensor relayed to automatically shut off submersible pump | Automatic shutoff device (AELLD) | Interstitial Monitoring within Secondary Containment |  |  |  |  | UST Currently In Use: 9; UST Temp Close: 0; AST Currently In Use: 0; AST Temp Closed: 0 | 9 | 0 | 0 | 26103-097-021560 | QuikTrip Corporation
54526 | Currently in Use |  | 2023-06-02 |  | Petroleum | On road diesel | On road diesel | Retail | Fiberglass reinforced plastic | Double Wall |  |  | Flexible |  |  | Double walled catchment basin | Automatic shutoff device At 95% full | Automatic shutoff device At 95% full | Interstitial Monitoring within Secondary Containment | SENSOR TO ATG |  | Single walled submersible pump containment sump | Sump sensor relayed to automatically shut off submersible pump | Automatic shutoff device (AELLD) | Interstitial Monitoring within Secondary Containment | SENSOR TO ATG |  |  |  | UST Currently In Use: 9; UST Temp Close: 0; AST Currently In Use: 0; AST Temp Closed: 0 | 9 | 0 | 0 | 26103-097-021560 | QuikTrip Corporation
54527 | Currently in Use |  | 2023-06-02 |  | Petroleum | On road diesel | On road diesel | Retail | Double Wall | Double Wall |  |  | Double Wall |  |  | Double walled catchment basin | Automatic shutoff device At 95% full | Automatic shutoff device At 95% full | Interstitial Monitoring within Secondary Containment | SENSOR TO ATG |  | Single walled submersible pump containment sump | Automatic shutoff device (AELLD) | Automatic shutoff device (AELLD) | Interstitial Monitoring within Secondary Containment | SENSOR TO ATG |  |  |  | UST Currently In Use: 9; UST Temp Close: 0; AST Currently In Use: 0; AST Temp Closed: 0 | 9 | 0 | 0 | 26103-097-021560 | QuikTrip Corporation
54528 | Currently in Use |  | 2023-06-02 |  | Petroleum | On road diesel | On road diesel | Retail | Double Wall | Double Wall |  |  | Double Wall |  |  | Double walled catchment basin | Automatic shutoff device At 95% full | Automatic shutoff device At 95% full | Interstitial Monitoring within Secondary Containment | SENSOR TO ATG |  | Single walled submersible pump containment sump | Sump sensor relayed to automatically shut off submersible pump | Automatic shutoff device (AELLD) | Interstitial Monitoring within Secondary Containment | SENSOR TO ATG |  |  |  | UST Currently In Use: 9; UST Temp Close: 0; AST Currently In Use: 0; AST Temp Closed: 0 | 9 | 0 | 0 | 26103-097-021560 | QuikTrip Corporation
54529 | Currently in Use |  | 2023-06-02 |  | Petroleum | Other, DEF | Other | Retail | Double Wall | Double Wall |  |  | Flexible |  |  | Double walled catchment basin | Automatic shutoff device At 95% full | Automatic shutoff device At 95% full | Interstitial Monitoring within Secondary Containment | SENSOR TO ATG |  | Single walled submersible pump containment sump | Automatic shutoff device (AELLD) | Automatic shutoff device (AELLD) | Interstitial Monitoring within Secondary Containment | SENSOR TO ATG |  |  |  | UST Currently In Use: 9; UST Temp Close: 0; AST Currently In Use: 0; AST Temp Closed: 0 | 9 | 0 | 0 | 26103-097-021560 | QuikTrip Corporation
54530 | Currently in Use |  | 2023-12-13 |  | Petroleum | 100% biodiesel (Not Regulated) | 100% biodiesel (Not Regulated) | Retail | Double Wall | Double Wall |  |  | Double Wall |  |  | Single walled catchment basin | Audible high level alarm At 90% full | Audible high level alarm At 90% full | Interstitial Monitoring within Secondary Containment | SENSOR TO ATG |  | Single walled under dispenser containment | Automatic shutoff device (AELLD) | Automatic shutoff device (AELLD) | Interstitial Monitoring within Secondary Containment | SENSOR TO ATG |  |  |  | UST Currently In Use: 5; UST Temp Close: 0; AST Currently In Use: 0; AST Temp Closed: 0 | 5 | 0 | 0 | 14001-069-021010 | RACETRAC PETROLEUM, INC.